## Index
AESO 2021 Long-term Outlook
1 - Average Load
2 - Peak AIL
3 - DER Capacity, DER Output and EV Load
4 - Electric Vehicle Forecast
5 - Generation data by fuel type
6 - Generation capacity by region
7 - Reference Case Hourly AIL
Disclaimer
The information contained in this document is published in accordance with the AESO’s legislative obligations and is for information purposes only. As such, the AESO makes no warranties or representations as to the accuracy, completeness or fitness for any particular purpose with respect to the information contained herein, whether express or implied. While the AESO has made every attempt to ensure the information contained herein represents a reasonable forecast, the AESO is not responsible for any errors or omissions. Consequently, any reliance placed on the information contained herein is at the reader’s sole risk.
The data presented in this data file are for the Alberta Balancing Authority area which also includes Fort Nelson, British Columbia.
Energy and loads are counted once and only once.

## Content and Glossary
Content Average Load: Forecast annual average Alberta Internal Load (AIL), annual average behind-the-fence (BTF) load and annual average system load, measured in megawatt (MW) for the different scenarios and the different system load cases (See Section 5.1.2 of the the AESO 2021 Long-term Outlook (LTO) for a full explanation on the system load forecast). As well as forecast annual average Demand Transmission Service (DTS) load measured in megawatt (MW) for the Reference Case. Peak AIL: Forecast maximum AIL, measured in MW for each year for the different scenarios. DER Capacity, DER Output and EV Load: Forecast capacity and the maximum output of the Distribution Energy Resources (DER), and the Electric Vehicles (EV) load. Electric Vehicle Forecast: Forecast number of electric vehicles for each year. Generation data by fuel type: All generation data including Output, Capacity, Capacity factors and Emissions, by fuel type and scenario. Generation capacity by region: Generation capacity by fuel type, scenario and region. Reference Case Hourly AIL: Hourly AIL forecast for the Reference Case. Generation Glossary Net Imports: Annual imports energy less annual export energy. Other: Includes biomass, waste heat, and geothermal in the Clean-Tech Scenario. Solar/storage: Solar assets that are paired with lithium ion batteries. Storage: Predominately lithium battery storage assets with some pumped storage in the Clean-Tech scenario. Solar: Photovoltaic solar assets (includes both transmission connected and ‘greater than 5 MW’ distribution connected). Wind: Wind turbine assets (includes both transmission connected and ‘greater than 5 MW’ distribution connected). Hydro: Water-powered assets. Cogeneration: Cogeneration assets (includes both transmission connected and ‘greater than 5 MW’ distribution connected). Combined-Cycle: Combined Cycle assets and repowered coal to gas units in the Clean-Tech Scenario. Simple-Cycle: Simple Cycle assets (includes both transmission connected and ‘greater than 5 MW’ distribution connected). Coal-to-Gas — Steam Boiler: Coal units that have converted to gas (does not include repowered units). Coal: Coal assets. Output: Forecast annual energy production, measured in gigawatt hours (GWh), for each year for the different fuel types. Capacity: Forecast annual total capacity, measured in MW, for each year for the different fuel types. Both beginning of year and end of year capacity are provided. Carbon Emissions: Annual tonnes of carbon emissions, measured in tonnes of carbon dioxide (CO2), for each year of the forecast for the different fuel types. Only Simple-Cycle, Combined-Cycle, Coal, Coal-to-Gas and some Cogeneration emissions are reported. See Section 5.1.3 of the 2021 LTO for a full explanation on what emissions are included. Capacity Factors: Annual average capacity factors by fuel type and scenario. Capacity factor is the average output of an asset divided by its capacity. Storage and Intertie capacity factors are not reported due to their unique operating characteristics (both consume and produce electricity).

## Average Load
Calendar Year | Scenario | System Load Case | Category | Load (MW)
2021 | 1 Reference Case | High System Load | Average AIL | 9639.4831
2022 | 1 Reference Case | High System Load | Average AIL | 9819.2829
2023 | 1 Reference Case | High System Load | Average AIL | 9933.5329
2024 | 1 Reference Case | High System Load | Average AIL | 9993.8055
2025 | 1 Reference Case | High System Load | Average AIL | 10076.9675
2026 | 1 Reference Case | High System Load | Average AIL | 10161.9697
2027 | 1 Reference Case | High System Load | Average AIL | 10252.2139
2028 | 1 Reference Case | High System Load | Average AIL | 10344.5793
2029 | 1 Reference Case | High System Load | Average AIL | 10362.9522
2030 | 1 Reference Case | High System Load | Average AIL | 10390.591
2031 | 1 Reference Case | High System Load | Average AIL | 10482.9387
2032 | 1 Reference Case | High System Load | Average AIL | 10556.9818
2033 | 1 Reference Case | High System Load | Average AIL | 10575.8371
2034 | 1 Reference Case | High System Load | Average AIL | 10534.5566
2035 | 1 Reference Case | High System Load | Average AIL | 10559.7391
2036 | 1 Reference Case | High System Load | Average AIL | 10537.3543
2037 | 1 Reference Case | High System Load | Average AIL | 10538.3641
2038 | 1 Reference Case | High System Load | Average AIL | 10557.0621
2039 | 1 Reference Case | High System Load | Average AIL | 10578.1238
2040 | 1 Reference Case | High System Load | Average AIL | 10599.9267
2041 | 1 Reference Case | High System Load | Average AIL | 10614.8865
2021 | 1 Reference Case | Low System Load | Average AIL | 9639.4831
2022 | 1 Reference Case | Low System Load | Average AIL | 9819.2829
2023 | 1 Reference Case | Low System Load | Average AIL | 9933.5329
2024 | 1 Reference Case | Low System Load | Average AIL | 9993.8055
2025 | 1 Reference Case | Low System Load | Average AIL | 10076.9675
2026 | 1 Reference Case | Low System Load | Average AIL | 10161.9697
2027 | 1 Reference Case | Low System Load | Average AIL | 10252.2139
2028 | 1 Reference Case | Low System Load | Average AIL | 10344.5793
2029 | 1 Reference Case | Low System Load | Average AIL | 10362.9522
2030 | 1 Reference Case | Low System Load | Average AIL | 10390.591
2031 | 1 Reference Case | Low System Load | Average AIL | 10482.9387
2032 | 1 Reference Case | Low System Load | Average AIL | 10556.9818
2033 | 1 Reference Case | Low System Load | Average AIL | 10575.8371
2034 | 1 Reference Case | Low System Load | Average AIL | 10534.5566
2035 | 1 Reference Case | Low System Load | Average AIL | 10559.7391
2036 | 1 Reference Case | Low System Load | Average AIL | 10537.3543
2037 | 1 Reference Case | Low System Load | Average AIL | 10538.3641
2038 | 1 Reference Case | Low System Load | Average AIL | 10557.0621
2039 | 1 Reference Case | Low System Load | Average AIL | 10578.1238
2040 | 1 Reference Case | Low System Load | Average AIL | 10599.9267
2041 | 1 Reference Case | Low System Load | Average AIL | 10614.8865
2021 | 2 Clean-Tech Scenario | High System Load | Average AIL | 9652.7912
2022 | 2 Clean-Tech Scenario | High System Load | Average AIL | 9828.8856
2023 | 2 Clean-Tech Scenario | High System Load | Average AIL | 9942.9176
2024 | 2 Clean-Tech Scenario | High System Load | Average AIL | 10021.5142
2025 | 2 Clean-Tech Scenario | High System Load | Average AIL | 10096.5763
2026 | 2 Clean-Tech Scenario | High System Load | Average AIL | 10151.9994
2027 | 2 Clean-Tech Scenario | High System Load | Average AIL | 10171.6795
2028 | 2 Clean-Tech Scenario | High System Load | Average AIL | 10203.6103
2029 | 2 Clean-Tech Scenario | High System Load | Average AIL | 10197.002
2030 | 2 Clean-Tech Scenario | High System Load | Average AIL | 10224.7455
2031 | 2 Clean-Tech Scenario | High System Load | Average AIL | 10266.2593
2032 | 2 Clean-Tech Scenario | High System Load | Average AIL | 10320.6259
2033 | 2 Clean-Tech Scenario | High System Load | Average AIL | 10341.7941
2034 | 2 Clean-Tech Scenario | High System Load | Average AIL | 10368.7767
2035 | 2 Clean-Tech Scenario | High System Load | Average AIL | 10420.6787
2036 | 2 Clean-Tech Scenario | High System Load | Average AIL | 10520.4097
2037 | 2 Clean-Tech Scenario | High System Load | Average AIL | 10650.9009
2038 | 2 Clean-Tech Scenario | High System Load | Average AIL | 10795.8043
2039 | 2 Clean-Tech Scenario | High System Load | Average AIL | 10967.6011
2040 | 2 Clean-Tech Scenario | High System Load | Average AIL | 11177.3959
2041 | 2 Clean-Tech Scenario | High System Load | Average AIL | 11395.6628
2021 | 2 Clean-Tech Scenario | Low System Load | Average AIL | 9652.7912
2022 | 2 Clean-Tech Scenario | Low System Load | Average AIL | 9828.8856
2023 | 2 Clean-Tech Scenario | Low System Load | Average AIL | 9942.9176
2024 | 2 Clean-Tech Scenario | Low System Load | Average AIL | 10021.5142
2025 | 2 Clean-Tech Scenario | Low System Load | Average AIL | 10096.5763
2026 | 2 Clean-Tech Scenario | Low System Load | Average AIL | 10151.9994
2027 | 2 Clean-Tech Scenario | Low System Load | Average AIL | 10171.6795
2028 | 2 Clean-Tech Scenario | Low System Load | Average AIL | 10203.6103
2029 | 2 Clean-Tech Scenario | Low System Load | Average AIL | 10197.002
2030 | 2 Clean-Tech Scenario | Low System Load | Average AIL | 10224.7455
2031 | 2 Clean-Tech Scenario | Low System Load | Average AIL | 10266.2593
2032 | 2 Clean-Tech Scenario | Low System Load | Average AIL | 10320.6259
2033 | 2 Clean-Tech Scenario | Low System Load | Average AIL | 10341.7941
2034 | 2 Clean-Tech Scenario | Low System Load | Average AIL | 10368.7767
2035 | 2 Clean-Tech Scenario | Low System Load | Average AIL | 10420.6787
2036 | 2 Clean-Tech Scenario | Low System Load | Average AIL | 10520.4097
2037 | 2 Clean-Tech Scenario | Low System Load | Average AIL | 10650.9009
2038 | 2 Clean-Tech Scenario | Low System Load | Average AIL | 10795.8043
2039 | 2 Clean-Tech Scenario | Low System Load | Average AIL | 10967.6011
2040 | 2 Clean-Tech Scenario | Low System Load | Average AIL | 11177.3959
2041 | 2 Clean-Tech Scenario | Low System Load | Average AIL | 11395.6628
2021 | 3 Robust Scenario | High System Load | Average AIL | 9744.0831
2022 | 3 Robust Scenario | High System Load | Average AIL | 9959.9902
2023 | 3 Robust Scenario | High System Load | Average AIL | 10109.3887
2024 | 3 Robust Scenario | High System Load | Average AIL | 10206.9048
2025 | 3 Robust Scenario | High System Load | Average AIL | 10302.2805
2026 | 3 Robust Scenario | High System Load | Average AIL | 10454.1652
2027 | 3 Robust Scenario | High System Load | Average AIL | 10559.9966
2028 | 3 Robust Scenario | High System Load | Average AIL | 10745.5512
2029 | 3 Robust Scenario | High System Load | Average AIL | 10787.0282
2030 | 3 Robust Scenario | High System Load | Average AIL | 10885.1998
2031 | 3 Robust Scenario | High System Load | Average AIL | 11025.6246
2032 | 3 Robust Scenario | High System Load | Average AIL | 11148.2745
2033 | 3 Robust Scenario | High System Load | Average AIL | 11206.1356
2034 | 3 Robust Scenario | High System Load | Average AIL | 11186.6846
2035 | 3 Robust Scenario | High System Load | Average AIL | 11305.4027
2036 | 3 Robust Scenario | High System Load | Average AIL | 11347.1266
2037 | 3 Robust Scenario | High System Load | Average AIL | 11382.5533
2038 | 3 Robust Scenario | High System Load | Average AIL | 11448.1351
2039 | 3 Robust Scenario | High System Load | Average AIL | 11470.0249
2040 | 3 Robust Scenario | High System Load | Average AIL | 11493.2566
2041 | 3 Robust Scenario | High System Load | Average AIL | 11511.8074
2021 | 3 Robust Scenario | Low System Load | Average AIL | 9744.0831
2022 | 3 Robust Scenario | Low System Load | Average AIL | 9959.9902
2023 | 3 Robust Scenario | Low System Load | Average AIL | 10109.3887
2024 | 3 Robust Scenario | Low System Load | Average AIL | 10206.9048
2025 | 3 Robust Scenario | Low System Load | Average AIL | 10302.2805
2026 | 3 Robust Scenario | Low System Load | Average AIL | 10454.1652
2027 | 3 Robust Scenario | Low System Load | Average AIL | 10559.9966
2028 | 3 Robust Scenario | Low System Load | Average AIL | 10745.5512
2029 | 3 Robust Scenario | Low System Load | Average AIL | 10787.0282
2030 | 3 Robust Scenario | Low System Load | Average AIL | 10885.1998
2031 | 3 Robust Scenario | Low System Load | Average AIL | 11025.6246
2032 | 3 Robust Scenario | Low System Load | Average AIL | 11148.2745
2033 | 3 Robust Scenario | Low System Load | Average AIL | 11206.1356
2034 | 3 Robust Scenario | Low System Load | Average AIL | 11186.6846
2035 | 3 Robust Scenario | Low System Load | Average AIL | 11305.4027
2036 | 3 Robust Scenario | Low System Load | Average AIL | 11347.1266
2037 | 3 Robust Scenario | Low System Load | Average AIL | 11382.5533
2038 | 3 Robust Scenario | Low System Load | Average AIL | 11448.1351
2039 | 3 Robust Scenario | Low System Load | Average AIL | 11470.0249
2040 | 3 Robust Scenario | Low System Load | Average AIL | 11493.2566
2041 | 3 Robust Scenario | Low System Load | Average AIL | 11511.8074
2021 | 4 Stagnant Scenario | High System Load | Average AIL | 9535.9925
2022 | 4 Stagnant Scenario | High System Load | Average AIL | 9704.1524
2023 | 4 Stagnant Scenario | High System Load | Average AIL | 9813.6319
2024 | 4 Stagnant Scenario | High System Load | Average AIL | 9865.5483
2025 | 4 Stagnant Scenario | High System Load | Average AIL | 9924.9126
2026 | 4 Stagnant Scenario | High System Load | Average AIL | 9896.4566
2027 | 4 Stagnant Scenario | High System Load | Average AIL | 9885.0991
2028 | 4 Stagnant Scenario | High System Load | Average AIL | 9908.6863
2029 | 4 Stagnant Scenario | High System Load | Average AIL | 9907.7102
2030 | 4 Stagnant Scenario | High System Load | Average AIL | 9907.6961
2031 | 4 Stagnant Scenario | High System Load | Average AIL | 9889.8968
2032 | 4 Stagnant Scenario | High System Load | Average AIL | 9884.0722
2033 | 4 Stagnant Scenario | High System Load | Average AIL | 9842.5762
2034 | 4 Stagnant Scenario | High System Load | Average AIL | 9768.3702
2035 | 4 Stagnant Scenario | High System Load | Average AIL | 9722.9417
2036 | 4 Stagnant Scenario | High System Load | Average AIL | 9715.962
2037 | 4 Stagnant Scenario | High System Load | Average AIL | 9657.7242
2038 | 4 Stagnant Scenario | High System Load | Average AIL | 9668.2844
2039 | 4 Stagnant Scenario | High System Load | Average AIL | 9682.5244
2040 | 4 Stagnant Scenario | High System Load | Average AIL | 9698.1502
2041 | 4 Stagnant Scenario | High System Load | Average AIL | 9712.3428
2021 | 4 Stagnant Scenario | Low System Load | Average AIL | 9535.9925
2022 | 4 Stagnant Scenario | Low System Load | Average AIL | 9704.1524
2023 | 4 Stagnant Scenario | Low System Load | Average AIL | 9813.6319
2024 | 4 Stagnant Scenario | Low System Load | Average AIL | 9865.5483
2025 | 4 Stagnant Scenario | Low System Load | Average AIL | 9924.9126
2026 | 4 Stagnant Scenario | Low System Load | Average AIL | 9896.4566
2027 | 4 Stagnant Scenario | Low System Load | Average AIL | 9885.0991
2028 | 4 Stagnant Scenario | Low System Load | Average AIL | 9908.6863
2029 | 4 Stagnant Scenario | Low System Load | Average AIL | 9907.7102
2030 | 4 Stagnant Scenario | Low System Load | Average AIL | 9907.6961
2031 | 4 Stagnant Scenario | Low System Load | Average AIL | 9889.8968
2032 | 4 Stagnant Scenario | Low System Load | Average AIL | 9884.0722
2033 | 4 Stagnant Scenario | Low System Load | Average AIL | 9842.5762
2034 | 4 Stagnant Scenario | Low System Load | Average AIL | 9768.3702
2035 | 4 Stagnant Scenario | Low System Load | Average AIL | 9722.9417
2036 | 4 Stagnant Scenario | Low System Load | Average AIL | 9715.962
2037 | 4 Stagnant Scenario | Low System Load | Average AIL | 9657.7242
2038 | 4 Stagnant Scenario | Low System Load | Average AIL | 9668.2844
2039 | 4 Stagnant Scenario | Low System Load | Average AIL | 9682.5244
2040 | 4 Stagnant Scenario | Low System Load | Average AIL | 9698.1502
2041 | 4 Stagnant Scenario | Low System Load | Average AIL | 9712.3428
2021 | 1 Reference Case | High System Load | Average System Load | 6930.8833
2022 | 1 Reference Case | High System Load | Average System Load | 7092.7134
2023 | 1 Reference Case | High System Load | Average System Load | 7215.0769
2024 | 1 Reference Case | High System Load | Average System Load | 7277.31
2025 | 1 Reference Case | High System Load | Average System Load | 7353.136
2026 | 1 Reference Case | High System Load | Average System Load | 7439.0275
2027 | 1 Reference Case | High System Load | Average System Load | 7520.4401
2028 | 1 Reference Case | High System Load | Average System Load | 7591.1658
2029 | 1 Reference Case | High System Load | Average System Load | 7571.0948
2030 | 1 Reference Case | High System Load | Average System Load | 7576.7876
2031 | 1 Reference Case | High System Load | Average System Load | 7640.0056
2032 | 1 Reference Case | High System Load | Average System Load | 7703.8195
2033 | 1 Reference Case | High System Load | Average System Load | 7718.2023
2034 | 1 Reference Case | High System Load | Average System Load | 7667.894
2035 | 1 Reference Case | High System Load | Average System Load | 7667.6841
2036 | 1 Reference Case | High System Load | Average System Load | 7650.3273
2037 | 1 Reference Case | High System Load | Average System Load | 7663.2973
2038 | 1 Reference Case | High System Load | Average System Load | 7658.0148
2039 | 1 Reference Case | High System Load | Average System Load | 7760.5878
2040 | 1 Reference Case | High System Load | Average System Load | 7762.1891
2041 | 1 Reference Case | High System Load | Average System Load | 7765.778
2021 | 1 Reference Case | Low System Load | Average System Load | 6869.3658
2022 | 1 Reference Case | Low System Load | Average System Load | 6956.6244
2023 | 1 Reference Case | Low System Load | Average System Load | 7075.182
2024 | 1 Reference Case | Low System Load | Average System Load | 7023.1708
2025 | 1 Reference Case | Low System Load | Average System Load | 6959.5049
2026 | 1 Reference Case | Low System Load | Average System Load | 7014.1674
2027 | 1 Reference Case | Low System Load | Average System Load | 7039.7874
2028 | 1 Reference Case | Low System Load | Average System Load | 7105.2044
2029 | 1 Reference Case | Low System Load | Average System Load | 7052.226
2030 | 1 Reference Case | Low System Load | Average System Load | 6994.3338
2031 | 1 Reference Case | Low System Load | Average System Load | 6996.489
2032 | 1 Reference Case | Low System Load | Average System Load | 7029.6573
2033 | 1 Reference Case | Low System Load | Average System Load | 7044.022
2034 | 1 Reference Case | Low System Load | Average System Load | 6963.0746
2035 | 1 Reference Case | Low System Load | Average System Load | 6966.6756
2036 | 1 Reference Case | Low System Load | Average System Load | 6948.8008
2037 | 1 Reference Case | Low System Load | Average System Load | 6957.4924
2038 | 1 Reference Case | Low System Load | Average System Load | 6956.9094
2039 | 1 Reference Case | Low System Load | Average System Load | 7059.1781
2040 | 1 Reference Case | Low System Load | Average System Load | 7060.1318
2041 | 1 Reference Case | Low System Load | Average System Load | 7059.4136
2021 | 2 Clean-Tech Scenario | High System Load | Average System Load | 6925.9841
2022 | 2 Clean-Tech Scenario | High System Load | Average System Load | 7066.9638
2023 | 2 Clean-Tech Scenario | High System Load | Average System Load | 7212.3539
2024 | 2 Clean-Tech Scenario | High System Load | Average System Load | 7276.5863
2025 | 2 Clean-Tech Scenario | High System Load | Average System Load | 7280.8843
2026 | 2 Clean-Tech Scenario | High System Load | Average System Load | 7311.5457
2027 | 2 Clean-Tech Scenario | High System Load | Average System Load | 7299.1901
2028 | 2 Clean-Tech Scenario | High System Load | Average System Load | 7302.8471
2029 | 2 Clean-Tech Scenario | High System Load | Average System Load | 7241.0761
2030 | 2 Clean-Tech Scenario | High System Load | Average System Load | 7235.2132
2031 | 2 Clean-Tech Scenario | High System Load | Average System Load | 7248.3734
2032 | 2 Clean-Tech Scenario | High System Load | Average System Load | 7288.8223
2033 | 2 Clean-Tech Scenario | High System Load | Average System Load | 7309.167
2034 | 2 Clean-Tech Scenario | High System Load | Average System Load | 7323.9942
2035 | 2 Clean-Tech Scenario | High System Load | Average System Load | 7353.3426
2036 | 2 Clean-Tech Scenario | High System Load | Average System Load | 7437.642
2037 | 2 Clean-Tech Scenario | High System Load | Average System Load | 7546.8262
2038 | 2 Clean-Tech Scenario | High System Load | Average System Load | 7669.0033
2039 | 2 Clean-Tech Scenario | High System Load | Average System Load | 7845.5289
2040 | 2 Clean-Tech Scenario | High System Load | Average System Load | 8007.672
2041 | 2 Clean-Tech Scenario | High System Load | Average System Load | 8200.0343
2021 | 2 Clean-Tech Scenario | Low System Load | Average System Load | 6881.6497
2022 | 2 Clean-Tech Scenario | Low System Load | Average System Load | 6961.5882
2023 | 2 Clean-Tech Scenario | Low System Load | Average System Load | 7101.8734
2024 | 2 Clean-Tech Scenario | Low System Load | Average System Load | 7130.5514
2025 | 2 Clean-Tech Scenario | Low System Load | Average System Load | 7069.8198
2026 | 2 Clean-Tech Scenario | Low System Load | Average System Load | 7067.2908
2027 | 2 Clean-Tech Scenario | Low System Load | Average System Load | 6993.249
2028 | 2 Clean-Tech Scenario | Low System Load | Average System Load | 6985.255
2029 | 2 Clean-Tech Scenario | Low System Load | Average System Load | 6880.694
2030 | 2 Clean-Tech Scenario | Low System Load | Average System Load | 6803.608
2031 | 2 Clean-Tech Scenario | Low System Load | Average System Load | 6746.8386
2032 | 2 Clean-Tech Scenario | Low System Load | Average System Load | 6754.1092
2033 | 2 Clean-Tech Scenario | Low System Load | Average System Load | 6768.5433
2034 | 2 Clean-Tech Scenario | Low System Load | Average System Load | 6750.6546
2035 | 2 Clean-Tech Scenario | Low System Load | Average System Load | 6769.1213
2036 | 2 Clean-Tech Scenario | Low System Load | Average System Load | 6814.0096
2037 | 2 Clean-Tech Scenario | Low System Load | Average System Load | 6906.3973
2038 | 2 Clean-Tech Scenario | Low System Load | Average System Load | 6993.4432
2039 | 2 Clean-Tech Scenario | Low System Load | Average System Load | 7156.5014
2040 | 2 Clean-Tech Scenario | Low System Load | Average System Load | 7283.1271
2041 | 2 Clean-Tech Scenario | Low System Load | Average System Load | 7466.1156
2021 | 3 Robust Scenario | High System Load | Average System Load | 7035.8814
2022 | 3 Robust Scenario | High System Load | Average System Load | 7212.1926
2023 | 3 Robust Scenario | High System Load | Average System Load | 7361.7782
2024 | 3 Robust Scenario | High System Load | Average System Load | 7385.4464
2025 | 3 Robust Scenario | High System Load | Average System Load | 7393.5377
2026 | 3 Robust Scenario | High System Load | Average System Load | 7503.9653
2027 | 3 Robust Scenario | High System Load | Average System Load | 7575.9467
2028 | 3 Robust Scenario | High System Load | Average System Load | 7712.0867
2029 | 3 Robust Scenario | High System Load | Average System Load | 7697.7167
2030 | 3 Robust Scenario | High System Load | Average System Load | 7749.78
2031 | 3 Robust Scenario | High System Load | Average System Load | 7849.4922
2032 | 3 Robust Scenario | High System Load | Average System Load | 7949.8891
2033 | 3 Robust Scenario | High System Load | Average System Load | 7970.4788
2034 | 3 Robust Scenario | High System Load | Average System Load | 7935.1457
2035 | 3 Robust Scenario | High System Load | Average System Load | 8003.114
2036 | 3 Robust Scenario | High System Load | Average System Load | 8054.6465
2037 | 3 Robust Scenario | High System Load | Average System Load | 8107.2401
2038 | 3 Robust Scenario | High System Load | Average System Load | 8167.7922
2039 | 3 Robust Scenario | High System Load | Average System Load | 8235.4474
2040 | 3 Robust Scenario | High System Load | Average System Load | 8232.944
2041 | 3 Robust Scenario | High System Load | Average System Load | 8242.1525
2021 | 3 Robust Scenario | Low System Load | Average System Load | 6993.0851
2022 | 3 Robust Scenario | Low System Load | Average System Load | 7110.0757
2023 | 3 Robust Scenario | Low System Load | Average System Load | 7255.8102
2024 | 3 Robust Scenario | Low System Load | Average System Load | 7245.205
2025 | 3 Robust Scenario | Low System Load | Average System Load | 7189.668
2026 | 3 Robust Scenario | Low System Load | Average System Load | 7141.0087
2027 | 3 Robust Scenario | Low System Load | Average System Load | 7156.521
2028 | 3 Robust Scenario | Low System Load | Average System Load | 7259.2165
2029 | 3 Robust Scenario | Low System Load | Average System Load | 7210.1474
2030 | 3 Robust Scenario | Low System Load | Average System Load | 7198.8864
2031 | 3 Robust Scenario | Low System Load | Average System Load | 7229.1031
2032 | 3 Robust Scenario | Low System Load | Average System Load | 7296.635
2033 | 3 Robust Scenario | Low System Load | Average System Load | 7307.6074
2034 | 3 Robust Scenario | Low System Load | Average System Load | 7256.9069
2035 | 3 Robust Scenario | Low System Load | Average System Load | 7260.9864
2036 | 3 Robust Scenario | Low System Load | Average System Load | 7316.5597
2037 | 3 Robust Scenario | Low System Load | Average System Load | 7364.7395
2038 | 3 Robust Scenario | Low System Load | Average System Load | 7424.0735
2039 | 3 Robust Scenario | Low System Load | Average System Load | 7491.9184
2040 | 3 Robust Scenario | Low System Load | Average System Load | 7490.0304
2041 | 3 Robust Scenario | Low System Load | Average System Load | 7496.8001
2021 | 4 Stagnant Scenario | High System Load | Average System Load | 6829.2048
2022 | 4 Stagnant Scenario | High System Load | Average System Load | 6955.4947
2023 | 4 Stagnant Scenario | High System Load | Average System Load | 7069.8639
2024 | 4 Stagnant Scenario | High System Load | Average System Load | 7059.2684
2025 | 4 Stagnant Scenario | High System Load | Average System Load | 7047.9527
2026 | 4 Stagnant Scenario | High System Load | Average System Load | 7019.9318
2027 | 4 Stagnant Scenario | High System Load | Average System Load | 7003.3054
2028 | 4 Stagnant Scenario | High System Load | Average System Load | 7020.666
2029 | 4 Stagnant Scenario | High System Load | Average System Load | 7011.035
2030 | 4 Stagnant Scenario | High System Load | Average System Load | 7003.5707
2031 | 4 Stagnant Scenario | High System Load | Average System Load | 6981.3385
2032 | 4 Stagnant Scenario | High System Load | Average System Load | 6974.5743
2033 | 4 Stagnant Scenario | High System Load | Average System Load | 6933.134
2034 | 4 Stagnant Scenario | High System Load | Average System Load | 6865.2966
2035 | 4 Stagnant Scenario | High System Load | Average System Load | 6808.0127
2036 | 4 Stagnant Scenario | High System Load | Average System Load | 6815.0598
2037 | 4 Stagnant Scenario | High System Load | Average System Load | 6747.1847
2038 | 4 Stagnant Scenario | High System Load | Average System Load | 6758.213
2039 | 4 Stagnant Scenario | High System Load | Average System Load | 6826.9984
2040 | 4 Stagnant Scenario | High System Load | Average System Load | 6822.5031
2041 | 4 Stagnant Scenario | High System Load | Average System Load | 6832.2823
2021 | 4 Stagnant Scenario | Low System Load | Average System Load | 6788.1839
2022 | 4 Stagnant Scenario | Low System Load | Average System Load | 6855.1323
2023 | 4 Stagnant Scenario | Low System Load | Average System Load | 6965.6543
2024 | 4 Stagnant Scenario | Low System Load | Average System Load | 6951.3555
2025 | 4 Stagnant Scenario | Low System Load | Average System Load | 6936.7915
2026 | 4 Stagnant Scenario | Low System Load | Average System Load | 6904.5614
2027 | 4 Stagnant Scenario | Low System Load | Average System Load | 6887.0376
2028 | 4 Stagnant Scenario | Low System Load | Average System Load | 6900.1648
2029 | 4 Stagnant Scenario | Low System Load | Average System Load | 6886.3937
2030 | 4 Stagnant Scenario | Low System Load | Average System Load | 6876.586
2031 | 4 Stagnant Scenario | Low System Load | Average System Load | 6852.7773
2032 | 4 Stagnant Scenario | Low System Load | Average System Load | 6847.4753
2033 | 4 Stagnant Scenario | Low System Load | Average System Load | 6804.8787
2034 | 4 Stagnant Scenario | Low System Load | Average System Load | 6738.6269
2035 | 4 Stagnant Scenario | Low System Load | Average System Load | 6680.8638
2036 | 4 Stagnant Scenario | Low System Load | Average System Load | 6690.0151
2037 | 4 Stagnant Scenario | Low System Load | Average System Load | 6619.1046
2038 | 4 Stagnant Scenario | Low System Load | Average System Load | 6632.2643
2039 | 4 Stagnant Scenario | Low System Load | Average System Load | 6700.3186
2040 | 4 Stagnant Scenario | Low System Load | Average System Load | 6696.0839
2041 | 4 Stagnant Scenario | Low System Load | Average System Load | 6705.4905
2021 | 1 Reference Case | High System Load | Average BTF | 2708.5998
2022 | 1 Reference Case | High System Load | Average BTF | 2726.5695
2023 | 1 Reference Case | High System Load | Average BTF | 2718.456
2024 | 1 Reference Case | High System Load | Average BTF | 2716.4955
2025 | 1 Reference Case | High System Load | Average BTF | 2723.8315
2026 | 1 Reference Case | High System Load | Average BTF | 2722.9422
2027 | 1 Reference Case | High System Load | Average BTF | 2731.7739
2028 | 1 Reference Case | High System Load | Average BTF | 2753.4135
2029 | 1 Reference Case | High System Load | Average BTF | 2791.8574
2030 | 1 Reference Case | High System Load | Average BTF | 2813.8034
2031 | 1 Reference Case | High System Load | Average BTF | 2842.9331
2032 | 1 Reference Case | High System Load | Average BTF | 2853.1623
2033 | 1 Reference Case | High System Load | Average BTF | 2857.6347
2034 | 1 Reference Case | High System Load | Average BTF | 2866.6626
2035 | 1 Reference Case | High System Load | Average BTF | 2892.0551
2036 | 1 Reference Case | High System Load | Average BTF | 2887.027
2037 | 1 Reference Case | High System Load | Average BTF | 2875.0668
2038 | 1 Reference Case | High System Load | Average BTF | 2899.0473
2039 | 1 Reference Case | High System Load | Average BTF | 2817.5359
2040 | 1 Reference Case | High System Load | Average BTF | 2837.7376
2041 | 1 Reference Case | High System Load | Average BTF | 2849.1085
2021 | 1 Reference Case | Low System Load | Average BTF | 2770.1173
2022 | 1 Reference Case | Low System Load | Average BTF | 2862.6584
2023 | 1 Reference Case | Low System Load | Average BTF | 2858.3509
2024 | 1 Reference Case | Low System Load | Average BTF | 2970.6347
2025 | 1 Reference Case | Low System Load | Average BTF | 3117.4627
2026 | 1 Reference Case | Low System Load | Average BTF | 3147.8023
2027 | 1 Reference Case | Low System Load | Average BTF | 3212.4265
2028 | 1 Reference Case | Low System Load | Average BTF | 3239.3749
2029 | 1 Reference Case | Low System Load | Average BTF | 3310.7262
2030 | 1 Reference Case | Low System Load | Average BTF | 3396.2572
2031 | 1 Reference Case | Low System Load | Average BTF | 3486.4497
2032 | 1 Reference Case | Low System Load | Average BTF | 3527.3245
2033 | 1 Reference Case | Low System Load | Average BTF | 3531.815
2034 | 1 Reference Case | Low System Load | Average BTF | 3571.482
2035 | 1 Reference Case | Low System Load | Average BTF | 3593.0635
2036 | 1 Reference Case | Low System Load | Average BTF | 3588.5535
2037 | 1 Reference Case | Low System Load | Average BTF | 3580.8717
2038 | 1 Reference Case | Low System Load | Average BTF | 3600.1527
2039 | 1 Reference Case | Low System Load | Average BTF | 3518.9457
2040 | 1 Reference Case | Low System Load | Average BTF | 3539.7949
2041 | 1 Reference Case | Low System Load | Average BTF | 3555.4729
2021 | 2 Clean-Tech Scenario | High System Load | Average BTF | 2726.807
2022 | 2 Clean-Tech Scenario | High System Load | Average BTF | 2761.9218
2023 | 2 Clean-Tech Scenario | High System Load | Average BTF | 2730.5637
2024 | 2 Clean-Tech Scenario | High System Load | Average BTF | 2744.9279
2025 | 2 Clean-Tech Scenario | High System Load | Average BTF | 2815.692
2026 | 2 Clean-Tech Scenario | High System Load | Average BTF | 2840.4537
2027 | 2 Clean-Tech Scenario | High System Load | Average BTF | 2872.4894
2028 | 2 Clean-Tech Scenario | High System Load | Average BTF | 2900.7632
2029 | 2 Clean-Tech Scenario | High System Load | Average BTF | 2955.9259
2030 | 2 Clean-Tech Scenario | High System Load | Average BTF | 2989.5324
2031 | 2 Clean-Tech Scenario | High System Load | Average BTF | 3017.8859
2032 | 2 Clean-Tech Scenario | High System Load | Average BTF | 3031.8036
2033 | 2 Clean-Tech Scenario | High System Load | Average BTF | 3032.6271
2034 | 2 Clean-Tech Scenario | High System Load | Average BTF | 3044.7825
2035 | 2 Clean-Tech Scenario | High System Load | Average BTF | 3067.3361
2036 | 2 Clean-Tech Scenario | High System Load | Average BTF | 3082.7677
2037 | 2 Clean-Tech Scenario | High System Load | Average BTF | 3104.0747
2038 | 2 Clean-Tech Scenario | High System Load | Average BTF | 3126.801
2039 | 2 Clean-Tech Scenario | High System Load | Average BTF | 3122.0722
2040 | 2 Clean-Tech Scenario | High System Load | Average BTF | 3169.7239
2041 | 2 Clean-Tech Scenario | High System Load | Average BTF | 3195.6286
2021 | 2 Clean-Tech Scenario | Low System Load | Average BTF | 2771.1415
2022 | 2 Clean-Tech Scenario | Low System Load | Average BTF | 2867.2975
2023 | 2 Clean-Tech Scenario | Low System Load | Average BTF | 2841.0442
2024 | 2 Clean-Tech Scenario | Low System Load | Average BTF | 2890.9628
2025 | 2 Clean-Tech Scenario | Low System Load | Average BTF | 3026.7565
2026 | 2 Clean-Tech Scenario | Low System Load | Average BTF | 3084.7086
2027 | 2 Clean-Tech Scenario | Low System Load | Average BTF | 3178.4305
2028 | 2 Clean-Tech Scenario | Low System Load | Average BTF | 3218.3553
2029 | 2 Clean-Tech Scenario | Low System Load | Average BTF | 3316.308
2030 | 2 Clean-Tech Scenario | Low System Load | Average BTF | 3421.1375
2031 | 2 Clean-Tech Scenario | Low System Load | Average BTF | 3519.4206
2032 | 2 Clean-Tech Scenario | Low System Load | Average BTF | 3566.5167
2033 | 2 Clean-Tech Scenario | Low System Load | Average BTF | 3573.2508
2034 | 2 Clean-Tech Scenario | Low System Load | Average BTF | 3618.122
2035 | 2 Clean-Tech Scenario | Low System Load | Average BTF | 3651.5574
2036 | 2 Clean-Tech Scenario | Low System Load | Average BTF | 3706.4001
2037 | 2 Clean-Tech Scenario | Low System Load | Average BTF | 3744.5036
2038 | 2 Clean-Tech Scenario | Low System Load | Average BTF | 3802.3611
2039 | 2 Clean-Tech Scenario | Low System Load | Average BTF | 3811.0997
2040 | 2 Clean-Tech Scenario | Low System Load | Average BTF | 3894.2687
2041 | 2 Clean-Tech Scenario | Low System Load | Average BTF | 3929.5472
2021 | 3 Robust Scenario | High System Load | Average BTF | 2708.2017
2022 | 3 Robust Scenario | High System Load | Average BTF | 2747.7976
2023 | 3 Robust Scenario | High System Load | Average BTF | 2747.6105
2024 | 3 Robust Scenario | High System Load | Average BTF | 2821.4584
2025 | 3 Robust Scenario | High System Load | Average BTF | 2908.7429
2026 | 3 Robust Scenario | High System Load | Average BTF | 2950.1999
2027 | 3 Robust Scenario | High System Load | Average BTF | 2984.0499
2028 | 3 Robust Scenario | High System Load | Average BTF | 3033.4645
2029 | 3 Robust Scenario | High System Load | Average BTF | 3089.3115
2030 | 3 Robust Scenario | High System Load | Average BTF | 3135.4198
2031 | 3 Robust Scenario | High System Load | Average BTF | 3176.1325
2032 | 3 Robust Scenario | High System Load | Average BTF | 3198.3854
2033 | 3 Robust Scenario | High System Load | Average BTF | 3235.6567
2034 | 3 Robust Scenario | High System Load | Average BTF | 3251.5389
2035 | 3 Robust Scenario | High System Load | Average BTF | 3302.2887
2036 | 3 Robust Scenario | High System Load | Average BTF | 3292.4801
2037 | 3 Robust Scenario | High System Load | Average BTF | 3275.3131
2038 | 3 Robust Scenario | High System Load | Average BTF | 3280.3429
2039 | 3 Robust Scenario | High System Load | Average BTF | 3234.5775
2040 | 3 Robust Scenario | High System Load | Average BTF | 3260.3126
2041 | 3 Robust Scenario | High System Load | Average BTF | 3269.6549
2021 | 3 Robust Scenario | Low System Load | Average BTF | 2750.998
2022 | 3 Robust Scenario | Low System Load | Average BTF | 2849.9145
2023 | 3 Robust Scenario | Low System Load | Average BTF | 2853.5785
2024 | 3 Robust Scenario | Low System Load | Average BTF | 2961.6999
2025 | 3 Robust Scenario | Low System Load | Average BTF | 3112.6126
2026 | 3 Robust Scenario | Low System Load | Average BTF | 3313.1565
2027 | 3 Robust Scenario | Low System Load | Average BTF | 3403.4756
2028 | 3 Robust Scenario | Low System Load | Average BTF | 3486.3347
2029 | 3 Robust Scenario | Low System Load | Average BTF | 3576.8808
2030 | 3 Robust Scenario | Low System Load | Average BTF | 3686.3134
2031 | 3 Robust Scenario | Low System Load | Average BTF | 3796.5216
2032 | 3 Robust Scenario | Low System Load | Average BTF | 3851.6396
2033 | 3 Robust Scenario | Low System Load | Average BTF | 3898.5282
2034 | 3 Robust Scenario | Low System Load | Average BTF | 3929.7778
2035 | 3 Robust Scenario | Low System Load | Average BTF | 4044.4163
2036 | 3 Robust Scenario | Low System Load | Average BTF | 4030.5669
2037 | 3 Robust Scenario | Low System Load | Average BTF | 4017.8138
2038 | 3 Robust Scenario | Low System Load | Average BTF | 4024.0616
2039 | 3 Robust Scenario | Low System Load | Average BTF | 3978.1065
2040 | 3 Robust Scenario | Low System Load | Average BTF | 4003.2262
2041 | 3 Robust Scenario | Low System Load | Average BTF | 4015.0074
2021 | 4 Stagnant Scenario | High System Load | Average BTF | 2706.7877
2022 | 4 Stagnant Scenario | High System Load | Average BTF | 2748.6576
2023 | 4 Stagnant Scenario | High System Load | Average BTF | 2743.768
2024 | 4 Stagnant Scenario | High System Load | Average BTF | 2806.2799
2025 | 4 Stagnant Scenario | High System Load | Average BTF | 2876.9599
2026 | 4 Stagnant Scenario | High System Load | Average BTF | 2876.5249
2027 | 4 Stagnant Scenario | High System Load | Average BTF | 2881.7937
2028 | 4 Stagnant Scenario | High System Load | Average BTF | 2888.0203
2029 | 4 Stagnant Scenario | High System Load | Average BTF | 2896.6752
2030 | 4 Stagnant Scenario | High System Load | Average BTF | 2904.1253
2031 | 4 Stagnant Scenario | High System Load | Average BTF | 2908.5583
2032 | 4 Stagnant Scenario | High System Load | Average BTF | 2909.4979
2033 | 4 Stagnant Scenario | High System Load | Average BTF | 2909.4422
2034 | 4 Stagnant Scenario | High System Load | Average BTF | 2903.0736
2035 | 4 Stagnant Scenario | High System Load | Average BTF | 2914.9291
2036 | 4 Stagnant Scenario | High System Load | Average BTF | 2900.9023
2037 | 4 Stagnant Scenario | High System Load | Average BTF | 2910.5396
2038 | 4 Stagnant Scenario | High System Load | Average BTF | 2910.0714
2039 | 4 Stagnant Scenario | High System Load | Average BTF | 2855.526
2040 | 4 Stagnant Scenario | High System Load | Average BTF | 2875.6471
2041 | 4 Stagnant Scenario | High System Load | Average BTF | 2880.0605
2021 | 4 Stagnant Scenario | Low System Load | Average BTF | 2747.8087
2022 | 4 Stagnant Scenario | Low System Load | Average BTF | 2849.0201
2023 | 4 Stagnant Scenario | Low System Load | Average BTF | 2847.9776
2024 | 4 Stagnant Scenario | Low System Load | Average BTF | 2914.1927
2025 | 4 Stagnant Scenario | Low System Load | Average BTF | 2988.1211
2026 | 4 Stagnant Scenario | Low System Load | Average BTF | 2991.8952
2027 | 4 Stagnant Scenario | Low System Load | Average BTF | 2998.0615
2028 | 4 Stagnant Scenario | Low System Load | Average BTF | 3008.5215
2029 | 4 Stagnant Scenario | Low System Load | Average BTF | 3021.3165
2030 | 4 Stagnant Scenario | Low System Load | Average BTF | 3031.1101
2031 | 4 Stagnant Scenario | Low System Load | Average BTF | 3037.1195
2032 | 4 Stagnant Scenario | Low System Load | Average BTF | 3036.5969
2033 | 4 Stagnant Scenario | Low System Load | Average BTF | 3037.6974
2034 | 4 Stagnant Scenario | Low System Load | Average BTF | 3029.7433
2035 | 4 Stagnant Scenario | Low System Load | Average BTF | 3042.078
2036 | 4 Stagnant Scenario | Low System Load | Average BTF | 3025.9469
2037 | 4 Stagnant Scenario | Low System Load | Average BTF | 3038.6196
2038 | 4 Stagnant Scenario | Low System Load | Average BTF | 3036.0201
2039 | 4 Stagnant Scenario | Low System Load | Average BTF | 2982.2058
2040 | 4 Stagnant Scenario | Low System Load | Average BTF | 3002.0663
2041 | 4 Stagnant Scenario | Low System Load | Average BTF | 3006.8522
2021 | 1 Reference Case | High System Load | Average DTS | 6676.8635
2022 | 1 Reference Case | High System Load | Average DTS | 6839.2714
2023 | 1 Reference Case | High System Load | Average DTS | 6962.4944
2024 | 1 Reference Case | High System Load | Average DTS | 7026.16
2025 | 1 Reference Case | High System Load | Average DTS | 7103.2316
2026 | 1 Reference Case | High System Load | Average DTS | 7190.0478
2027 | 1 Reference Case | High System Load | Average DTS | 7272.2115
2028 | 1 Reference Case | High System Load | Average DTS | 7343.5212
2029 | 1 Reference Case | High System Load | Average DTS | 7324.3944
2030 | 1 Reference Case | High System Load | Average DTS | 7331.0183
2031 | 1 Reference Case | High System Load | Average DTS | 7395.1724
2032 | 1 Reference Case | High System Load | Average DTS | 7459.689
2033 | 1 Reference Case | High System Load | Average DTS | 7474.5793
2034 | 1 Reference Case | High System Load | Average DTS | 7425.1009
2035 | 1 Reference Case | High System Load | Average DTS | 7425.7083
2036 | 1 Reference Case | High System Load | Average DTS | 7409.1897
2037 | 1 Reference Case | High System Load | Average DTS | 7422.9788
2038 | 1 Reference Case | High System Load | Average DTS | 7418.2478
2039 | 1 Reference Case | High System Load | Average DTS | 7521.3774
2040 | 1 Reference Case | High System Load | Average DTS | 7523.7955
2041 | 1 Reference Case | High System Load | Average DTS | 7530.432
2021 | 1 Reference Case | Low System Load | Average DTS | 6615.3459
2022 | 1 Reference Case | Low System Load | Average DTS | 6703.1825
2023 | 1 Reference Case | Low System Load | Average DTS | 6822.5995
2024 | 1 Reference Case | Low System Load | Average DTS | 6772.0208
2025 | 1 Reference Case | Low System Load | Average DTS | 6709.6005
2026 | 1 Reference Case | Low System Load | Average DTS | 6765.1877
2027 | 1 Reference Case | Low System Load | Average DTS | 6791.5588
2028 | 1 Reference Case | Low System Load | Average DTS | 6857.5598
2029 | 1 Reference Case | Low System Load | Average DTS | 6805.5256
2030 | 1 Reference Case | Low System Load | Average DTS | 6748.5645
2031 | 1 Reference Case | Low System Load | Average DTS | 6751.6557
2032 | 1 Reference Case | Low System Load | Average DTS | 6785.5268
2033 | 1 Reference Case | Low System Load | Average DTS | 6800.399
2034 | 1 Reference Case | Low System Load | Average DTS | 6720.2815
2035 | 1 Reference Case | Low System Load | Average DTS | 6724.6998
2036 | 1 Reference Case | Low System Load | Average DTS | 6707.6633
2037 | 1 Reference Case | Low System Load | Average DTS | 6717.174
2038 | 1 Reference Case | Low System Load | Average DTS | 6717.1425
2039 | 1 Reference Case | Low System Load | Average DTS | 6819.9676
2040 | 1 Reference Case | Low System Load | Average DTS | 6821.7382
2041 | 1 Reference Case | Low System Load | Average DTS | 6824.0676

## Peak AIL
Season Year | Scenario | AIL Peak (MW)
2020 | 1 Reference Case | 11569.0043
2021 | 1 Reference Case | 11771.3412
2022 | 1 Reference Case | 11900.7055
2023 | 1 Reference Case | 11961.1208
2024 | 1 Reference Case | 12064.838
2025 | 1 Reference Case | 12154.3443
2026 | 1 Reference Case | 12256.8751
2027 | 1 Reference Case | 12373.2441
2028 | 1 Reference Case | 12362.0828
2029 | 1 Reference Case | 12413.3696
2030 | 1 Reference Case | 12547.8723
2031 | 1 Reference Case | 12621.9433
2032 | 1 Reference Case | 12689.1263
2033 | 1 Reference Case | 12632.587
2034 | 1 Reference Case | 12666.6883
2035 | 1 Reference Case | 12666.2027
2036 | 1 Reference Case | 12711.3361
2037 | 1 Reference Case | 12765.686
2038 | 1 Reference Case | 12819.7602
2039 | 1 Reference Case | 12832.4521
2040 | 1 Reference Case | 12916.8869
2041 | 1 Reference Case | 13013.6161
2020 | 2 Clean-Tech Scenario | 11592.1021
2021 | 2 Clean-Tech Scenario | 11804.8969
2022 | 2 Clean-Tech Scenario | 11948.7089
2023 | 2 Clean-Tech Scenario | 12068.523
2024 | 2 Clean-Tech Scenario | 12189.0387
2025 | 2 Clean-Tech Scenario | 12287.724
2026 | 2 Clean-Tech Scenario | 12343.8741
2027 | 2 Clean-Tech Scenario | 12454.0967
2028 | 2 Clean-Tech Scenario | 12453.3622
2029 | 2 Clean-Tech Scenario | 12600.457
2030 | 2 Clean-Tech Scenario | 12768.2659
2031 | 2 Clean-Tech Scenario | 12980.5701
2032 | 2 Clean-Tech Scenario | 13158.6122
2033 | 2 Clean-Tech Scenario | 13400.239
2034 | 2 Clean-Tech Scenario | 13660.499
2035 | 2 Clean-Tech Scenario | 13948.5062
2036 | 2 Clean-Tech Scenario | 14274.5378
2037 | 2 Clean-Tech Scenario | 14713.6909
2038 | 2 Clean-Tech Scenario | 15234.3164
2039 | 2 Clean-Tech Scenario | 15857.8465
2040 | 2 Clean-Tech Scenario | 16583.4948
2041 | 2 Clean-Tech Scenario | 17463.8915
2020 | 3 Robust Scenario | 11638.4145
2021 | 3 Robust Scenario | 11888.7619
2022 | 3 Robust Scenario | 12082.9465
2023 | 3 Robust Scenario | 12184.6111
2024 | 3 Robust Scenario | 12296.6139
2025 | 3 Robust Scenario | 12420.5276
2026 | 3 Robust Scenario | 12536.4994
2027 | 3 Robust Scenario | 12748.7512
2028 | 3 Robust Scenario | 12796.3025
2029 | 3 Robust Scenario | 12917.1519
2030 | 3 Robust Scenario | 13079.5212
2031 | 3 Robust Scenario | 13182.0848
2032 | 3 Robust Scenario | 13284.2668
2033 | 3 Robust Scenario | 13282.9653
2034 | 3 Robust Scenario | 13424.0416
2035 | 3 Robust Scenario | 13491.8558
2036 | 3 Robust Scenario | 13531.1155
2037 | 3 Robust Scenario | 13603.8184
2038 | 3 Robust Scenario | 13673.4418
2039 | 3 Robust Scenario | 13722.2814
2040 | 3 Robust Scenario | 13791.0268
2041 | 3 Robust Scenario | 13870.5827
2020 | 4 Stagnant Scenario | 11446.3203
2021 | 4 Stagnant Scenario | 11636.7183
2022 | 4 Stagnant Scenario | 11791.5331
2023 | 4 Stagnant Scenario | 11847.9779
2024 | 4 Stagnant Scenario | 11925.2156
2025 | 4 Stagnant Scenario | 11870.4933
2026 | 4 Stagnant Scenario | 11871.5378
2027 | 4 Stagnant Scenario | 11923.2145
2028 | 4 Stagnant Scenario | 11929.8264
2029 | 4 Stagnant Scenario | 11953.6216
2030 | 4 Stagnant Scenario | 11959.3809
2031 | 4 Stagnant Scenario | 11935.5389
2032 | 4 Stagnant Scenario | 11939.6723
2033 | 4 Stagnant Scenario | 11885.2195
2034 | 4 Stagnant Scenario | 11863.4675
2035 | 4 Stagnant Scenario | 11883.9259
2036 | 4 Stagnant Scenario | 11813.0804
2037 | 4 Stagnant Scenario | 11848.9891
2038 | 4 Stagnant Scenario | 11911.3382
2039 | 4 Stagnant Scenario | 11952.6582
2040 | 4 Stagnant Scenario | 12014.7232
2041 | 4 Stagnant Scenario | 12083.3031

## DER Capacity, Output, EV Load
Calendar Year | Scenario | Load Modifiers | Value (MW)
2021 | 1 Reference Case/Robust/Stagnant | GasDER Capacity | 83.6393
2022 | 1 Reference Case/Robust/Stagnant | GasDER Capacity | 87.5312
2023 | 1 Reference Case/Robust/Stagnant | GasDER Capacity | 91.4231
2024 | 1 Reference Case/Robust/Stagnant | GasDER Capacity | 95.315
2025 | 1 Reference Case/Robust/Stagnant | GasDER Capacity | 99.207
2026 | 1 Reference Case/Robust/Stagnant | GasDER Capacity | 103.0989
2027 | 1 Reference Case/Robust/Stagnant | GasDER Capacity | 106.9908
2028 | 1 Reference Case/Robust/Stagnant | GasDER Capacity | 110.8828
2029 | 1 Reference Case/Robust/Stagnant | GasDER Capacity | 114.7747
2030 | 1 Reference Case/Robust/Stagnant | GasDER Capacity | 118.6666
2031 | 1 Reference Case/Robust/Stagnant | GasDER Capacity | 122.5586
2032 | 1 Reference Case/Robust/Stagnant | GasDER Capacity | 126.4505
2033 | 1 Reference Case/Robust/Stagnant | GasDER Capacity | 130.3424
2034 | 1 Reference Case/Robust/Stagnant | GasDER Capacity | 134.2344
2035 | 1 Reference Case/Robust/Stagnant | GasDER Capacity | 138.1263
2036 | 1 Reference Case/Robust/Stagnant | GasDER Capacity | 142.0182
2037 | 1 Reference Case/Robust/Stagnant | GasDER Capacity | 145.9101
2038 | 1 Reference Case/Robust/Stagnant | GasDER Capacity | 149.8021
2039 | 1 Reference Case/Robust/Stagnant | GasDER Capacity | 153.694
2040 | 1 Reference Case/Robust/Stagnant | GasDER Capacity | 157.5859
2041 | 1 Reference Case/Robust/Stagnant | GasDER Capacity | 161.4779
2021 | 2 Clean-Tech Scenario | GasDER Capacity | 86.8367
2022 | 2 Clean-Tech Scenario | GasDER Capacity | 93.0532
2023 | 2 Clean-Tech Scenario | GasDER Capacity | 99.2697
2024 | 2 Clean-Tech Scenario | GasDER Capacity | 105.4862
2025 | 2 Clean-Tech Scenario | GasDER Capacity | 111.7027
2026 | 2 Clean-Tech Scenario | GasDER Capacity | 117.9192
2027 | 2 Clean-Tech Scenario | GasDER Capacity | 124.1357
2028 | 2 Clean-Tech Scenario | GasDER Capacity | 130.3522
2029 | 2 Clean-Tech Scenario | GasDER Capacity | 136.5687
2030 | 2 Clean-Tech Scenario | GasDER Capacity | 142.7852
2031 | 2 Clean-Tech Scenario | GasDER Capacity | 149.0017
2032 | 2 Clean-Tech Scenario | GasDER Capacity | 155.2182
2033 | 2 Clean-Tech Scenario | GasDER Capacity | 161.4347
2034 | 2 Clean-Tech Scenario | GasDER Capacity | 167.6512
2035 | 2 Clean-Tech Scenario | GasDER Capacity | 173.8678
2036 | 2 Clean-Tech Scenario | GasDER Capacity | 180.0843
2037 | 2 Clean-Tech Scenario | GasDER Capacity | 186.3008
2038 | 2 Clean-Tech Scenario | GasDER Capacity | 192.5173
2039 | 2 Clean-Tech Scenario | GasDER Capacity | 198.7338
2040 | 2 Clean-Tech Scenario | GasDER Capacity | 204.9503
2041 | 2 Clean-Tech Scenario | GasDER Capacity | 211.1668
2021 | 1 Reference Case/Robust/Stagnant | WindDER Capacity | 34.1203
2022 | 1 Reference Case/Robust/Stagnant | WindDER Capacity | 34.8009
2023 | 1 Reference Case/Robust/Stagnant | WindDER Capacity | 35.4815
2024 | 1 Reference Case/Robust/Stagnant | WindDER Capacity | 36.1621
2025 | 1 Reference Case/Robust/Stagnant | WindDER Capacity | 36.8427
2026 | 1 Reference Case/Robust/Stagnant | WindDER Capacity | 37.5233
2027 | 1 Reference Case/Robust/Stagnant | WindDER Capacity | 38.2039
2028 | 1 Reference Case/Robust/Stagnant | WindDER Capacity | 38.8845
2029 | 1 Reference Case/Robust/Stagnant | WindDER Capacity | 39.5651
2030 | 1 Reference Case/Robust/Stagnant | WindDER Capacity | 40.2457
2031 | 1 Reference Case/Robust/Stagnant | WindDER Capacity | 40.9263
2032 | 1 Reference Case/Robust/Stagnant | WindDER Capacity | 41.6069
2033 | 1 Reference Case/Robust/Stagnant | WindDER Capacity | 42.2875
2034 | 1 Reference Case/Robust/Stagnant | WindDER Capacity | 42.9681
2035 | 1 Reference Case/Robust/Stagnant | WindDER Capacity | 43.6487
2036 | 1 Reference Case/Robust/Stagnant | WindDER Capacity | 44.3293
2037 | 1 Reference Case/Robust/Stagnant | WindDER Capacity | 45.0099
2038 | 1 Reference Case/Robust/Stagnant | WindDER Capacity | 45.6905
2039 | 1 Reference Case/Robust/Stagnant | WindDER Capacity | 46.3711
2040 | 1 Reference Case/Robust/Stagnant | WindDER Capacity | 47.0517
2041 | 1 Reference Case/Robust/Stagnant | WindDER Capacity | 47.7323
2021 | 2 Clean-Tech Scenario | WindDER Capacity | 36.9832
2022 | 2 Clean-Tech Scenario | WindDER Capacity | 38.0501
2023 | 2 Clean-Tech Scenario | WindDER Capacity | 39.1171
2024 | 2 Clean-Tech Scenario | WindDER Capacity | 40.1841
2025 | 2 Clean-Tech Scenario | WindDER Capacity | 41.251
2026 | 2 Clean-Tech Scenario | WindDER Capacity | 42.318
2027 | 2 Clean-Tech Scenario | WindDER Capacity | 43.3849
2028 | 2 Clean-Tech Scenario | WindDER Capacity | 44.4519
2029 | 2 Clean-Tech Scenario | WindDER Capacity | 45.5188
2030 | 2 Clean-Tech Scenario | WindDER Capacity | 46.5858
2031 | 2 Clean-Tech Scenario | WindDER Capacity | 47.6527
2032 | 2 Clean-Tech Scenario | WindDER Capacity | 48.7197
2033 | 2 Clean-Tech Scenario | WindDER Capacity | 49.7867
2034 | 2 Clean-Tech Scenario | WindDER Capacity | 50.8536
2035 | 2 Clean-Tech Scenario | WindDER Capacity | 51.9206
2036 | 2 Clean-Tech Scenario | WindDER Capacity | 52.9875
2037 | 2 Clean-Tech Scenario | WindDER Capacity | 54.0545
2038 | 2 Clean-Tech Scenario | WindDER Capacity | 55.1214
2039 | 2 Clean-Tech Scenario | WindDER Capacity | 56.1884
2040 | 2 Clean-Tech Scenario | WindDER Capacity | 57.2553
2041 | 2 Clean-Tech Scenario | WindDER Capacity | 58.3223
2021 | 1 Reference Case/Robust/Stagnant | SolarDER Capacity | 100.8714
2022 | 1 Reference Case/Robust/Stagnant | SolarDER Capacity | 114.5252
2023 | 1 Reference Case/Robust/Stagnant | SolarDER Capacity | 128.179
2024 | 1 Reference Case/Robust/Stagnant | SolarDER Capacity | 141.8327
2025 | 1 Reference Case/Robust/Stagnant | SolarDER Capacity | 155.4865
2026 | 1 Reference Case/Robust/Stagnant | SolarDER Capacity | 191.5248
2027 | 1 Reference Case/Robust/Stagnant | SolarDER Capacity | 227.5632
2028 | 1 Reference Case/Robust/Stagnant | SolarDER Capacity | 263.6015
2029 | 1 Reference Case/Robust/Stagnant | SolarDER Capacity | 299.6398
2030 | 1 Reference Case/Robust/Stagnant | SolarDER Capacity | 335.6781
2031 | 1 Reference Case/Robust/Stagnant | SolarDER Capacity | 396.0648
2032 | 1 Reference Case/Robust/Stagnant | SolarDER Capacity | 456.4515
2033 | 1 Reference Case/Robust/Stagnant | SolarDER Capacity | 516.8381
2034 | 1 Reference Case/Robust/Stagnant | SolarDER Capacity | 577.2248
2035 | 1 Reference Case/Robust/Stagnant | SolarDER Capacity | 637.6115
2036 | 1 Reference Case/Robust/Stagnant | SolarDER Capacity | 652.5873
2037 | 1 Reference Case/Robust/Stagnant | SolarDER Capacity | 667.5632
2038 | 1 Reference Case/Robust/Stagnant | SolarDER Capacity | 682.5391
2039 | 1 Reference Case/Robust/Stagnant | SolarDER Capacity | 697.515
2040 | 1 Reference Case/Robust/Stagnant | SolarDER Capacity | 712.4909
2041 | 1 Reference Case/Robust/Stagnant | SolarDER Capacity | 729.4312
2021 | 2 Clean-Tech Scenario | SolarDER Capacity | 140.3766
2022 | 2 Clean-Tech Scenario | SolarDER Capacity | 176.5989
2023 | 2 Clean-Tech Scenario | SolarDER Capacity | 212.8211
2024 | 2 Clean-Tech Scenario | SolarDER Capacity | 249.0433
2025 | 2 Clean-Tech Scenario | SolarDER Capacity | 285.2655
2026 | 2 Clean-Tech Scenario | SolarDER Capacity | 395.2261
2027 | 2 Clean-Tech Scenario | SolarDER Capacity | 505.1868
2028 | 2 Clean-Tech Scenario | SolarDER Capacity | 615.1474
2029 | 2 Clean-Tech Scenario | SolarDER Capacity | 725.108
2030 | 2 Clean-Tech Scenario | SolarDER Capacity | 835.0686
2031 | 2 Clean-Tech Scenario | SolarDER Capacity | 1024.1258
2032 | 2 Clean-Tech Scenario | SolarDER Capacity | 1213.1829
2033 | 2 Clean-Tech Scenario | SolarDER Capacity | 1402.24
2034 | 2 Clean-Tech Scenario | SolarDER Capacity | 1591.2971
2035 | 2 Clean-Tech Scenario | SolarDER Capacity | 1780.3542
2036 | 2 Clean-Tech Scenario | SolarDER Capacity | 1824.3682
2037 | 2 Clean-Tech Scenario | SolarDER Capacity | 1868.3822
2038 | 2 Clean-Tech Scenario | SolarDER Capacity | 1912.3962
2039 | 2 Clean-Tech Scenario | SolarDER Capacity | 1956.4102
2040 | 2 Clean-Tech Scenario | SolarDER Capacity | 2000.4242
2041 | 2 Clean-Tech Scenario | SolarDER Capacity | 2050.754
2021 | 1 Reference Case/Robust/Stagnant | Maximum GasDER Output | 40.6081
2022 | 1 Reference Case/Robust/Stagnant | Maximum GasDER Output | 42.4977
2023 | 1 Reference Case/Robust/Stagnant | Maximum GasDER Output | 44.3872
2024 | 1 Reference Case/Robust/Stagnant | Maximum GasDER Output | 46.2768
2025 | 1 Reference Case/Robust/Stagnant | Maximum GasDER Output | 48.1664
2026 | 1 Reference Case/Robust/Stagnant | Maximum GasDER Output | 50.056
2027 | 1 Reference Case/Robust/Stagnant | Maximum GasDER Output | 51.9456
2028 | 1 Reference Case/Robust/Stagnant | Maximum GasDER Output | 53.8352
2029 | 1 Reference Case/Robust/Stagnant | Maximum GasDER Output | 55.7248
2030 | 1 Reference Case/Robust/Stagnant | Maximum GasDER Output | 57.6144
2031 | 1 Reference Case/Robust/Stagnant | Maximum GasDER Output | 59.504
2032 | 1 Reference Case/Robust/Stagnant | Maximum GasDER Output | 61.3935
2033 | 1 Reference Case/Robust/Stagnant | Maximum GasDER Output | 63.2831
2034 | 1 Reference Case/Robust/Stagnant | Maximum GasDER Output | 65.1727
2035 | 1 Reference Case/Robust/Stagnant | Maximum GasDER Output | 67.0623
2036 | 1 Reference Case/Robust/Stagnant | Maximum GasDER Output | 68.9519
2037 | 1 Reference Case/Robust/Stagnant | Maximum GasDER Output | 70.8415
2038 | 1 Reference Case/Robust/Stagnant | Maximum GasDER Output | 72.7311
2039 | 1 Reference Case/Robust/Stagnant | Maximum GasDER Output | 74.6207
2040 | 1 Reference Case/Robust/Stagnant | Maximum GasDER Output | 76.5103
2041 | 1 Reference Case/Robust/Stagnant | Maximum GasDER Output | 78.3998
2021 | 2 Clean-Tech Scenario | Maximum GasDER Output | 42.1603
2022 | 2 Clean-Tech Scenario | Maximum GasDER Output | 45.1785
2023 | 2 Clean-Tech Scenario | Maximum GasDER Output | 48.1967
2024 | 2 Clean-Tech Scenario | Maximum GasDER Output | 51.2149
2025 | 2 Clean-Tech Scenario | Maximum GasDER Output | 54.2331
2026 | 2 Clean-Tech Scenario | Maximum GasDER Output | 57.2513
2027 | 2 Clean-Tech Scenario | Maximum GasDER Output | 60.2695
2028 | 2 Clean-Tech Scenario | Maximum GasDER Output | 63.2877
2029 | 2 Clean-Tech Scenario | Maximum GasDER Output | 66.3059
2030 | 2 Clean-Tech Scenario | Maximum GasDER Output | 69.3241
2031 | 2 Clean-Tech Scenario | Maximum GasDER Output | 72.3423
2032 | 2 Clean-Tech Scenario | Maximum GasDER Output | 75.3605
2033 | 2 Clean-Tech Scenario | Maximum GasDER Output | 78.3787
2034 | 2 Clean-Tech Scenario | Maximum GasDER Output | 81.3969
2035 | 2 Clean-Tech Scenario | Maximum GasDER Output | 84.4151
2036 | 2 Clean-Tech Scenario | Maximum GasDER Output | 87.4333
2037 | 2 Clean-Tech Scenario | Maximum GasDER Output | 90.4515
2038 | 2 Clean-Tech Scenario | Maximum GasDER Output | 93.4697
2039 | 2 Clean-Tech Scenario | Maximum GasDER Output | 96.4879
2040 | 2 Clean-Tech Scenario | Maximum GasDER Output | 99.506
2041 | 2 Clean-Tech Scenario | Maximum GasDER Output | 102.5242
2021 | 1 Reference Case/Robust/Stagnant | Maximum WindDER Output | 34.1202
2022 | 1 Reference Case/Robust/Stagnant | Maximum WindDER Output | 34.8008
2023 | 1 Reference Case/Robust/Stagnant | Maximum WindDER Output | 35.4814
2024 | 1 Reference Case/Robust/Stagnant | Maximum WindDER Output | 36.162
2025 | 1 Reference Case/Robust/Stagnant | Maximum WindDER Output | 36.8426
2026 | 1 Reference Case/Robust/Stagnant | Maximum WindDER Output | 37.5232
2027 | 1 Reference Case/Robust/Stagnant | Maximum WindDER Output | 38.2038
2028 | 1 Reference Case/Robust/Stagnant | Maximum WindDER Output | 38.8844
2029 | 1 Reference Case/Robust/Stagnant | Maximum WindDER Output | 39.565
2030 | 1 Reference Case/Robust/Stagnant | Maximum WindDER Output | 40.2456
2031 | 1 Reference Case/Robust/Stagnant | Maximum WindDER Output | 40.9262
2032 | 1 Reference Case/Robust/Stagnant | Maximum WindDER Output | 41.6068
2033 | 1 Reference Case/Robust/Stagnant | Maximum WindDER Output | 42.2874
2034 | 1 Reference Case/Robust/Stagnant | Maximum WindDER Output | 42.968
2035 | 1 Reference Case/Robust/Stagnant | Maximum WindDER Output | 43.6486
2036 | 1 Reference Case/Robust/Stagnant | Maximum WindDER Output | 44.3292
2037 | 1 Reference Case/Robust/Stagnant | Maximum WindDER Output | 45.0098
2038 | 1 Reference Case/Robust/Stagnant | Maximum WindDER Output | 45.6904
2039 | 1 Reference Case/Robust/Stagnant | Maximum WindDER Output | 46.3711
2040 | 1 Reference Case/Robust/Stagnant | Maximum WindDER Output | 47.0517
2041 | 1 Reference Case/Robust/Stagnant | Maximum WindDER Output | 47.7323
2021 | 2 Clean-Tech Scenario | Maximum WindDER Output | 36.9832
2022 | 2 Clean-Tech Scenario | Maximum WindDER Output | 38.0501
2023 | 2 Clean-Tech Scenario | Maximum WindDER Output | 39.1171
2024 | 2 Clean-Tech Scenario | Maximum WindDER Output | 40.1841
2025 | 2 Clean-Tech Scenario | Maximum WindDER Output | 41.251
2026 | 2 Clean-Tech Scenario | Maximum WindDER Output | 42.318
2027 | 2 Clean-Tech Scenario | Maximum WindDER Output | 43.3849
2028 | 2 Clean-Tech Scenario | Maximum WindDER Output | 44.4519
2029 | 2 Clean-Tech Scenario | Maximum WindDER Output | 45.5188
2030 | 2 Clean-Tech Scenario | Maximum WindDER Output | 46.5858
2031 | 2 Clean-Tech Scenario | Maximum WindDER Output | 47.6527
2032 | 2 Clean-Tech Scenario | Maximum WindDER Output | 48.7197
2033 | 2 Clean-Tech Scenario | Maximum WindDER Output | 49.7867
2034 | 2 Clean-Tech Scenario | Maximum WindDER Output | 50.8536
2035 | 2 Clean-Tech Scenario | Maximum WindDER Output | 51.9206
2036 | 2 Clean-Tech Scenario | Maximum WindDER Output | 52.9875
2037 | 2 Clean-Tech Scenario | Maximum WindDER Output | 54.0545
2038 | 2 Clean-Tech Scenario | Maximum WindDER Output | 55.1214
2039 | 2 Clean-Tech Scenario | Maximum WindDER Output | 56.1884
2040 | 2 Clean-Tech Scenario | Maximum WindDER Output | 57.2553
2041 | 2 Clean-Tech Scenario | Maximum WindDER Output | 58.3223
2021 | 1 Reference Case/Robust/Stagnant | Maximum SolarDER Output | 100.8715
2022 | 1 Reference Case/Robust/Stagnant | Maximum SolarDER Output | 114.5253
2023 | 1 Reference Case/Robust/Stagnant | Maximum SolarDER Output | 128.179
2024 | 1 Reference Case/Robust/Stagnant | Maximum SolarDER Output | 141.8328
2025 | 1 Reference Case/Robust/Stagnant | Maximum SolarDER Output | 155.4866
2026 | 1 Reference Case/Robust/Stagnant | Maximum SolarDER Output | 191.525
2027 | 1 Reference Case/Robust/Stagnant | Maximum SolarDER Output | 227.5633
2028 | 1 Reference Case/Robust/Stagnant | Maximum SolarDER Output | 263.6016
2029 | 1 Reference Case/Robust/Stagnant | Maximum SolarDER Output | 299.64
2030 | 1 Reference Case/Robust/Stagnant | Maximum SolarDER Output | 335.6783
2031 | 1 Reference Case/Robust/Stagnant | Maximum SolarDER Output | 396.065
2032 | 1 Reference Case/Robust/Stagnant | Maximum SolarDER Output | 456.4517
2033 | 1 Reference Case/Robust/Stagnant | Maximum SolarDER Output | 516.8384
2034 | 1 Reference Case/Robust/Stagnant | Maximum SolarDER Output | 577.2251
2035 | 1 Reference Case/Robust/Stagnant | Maximum SolarDER Output | 637.6118
2036 | 1 Reference Case/Robust/Stagnant | Maximum SolarDER Output | 652.5877
2037 | 1 Reference Case/Robust/Stagnant | Maximum SolarDER Output | 667.5636
2038 | 1 Reference Case/Robust/Stagnant | Maximum SolarDER Output | 682.5395
2039 | 1 Reference Case/Robust/Stagnant | Maximum SolarDER Output | 697.5154
2040 | 1 Reference Case/Robust/Stagnant | Maximum SolarDER Output | 712.4913
2041 | 1 Reference Case/Robust/Stagnant | Maximum SolarDER Output | 729.4316
2021 | 2 Clean-Tech Scenario | Maximum SolarDER Output | 140.3766
2022 | 2 Clean-Tech Scenario | Maximum SolarDER Output | 176.5989
2023 | 2 Clean-Tech Scenario | Maximum SolarDER Output | 212.8211
2024 | 2 Clean-Tech Scenario | Maximum SolarDER Output | 249.0433
2025 | 2 Clean-Tech Scenario | Maximum SolarDER Output | 285.2655
2026 | 2 Clean-Tech Scenario | Maximum SolarDER Output | 395.2261
2027 | 2 Clean-Tech Scenario | Maximum SolarDER Output | 505.1868
2028 | 2 Clean-Tech Scenario | Maximum SolarDER Output | 615.1474
2029 | 2 Clean-Tech Scenario | Maximum SolarDER Output | 725.108
2030 | 2 Clean-Tech Scenario | Maximum SolarDER Output | 835.0686
2031 | 2 Clean-Tech Scenario | Maximum SolarDER Output | 1024.1258
2032 | 2 Clean-Tech Scenario | Maximum SolarDER Output | 1213.1829
2033 | 2 Clean-Tech Scenario | Maximum SolarDER Output | 1402.24
2034 | 2 Clean-Tech Scenario | Maximum SolarDER Output | 1591.2971
2035 | 2 Clean-Tech Scenario | Maximum SolarDER Output | 1780.3542
2036 | 2 Clean-Tech Scenario | Maximum SolarDER Output | 1824.3682
2037 | 2 Clean-Tech Scenario | Maximum SolarDER Output | 1868.3822
2038 | 2 Clean-Tech Scenario | Maximum SolarDER Output | 1912.3962
2039 | 2 Clean-Tech Scenario | Maximum SolarDER Output | 1956.4102
2040 | 2 Clean-Tech Scenario | Maximum SolarDER Output | 2000.4242
2041 | 2 Clean-Tech Scenario | Maximum SolarDER Output | 2050.754
2021 | 1 Reference Case/Robust/Stagnant | Average EV Load | 9.7475
2022 | 1 Reference Case/Robust/Stagnant | Average EV Load | 10.5304
2023 | 1 Reference Case/Robust/Stagnant | Average EV Load | 11.376
2024 | 1 Reference Case/Robust/Stagnant | Average EV Load | 12.3012
2025 | 1 Reference Case/Robust/Stagnant | Average EV Load | 13.2761
2026 | 1 Reference Case/Robust/Stagnant | Average EV Load | 14.3414
2027 | 1 Reference Case/Robust/Stagnant | Average EV Load | 15.4917
2028 | 1 Reference Case/Robust/Stagnant | Average EV Load | 16.7478
2029 | 1 Reference Case/Robust/Stagnant | Average EV Load | 18.0739
2030 | 1 Reference Case/Robust/Stagnant | Average EV Load | 21.4405
2031 | 1 Reference Case/Robust/Stagnant | Average EV Load | 25.4335
2032 | 1 Reference Case/Robust/Stagnant | Average EV Load | 30.1982
2033 | 1 Reference Case/Robust/Stagnant | Average EV Load | 35.7855
2034 | 1 Reference Case/Robust/Stagnant | Average EV Load | 42.4459
2035 | 1 Reference Case/Robust/Stagnant | Average EV Load | 50.3648
2036 | 1 Reference Case/Robust/Stagnant | Average EV Load | 59.8945
2037 | 1 Reference Case/Robust/Stagnant | Average EV Load | 70.9719
2038 | 1 Reference Case/Robust/Stagnant | Average EV Load | 84.1736
2039 | 1 Reference Case/Robust/Stagnant | Average EV Load | 99.8284
2040 | 1 Reference Case/Robust/Stagnant | Average EV Load | 118.5011
2041 | 1 Reference Case/Robust/Stagnant | Average EV Load | 140.4033
2021 | 2 Clean-Tech Scenario | Average EV Load | 9.7444
2022 | 2 Clean-Tech Scenario | Average EV Load | 15.7962
2023 | 2 Clean-Tech Scenario | Average EV Load | 22.7527
2024 | 2 Clean-Tech Scenario | Average EV Load | 49.205
2025 | 2 Clean-Tech Scenario | Average EV Load | 66.3798
2026 | 2 Clean-Tech Scenario | Average EV Load | 86.0458
2027 | 2 Clean-Tech Scenario | Average EV Load | 92.9458
2028 | 2 Clean-Tech Scenario | Average EV Load | 117.227
2029 | 2 Clean-Tech Scenario | Average EV Load | 126.5077
2030 | 2 Clean-Tech Scenario | Average EV Load | 171.508
2031 | 2 Clean-Tech Scenario | Average EV Load | 203.4455
2032 | 2 Clean-Tech Scenario | Average EV Load | 271.8577
2033 | 2 Clean-Tech Scenario | Average EV Load | 322.151
2034 | 2 Clean-Tech Scenario | Average EV Load | 424.5594
2035 | 2 Clean-Tech Scenario | Average EV Load | 503.7577
2036 | 2 Clean-Tech Scenario | Average EV Load | 599.0608
2037 | 2 Clean-Tech Scenario | Average EV Load | 709.8441
2038 | 2 Clean-Tech Scenario | Average EV Load | 841.8695
2039 | 2 Clean-Tech Scenario | Average EV Load | 998.4251
2040 | 2 Clean-Tech Scenario | Average EV Load | 1185.1586
2041 | 2 Clean-Tech Scenario | Average EV Load | 1404.1842
2021 | 1 Reference Case/Robust/Stagnant | Maximum EV Load | 32.1745
2022 | 1 Reference Case/Robust/Stagnant | Maximum EV Load | 34.7618
2023 | 1 Reference Case/Robust/Stagnant | Maximum EV Load | 37.5561
2024 | 1 Reference Case/Robust/Stagnant | Maximum EV Load | 40.5736
2025 | 1 Reference Case/Robust/Stagnant | Maximum EV Load | 43.8323
2026 | 1 Reference Case/Robust/Stagnant | Maximum EV Load | 47.3513
2027 | 1 Reference Case/Robust/Stagnant | Maximum EV Load | 51.1513
2028 | 1 Reference Case/Robust/Stagnant | Maximum EV Load | 55.2547
2029 | 1 Reference Case/Robust/Stagnant | Maximum EV Load | 59.6854
2030 | 1 Reference Case/Robust/Stagnant | Maximum EV Load | 70.8065
2031 | 1 Reference Case/Robust/Stagnant | Maximum EV Load | 83.9974
2032 | 1 Reference Case/Robust/Stagnant | Maximum EV Load | 99.6429
2033 | 1 Reference Case/Robust/Stagnant | Maximum EV Load | 118.1993
2034 | 1 Reference Case/Robust/Stagnant | Maximum EV Load | 140.2075
2035 | 1 Reference Case/Robust/Stagnant | Maximum EV Load | 166.3089
2036 | 1 Reference Case/Robust/Stagnant | Maximum EV Load | 197.2643
2037 | 1 Reference Case/Robust/Stagnant | Maximum EV Load | 233.9751
2038 | 1 Reference Case/Robust/Stagnant | Maximum EV Load | 277.5104
2039 | 1 Reference Case/Robust/Stagnant | Maximum EV Load | 329.1377
2040 | 1 Reference Case/Robust/Stagnant | Maximum EV Load | 390.3594
2041 | 1 Reference Case/Robust/Stagnant | Maximum EV Load | 462.957
2021 | 2 Clean-Tech Scenario | Maximum EV Load | 32.1739
2022 | 2 Clean-Tech Scenario | Maximum EV Load | 52.1408
2023 | 2 Clean-Tech Scenario | Maximum EV Load | 75.1079
2024 | 2 Clean-Tech Scenario | Maximum EV Load | 162.2825
2025 | 2 Clean-Tech Scenario | Maximum EV Load | 219.1415
2026 | 2 Clean-Tech Scenario | Maximum EV Load | 284.0769
2027 | 2 Clean-Tech Scenario | Maximum EV Load | 306.869
2028 | 2 Clean-Tech Scenario | Maximum EV Load | 386.7268
2029 | 2 Clean-Tech Scenario | Maximum EV Load | 417.7305
2030 | 2 Clean-Tech Scenario | Maximum EV Load | 566.3512
2031 | 2 Clean-Tech Scenario | Maximum EV Load | 671.8482
2032 | 2 Clean-Tech Scenario | Maximum EV Load | 896.9592
2033 | 2 Clean-Tech Scenario | Maximum EV Load | 1063.9788
2034 | 2 Clean-Tech Scenario | Maximum EV Load | 1402.2934
2035 | 2 Clean-Tech Scenario | Maximum EV Load | 1663.3189
2036 | 2 Clean-Tech Scenario | Maximum EV Load | 1972.8793
2037 | 2 Clean-Tech Scenario | Maximum EV Load | 2339.9899
2038 | 2 Clean-Tech Scenario | Maximum EV Load | 2775.3391
2039 | 2 Clean-Tech Scenario | Maximum EV Load | 3291.5983
2040 | 2 Clean-Tech Scenario | Maximum EV Load | 3903.7898
2041 | 2 Clean-Tech Scenario | Maximum EV Load | 4629.7224

## Electric Vehicle Forecast
Calendar Year | Scenario | Number of Electric Vehicles
2021 | 1 Reference Case/Robust/Stagnant | 15130.6995
2022 | 1 Reference Case/Robust/Stagnant | 16256.3421
2023 | 1 Reference Case/Robust/Stagnant | 17465.7266
2024 | 1 Reference Case/Robust/Stagnant | 18765.0827
2025 | 1 Reference Case/Robust/Stagnant | 20161.1039
2026 | 1 Reference Case/Robust/Stagnant | 21660.9816
2027 | 1 Reference Case/Robust/Stagnant | 23272.4421
2028 | 1 Reference Case/Robust/Stagnant | 25003.7867
2029 | 1 Reference Case/Robust/Stagnant | 26863.9339
2030 | 1 Reference Case/Robust/Stagnant | 31699.442
2031 | 1 Reference Case/Robust/Stagnant | 37405.3416
2032 | 1 Reference Case/Robust/Stagnant | 44138.3031
2033 | 1 Reference Case/Robust/Stagnant | 52083.1976
2034 | 1 Reference Case/Robust/Stagnant | 61458.1732
2035 | 1 Reference Case/Robust/Stagnant | 72520.6444
2036 | 1 Reference Case/Robust/Stagnant | 85574.3604
2037 | 1 Reference Case/Robust/Stagnant | 100977.7453
2038 | 1 Reference Case/Robust/Stagnant | 119153.7394
2039 | 1 Reference Case/Robust/Stagnant | 140601.4125
2040 | 1 Reference Case/Robust/Stagnant | 165909.6668
2041 | 1 Reference Case/Robust/Stagnant | 195773.4068
2021 | 2 Clean-Tech Scenario | 15130.6995
2022 | 2 Clean-Tech Scenario | 24384.5132
2023 | 2 Clean-Tech Scenario | 34931.4531
2024 | 2 Clean-Tech Scenario | 75060.3307
2025 | 2 Clean-Tech Scenario | 100805.5195
2026 | 2 Clean-Tech Scenario | 129965.8896
2027 | 2 Clean-Tech Scenario | 139634.6528
2028 | 2 Clean-Tech Scenario | 175026.5067
2029 | 2 Clean-Tech Scenario | 188047.5375
2030 | 2 Clean-Tech Scenario | 253595.5363
2031 | 2 Clean-Tech Scenario | 299242.7328
2032 | 2 Clean-Tech Scenario | 397244.7278
2033 | 2 Clean-Tech Scenario | 468748.7788
2034 | 2 Clean-Tech Scenario | 614581.7323
2035 | 2 Clean-Tech Scenario | 725206.4441
2036 | 2 Clean-Tech Scenario | 855743.604
2037 | 2 Clean-Tech Scenario | 1009777.4527
2038 | 2 Clean-Tech Scenario | 1191537.3942
2039 | 2 Clean-Tech Scenario | 1406014.1252
2040 | 2 Clean-Tech Scenario | 1659096.6677
2041 | 2 Clean-Tech Scenario | 1957734.0679

## Generation data by fuel type
Calendar Year | Scenario | Fuel Type | Category | Value
2021 | 1 Reference Case | Combined Cycle | Output (GWh) | 10628.278
2021 | 1 Reference Case | Coal | Output (GWh) | 9545.7056
2021 | 1 Reference Case | Cogeneration | Output (GWh) | 32955.5606
2021 | 1 Reference Case | Coal to Gas - Steam Boiler | Output (GWh) | 11275.252
2021 | 1 Reference Case | Solar/Storage | Output (GWh) | 7.3402
2021 | 1 Reference Case | Hydro | Output (GWh) | 1923.4571
2021 | 1 Reference Case | Net Imports | Output (GWh) | 4772.04
2021 | 1 Reference Case | Other | Output (GWh) | 2136.6953
2021 | 1 Reference Case | Simple Cycle | Output (GWh) | 4234.9295
2021 | 1 Reference Case | Solar | Output (GWh) | 859.5746
2021 | 1 Reference Case | Storage | Output (GWh) | -3.9948
2021 | 1 Reference Case | Wind | Output (GWh) | 6274.9986
2022 | 1 Reference Case | Combined Cycle | Output (GWh) | 10947.2607
2022 | 1 Reference Case | Coal | Output (GWh) | 50.184
2022 | 1 Reference Case | Cogeneration | Output (GWh) | 33597.9853
2022 | 1 Reference Case | Coal to Gas - Steam Boiler | Output (GWh) | 18359.1487
2022 | 1 Reference Case | Solar/Storage | Output (GWh) | 64.1892
2022 | 1 Reference Case | Hydro | Output (GWh) | 1911.0621
2022 | 1 Reference Case | Net Imports | Output (GWh) | 4665.496
2022 | 1 Reference Case | Other | Output (GWh) | 2122.2515
2022 | 1 Reference Case | Simple Cycle | Output (GWh) | 3604.3306
2022 | 1 Reference Case | Solar | Output (GWh) | 1717.7745
2022 | 1 Reference Case | Storage | Output (GWh) | -2.9336
2022 | 1 Reference Case | Wind | Output (GWh) | 9118.437
2023 | 1 Reference Case | Combined Cycle | Output (GWh) | 15712.6239
2023 | 1 Reference Case | Coal | Output (GWh) | 29.779
2023 | 1 Reference Case | Cogeneration | Output (GWh) | 33416.004
2023 | 1 Reference Case | Coal to Gas - Steam Boiler | Output (GWh) | 14205.9299
2023 | 1 Reference Case | Solar/Storage | Output (GWh) | 64.1892
2023 | 1 Reference Case | Hydro | Output (GWh) | 1911.4691
2023 | 1 Reference Case | Net Imports | Output (GWh) | 3870.7475
2023 | 1 Reference Case | Other | Output (GWh) | 2124.3921
2023 | 1 Reference Case | Simple Cycle | Output (GWh) | 3332.8965
2023 | 1 Reference Case | Solar | Output (GWh) | 1751.6527
2023 | 1 Reference Case | Storage | Output (GWh) | -5.3864
2023 | 1 Reference Case | Wind | Output (GWh) | 10723.5081
2024 | 1 Reference Case | Combined Cycle | Output (GWh) | 17184.3192
2024 | 1 Reference Case | Coal | Output (GWh) | 0
2024 | 1 Reference Case | Cogeneration | Output (GWh) | 36554.1556
2024 | 1 Reference Case | Coal to Gas - Steam Boiler | Output (GWh) | 11254.8009
2024 | 1 Reference Case | Solar/Storage | Output (GWh) | 64.386
2024 | 1 Reference Case | Hydro | Output (GWh) | 1916.6911
2024 | 1 Reference Case | Net Imports | Output (GWh) | 3244.7407
2024 | 1 Reference Case | Other | Output (GWh) | 2137.7089
2024 | 1 Reference Case | Simple Cycle | Output (GWh) | 2947.4159
2024 | 1 Reference Case | Solar | Output (GWh) | 1846.0382
2024 | 1 Reference Case | Storage | Output (GWh) | -5.9713
2024 | 1 Reference Case | Wind | Output (GWh) | 10738.2708
2025 | 1 Reference Case | Combined Cycle | Output (GWh) | 16694.6974
2025 | 1 Reference Case | Coal | Output (GWh) | 6.8409
2025 | 1 Reference Case | Cogeneration | Output (GWh) | 39920.2545
2025 | 1 Reference Case | Coal to Gas - Steam Boiler | Output (GWh) | 9779.6119
2025 | 1 Reference Case | Solar/Storage | Output (GWh) | 64.1892
2025 | 1 Reference Case | Hydro | Output (GWh) | 1910.8004
2025 | 1 Reference Case | Net Imports | Output (GWh) | 2619.6555
2025 | 1 Reference Case | Other | Output (GWh) | 2122.9318
2025 | 1 Reference Case | Simple Cycle | Output (GWh) | 2680.8219
2025 | 1 Reference Case | Solar | Output (GWh) | 1843.444
2025 | 1 Reference Case | Storage | Output (GWh) | -6.7836
2025 | 1 Reference Case | Wind | Output (GWh) | 10723.5081
2026 | 1 Reference Case | Combined Cycle | Output (GWh) | 16452.2471
2026 | 1 Reference Case | Coal | Output (GWh) | 0
2026 | 1 Reference Case | Cogeneration | Output (GWh) | 40063.8497
2026 | 1 Reference Case | Coal to Gas - Steam Boiler | Output (GWh) | 9146.5799
2026 | 1 Reference Case | Solar/Storage | Output (GWh) | 64.1892
2026 | 1 Reference Case | Hydro | Output (GWh) | 1910.0631
2026 | 1 Reference Case | Net Imports | Output (GWh) | 1922.1574
2026 | 1 Reference Case | Other | Output (GWh) | 2129.4326
2026 | 1 Reference Case | Simple Cycle | Output (GWh) | 2522.594
2026 | 1 Reference Case | Solar | Output (GWh) | 1843.444
2026 | 1 Reference Case | Storage | Output (GWh) | -6.9327
2026 | 1 Reference Case | Wind | Output (GWh) | 13040.1511
2027 | 1 Reference Case | Combined Cycle | Output (GWh) | 15883.2232
2027 | 1 Reference Case | Coal | Output (GWh) | 0
2027 | 1 Reference Case | Cogeneration | Output (GWh) | 40445.05
2027 | 1 Reference Case | Coal to Gas - Steam Boiler | Output (GWh) | 9048.9496
2027 | 1 Reference Case | Solar/Storage | Output (GWh) | 64.1892
2027 | 1 Reference Case | Hydro | Output (GWh) | 1910.3631
2027 | 1 Reference Case | Net Imports | Output (GWh) | 1452.2003
2027 | 1 Reference Case | Other | Output (GWh) | 2117.0184
2027 | 1 Reference Case | Simple Cycle | Output (GWh) | 2531.462
2027 | 1 Reference Case | Solar | Output (GWh) | 1843.2465
2027 | 1 Reference Case | Storage | Output (GWh) | -8.174
2027 | 1 Reference Case | Wind | Output (GWh) | 14571.8006
2028 | 1 Reference Case | Combined Cycle | Output (GWh) | 16223.0307
2028 | 1 Reference Case | Coal | Output (GWh) | 0
2028 | 1 Reference Case | Cogeneration | Output (GWh) | 41073.3787
2028 | 1 Reference Case | Coal to Gas - Steam Boiler | Output (GWh) | 8627.9105
2028 | 1 Reference Case | Solar/Storage | Output (GWh) | 64.386
2028 | 1 Reference Case | Hydro | Output (GWh) | 1912.2887
2028 | 1 Reference Case | Net Imports | Output (GWh) | 1398.127
2028 | 1 Reference Case | Other | Output (GWh) | 2129.345
2028 | 1 Reference Case | Simple Cycle | Output (GWh) | 2527.8595
2028 | 1 Reference Case | Solar | Output (GWh) | 1846.0382
2028 | 1 Reference Case | Storage | Output (GWh) | -8.901
2028 | 1 Reference Case | Wind | Output (GWh) | 15108.6289
2029 | 1 Reference Case | Combined Cycle | Output (GWh) | 15858.2302
2029 | 1 Reference Case | Coal | Output (GWh) | 0
2029 | 1 Reference Case | Cogeneration | Output (GWh) | 41455.1191
2029 | 1 Reference Case | Coal to Gas - Steam Boiler | Output (GWh) | 8819.9512
2029 | 1 Reference Case | Solar/Storage | Output (GWh) | 64.1892
2029 | 1 Reference Case | Hydro | Output (GWh) | 1907.903
2029 | 1 Reference Case | Net Imports | Output (GWh) | 1098.5634
2029 | 1 Reference Case | Other | Output (GWh) | 2132.5282
2029 | 1 Reference Case | Simple Cycle | Output (GWh) | 2554.8384
2029 | 1 Reference Case | Solar | Output (GWh) | 1843.444
2029 | 1 Reference Case | Storage | Output (GWh) | -11.6034
2029 | 1 Reference Case | Wind | Output (GWh) | 15082.8993
2030 | 1 Reference Case | Combined Cycle | Output (GWh) | 15906.0715
2030 | 1 Reference Case | Coal | Output (GWh) | 0
2030 | 1 Reference Case | Cogeneration | Output (GWh) | 42191.9176
2030 | 1 Reference Case | Coal to Gas - Steam Boiler | Output (GWh) | 8430.2536
2030 | 1 Reference Case | Solar/Storage | Output (GWh) | 64.1892
2030 | 1 Reference Case | Hydro | Output (GWh) | 1908.4287
2030 | 1 Reference Case | Net Imports | Output (GWh) | 898.2431
2030 | 1 Reference Case | Other | Output (GWh) | 2132.7023
2030 | 1 Reference Case | Simple Cycle | Output (GWh) | 2596.0132
2030 | 1 Reference Case | Solar | Output (GWh) | 1843.444
2030 | 1 Reference Case | Storage | Output (GWh) | -12.0323
2030 | 1 Reference Case | Wind | Output (GWh) | 15082.0905
2031 | 1 Reference Case | Combined Cycle | Output (GWh) | 15865.6278
2031 | 1 Reference Case | Coal | Output (GWh) | 0
2031 | 1 Reference Case | Cogeneration | Output (GWh) | 42949.1463
2031 | 1 Reference Case | Coal to Gas - Steam Boiler | Output (GWh) | 8394.5153
2031 | 1 Reference Case | Solar/Storage | Output (GWh) | 64.1892
2031 | 1 Reference Case | Hydro | Output (GWh) | 1902.4679
2031 | 1 Reference Case | Net Imports | Output (GWh) | 885.5906
2031 | 1 Reference Case | Other | Output (GWh) | 2148.3264
2031 | 1 Reference Case | Simple Cycle | Output (GWh) | 2582.3893
2031 | 1 Reference Case | Solar | Output (GWh) | 1935.257
2031 | 1 Reference Case | Storage | Output (GWh) | -12.017
2031 | 1 Reference Case | Wind | Output (GWh) | 15115.7053
2032 | 1 Reference Case | Combined Cycle | Output (GWh) | 15965.7198
2032 | 1 Reference Case | Coal | Output (GWh) | 0
2032 | 1 Reference Case | Cogeneration | Output (GWh) | 43516.6163
2032 | 1 Reference Case | Coal to Gas - Steam Boiler | Output (GWh) | 8492.7751
2032 | 1 Reference Case | Solar/Storage | Output (GWh) | 64.386
2032 | 1 Reference Case | Hydro | Output (GWh) | 1912.6633
2032 | 1 Reference Case | Net Imports | Output (GWh) | 889.7932
2032 | 1 Reference Case | Other | Output (GWh) | 2147.2056
2032 | 1 Reference Case | Simple Cycle | Output (GWh) | 2605.9704
2032 | 1 Reference Case | Solar | Output (GWh) | 1937.9581
2032 | 1 Reference Case | Storage | Output (GWh) | -13.3429
2032 | 1 Reference Case | Wind | Output (GWh) | 15184.5684
2033 | 1 Reference Case | Combined Cycle | Output (GWh) | 16033.425
2033 | 1 Reference Case | Coal | Output (GWh) | 0
2033 | 1 Reference Case | Cogeneration | Output (GWh) | 43405.118
2033 | 1 Reference Case | Coal to Gas - Steam Boiler | Output (GWh) | 7982.9369
2033 | 1 Reference Case | Solar/Storage | Output (GWh) | 64.1892
2033 | 1 Reference Case | Hydro | Output (GWh) | 1905.9378
2033 | 1 Reference Case | Net Imports | Output (GWh) | 937.5477
2033 | 1 Reference Case | Other | Output (GWh) | 2142.8225
2033 | 1 Reference Case | Simple Cycle | Output (GWh) | 2792.3412
2033 | 1 Reference Case | Solar | Output (GWh) | 2027.0321
2033 | 1 Reference Case | Storage | Output (GWh) | -13.664
2033 | 1 Reference Case | Wind | Output (GWh) | 15326.2518
2034 | 1 Reference Case | Combined Cycle | Output (GWh) | 15785.6335
2034 | 1 Reference Case | Coal | Output (GWh) | 0
2034 | 1 Reference Case | Cogeneration | Output (GWh) | 43866.5846
2034 | 1 Reference Case | Coal to Gas - Steam Boiler | Output (GWh) | 6843.6556
2034 | 1 Reference Case | Solar/Storage | Output (GWh) | 64.1892
2034 | 1 Reference Case | Hydro | Output (GWh) | 1905.7853
2034 | 1 Reference Case | Net Imports | Output (GWh) | 1301.7438
2034 | 1 Reference Case | Other | Output (GWh) | 2152.9521
2034 | 1 Reference Case | Simple Cycle | Output (GWh) | 2912.0147
2034 | 1 Reference Case | Solar | Output (GWh) | 2027.128
2034 | 1 Reference Case | Storage | Output (GWh) | -16.7076
2034 | 1 Reference Case | Wind | Output (GWh) | 15391.7315
2035 | 1 Reference Case | Combined Cycle | Output (GWh) | 15855.7039
2035 | 1 Reference Case | Coal | Output (GWh) | 0
2035 | 1 Reference Case | Cogeneration | Output (GWh) | 43940.66
2035 | 1 Reference Case | Coal to Gas - Steam Boiler | Output (GWh) | 6341.6648
2035 | 1 Reference Case | Solar/Storage | Output (GWh) | 64.1892
2035 | 1 Reference Case | Hydro | Output (GWh) | 1904.2846
2035 | 1 Reference Case | Net Imports | Output (GWh) | 1427.2375
2035 | 1 Reference Case | Other | Output (GWh) | 2153.7875
2035 | 1 Reference Case | Simple Cycle | Output (GWh) | 2943.1162
2035 | 1 Reference Case | Solar | Output (GWh) | 2118.7408
2035 | 1 Reference Case | Storage | Output (GWh) | -18.8608
2035 | 1 Reference Case | Wind | Output (GWh) | 15722.048
2036 | 1 Reference Case | Combined Cycle | Output (GWh) | 16077.9352
2036 | 1 Reference Case | Coal | Output (GWh) | 0
2036 | 1 Reference Case | Cogeneration | Output (GWh) | 44047.5726
2036 | 1 Reference Case | Coal to Gas - Steam Boiler | Output (GWh) | 4727.3456
2036 | 1 Reference Case | Solar/Storage | Output (GWh) | 64.386
2036 | 1 Reference Case | Hydro | Output (GWh) | 1920.346
2036 | 1 Reference Case | Net Imports | Output (GWh) | 2052.7349
2036 | 1 Reference Case | Other | Output (GWh) | 2166.0168
2036 | 1 Reference Case | Simple Cycle | Output (GWh) | 3539.4701
2036 | 1 Reference Case | Solar | Output (GWh) | 2121.7212
2036 | 1 Reference Case | Storage | Output (GWh) | -24.0507
2036 | 1 Reference Case | Wind | Output (GWh) | 15806.7066
2037 | 1 Reference Case | Combined Cycle | Output (GWh) | 18912.4072
2037 | 1 Reference Case | Coal | Output (GWh) | 0
2037 | 1 Reference Case | Cogeneration | Output (GWh) | 43883.3284
2037 | 1 Reference Case | Coal to Gas - Steam Boiler | Output (GWh) | 2178.7919
2037 | 1 Reference Case | Solar/Storage | Output (GWh) | 64.1892
2037 | 1 Reference Case | Hydro | Output (GWh) | 1911.1706
2037 | 1 Reference Case | Net Imports | Output (GWh) | 1613.6939
2037 | 1 Reference Case | Other | Output (GWh) | 2169.6747
2037 | 1 Reference Case | Simple Cycle | Output (GWh) | 3392.3646
2037 | 1 Reference Case | Solar | Output (GWh) | 2210.3942
2037 | 1 Reference Case | Storage | Output (GWh) | -23.9288
2037 | 1 Reference Case | Wind | Output (GWh) | 15921.7073
2038 | 1 Reference Case | Combined Cycle | Output (GWh) | 19022.6578
2038 | 1 Reference Case | Coal | Output (GWh) | 0
2038 | 1 Reference Case | Cogeneration | Output (GWh) | 43834.5494
2038 | 1 Reference Case | Coal to Gas - Steam Boiler | Output (GWh) | 0
2038 | 1 Reference Case | Solar/Storage | Output (GWh) | 64.1892
2038 | 1 Reference Case | Hydro | Output (GWh) | 2005.054
2038 | 1 Reference Case | Net Imports | Output (GWh) | 3554.4025
2038 | 1 Reference Case | Other | Output (GWh) | 2185.959
2038 | 1 Reference Case | Simple Cycle | Output (GWh) | 3436.1966
2038 | 1 Reference Case | Solar | Output (GWh) | 2210.5406
2038 | 1 Reference Case | Storage | Output (GWh) | -29.1324
2038 | 1 Reference Case | Wind | Output (GWh) | 16073.679
2039 | 1 Reference Case | Combined Cycle | Output (GWh) | 23492.112
2039 | 1 Reference Case | Coal | Output (GWh) | 0
2039 | 1 Reference Case | Cogeneration | Output (GWh) | 43245.3399
2039 | 1 Reference Case | Coal to Gas - Steam Boiler | Output (GWh) | 0
2039 | 1 Reference Case | Solar/Storage | Output (GWh) | 64.1892
2039 | 1 Reference Case | Hydro | Output (GWh) | 1926.0756
2039 | 1 Reference Case | Net Imports | Output (GWh) | 905.6318
2039 | 1 Reference Case | Other | Output (GWh) | 2169.9896
2039 | 1 Reference Case | Simple Cycle | Output (GWh) | 2265.9407
2039 | 1 Reference Case | Solar | Output (GWh) | 2301.2408
2039 | 1 Reference Case | Storage | Output (GWh) | -29.4918
2039 | 1 Reference Case | Wind | Output (GWh) | 16197.8094
2040 | 1 Reference Case | Combined Cycle | Output (GWh) | 23601.9881
2040 | 1 Reference Case | Coal | Output (GWh) | 0
2040 | 1 Reference Case | Cogeneration | Output (GWh) | 43774.7175
2040 | 1 Reference Case | Coal to Gas - Steam Boiler | Output (GWh) | 0
2040 | 1 Reference Case | Solar/Storage | Output (GWh) | 64.386
2040 | 1 Reference Case | Hydro | Output (GWh) | 1907.6358
2040 | 1 Reference Case | Net Imports | Output (GWh) | 702.0253
2040 | 1 Reference Case | Other | Output (GWh) | 2217.6939
2040 | 1 Reference Case | Simple Cycle | Output (GWh) | 2152.9645
2040 | 1 Reference Case | Solar | Output (GWh) | 2304.6403
2040 | 1 Reference Case | Storage | Output (GWh) | -34.8068
2040 | 1 Reference Case | Wind | Output (GWh) | 16288.9294
2041 | 1 Reference Case | Combined Cycle | Output (GWh) | 23035.8272
2041 | 1 Reference Case | Coal | Output (GWh) | 0
2041 | 1 Reference Case | Cogeneration | Output (GWh) | 43805.8898
2041 | 1 Reference Case | Coal to Gas - Steam Boiler | Output (GWh) | 0
2041 | 1 Reference Case | Solar/Storage | Output (GWh) | 64.1892
2041 | 1 Reference Case | Hydro | Output (GWh) | 1902.2174
2041 | 1 Reference Case | Net Imports | Output (GWh) | 842.0589
2041 | 1 Reference Case | Other | Output (GWh) | 2204.3528
2041 | 1 Reference Case | Simple Cycle | Output (GWh) | 2224.7115
2041 | 1 Reference Case | Solar | Output (GWh) | 2300.8511
2041 | 1 Reference Case | Storage | Output (GWh) | -31.4387
2041 | 1 Reference Case | Wind | Output (GWh) | 16490.1182
2021 | 2 Clean-Tech Scenario | Combined Cycle | Output (GWh) | 10599.3744
2021 | 2 Clean-Tech Scenario | Coal | Output (GWh) | 11746.1859
2021 | 2 Clean-Tech Scenario | Cogeneration | Output (GWh) | 32964.8041
2021 | 2 Clean-Tech Scenario | Coal to Gas - Steam Boiler | Output (GWh) | 9251.9907
2021 | 2 Clean-Tech Scenario | Solar/Storage | Output (GWh) | 7.392
2021 | 2 Clean-Tech Scenario | Hydro | Output (GWh) | 1930.6813
2021 | 2 Clean-Tech Scenario | Net Imports | Output (GWh) | 4622.0335
2021 | 2 Clean-Tech Scenario | Other | Output (GWh) | 2135.4758
2021 | 2 Clean-Tech Scenario | Simple Cycle | Output (GWh) | 4156.0369
2021 | 2 Clean-Tech Scenario | Solar | Output (GWh) | 862.377
2021 | 2 Clean-Tech Scenario | Storage | Output (GWh) | -12.6728
2021 | 2 Clean-Tech Scenario | Wind | Output (GWh) | 6274.9986
2022 | 2 Clean-Tech Scenario | Combined Cycle | Output (GWh) | 10981.0506
2022 | 2 Clean-Tech Scenario | Coal | Output (GWh) | 4653.928
2022 | 2 Clean-Tech Scenario | Cogeneration | Output (GWh) | 33592.5812
2022 | 2 Clean-Tech Scenario | Coal to Gas - Steam Boiler | Output (GWh) | 13107.2486
2022 | 2 Clean-Tech Scenario | Solar/Storage | Output (GWh) | 88.9894
2022 | 2 Clean-Tech Scenario | Hydro | Output (GWh) | 1910.7459
2022 | 2 Clean-Tech Scenario | Net Imports | Output (GWh) | 4602.1545
2022 | 2 Clean-Tech Scenario | Other | Output (GWh) | 2120.7951
2022 | 2 Clean-Tech Scenario | Simple Cycle | Output (GWh) | 3872.3455
2022 | 2 Clean-Tech Scenario | Solar | Output (GWh) | 1725.2238
2022 | 2 Clean-Tech Scenario | Storage | Output (GWh) | -10.772
2022 | 2 Clean-Tech Scenario | Wind | Output (GWh) | 9431.7202
2023 | 2 Clean-Tech Scenario | Combined Cycle | Output (GWh) | 20532.5239
2023 | 2 Clean-Tech Scenario | Coal | Output (GWh) | 1898.6247
2023 | 2 Clean-Tech Scenario | Cogeneration | Output (GWh) | 33187.9465
2023 | 2 Clean-Tech Scenario | Coal to Gas - Steam Boiler | Output (GWh) | 7557.9822
2023 | 2 Clean-Tech Scenario | Solar/Storage | Output (GWh) | 245.1868
2023 | 2 Clean-Tech Scenario | Hydro | Output (GWh) | 1910.8201
2023 | 2 Clean-Tech Scenario | Net Imports | Output (GWh) | 3475.225
2023 | 2 Clean-Tech Scenario | Other | Output (GWh) | 2118.1257
2023 | 2 Clean-Tech Scenario | Simple Cycle | Output (GWh) | 2703.9951
2023 | 2 Clean-Tech Scenario | Solar | Output (GWh) | 2052.746
2023 | 2 Clean-Tech Scenario | Storage | Output (GWh) | -42.4991
2023 | 2 Clean-Tech Scenario | Wind | Output (GWh) | 11428.3953
2024 | 2 Clean-Tech Scenario | Combined Cycle | Output (GWh) | 29231.1697
2024 | 2 Clean-Tech Scenario | Coal | Output (GWh) | 3.6004
2024 | 2 Clean-Tech Scenario | Cogeneration | Output (GWh) | 35752.227
2024 | 2 Clean-Tech Scenario | Coal to Gas - Steam Boiler | Output (GWh) | 2120.9209
2024 | 2 Clean-Tech Scenario | Solar/Storage | Output (GWh) | 367.7789
2024 | 2 Clean-Tech Scenario | Hydro | Output (GWh) | 1917.7955
2024 | 2 Clean-Tech Scenario | Net Imports | Output (GWh) | 870.0543
2024 | 2 Clean-Tech Scenario | Other | Output (GWh) | 2120.8585
2024 | 2 Clean-Tech Scenario | Simple Cycle | Output (GWh) | 1369.3029
2024 | 2 Clean-Tech Scenario | Solar | Output (GWh) | 2055.4483
2024 | 2 Clean-Tech Scenario | Storage | Output (GWh) | -74.2175
2024 | 2 Clean-Tech Scenario | Wind | Output (GWh) | 12232.2484
2025 | 2 Clean-Tech Scenario | Combined Cycle | Output (GWh) | 27503.6397
2025 | 2 Clean-Tech Scenario | Coal | Output (GWh) | 0
2025 | 2 Clean-Tech Scenario | Cogeneration | Output (GWh) | 39037.9755
2025 | 2 Clean-Tech Scenario | Coal to Gas - Steam Boiler | Output (GWh) | 1110.772
2025 | 2 Clean-Tech Scenario | Solar/Storage | Output (GWh) | 367.2684
2025 | 2 Clean-Tech Scenario | Hydro | Output (GWh) | 1909.2856
2025 | 2 Clean-Tech Scenario | Net Imports | Output (GWh) | 151.4629
2025 | 2 Clean-Tech Scenario | Other | Output (GWh) | 2111.1543
2025 | 2 Clean-Tech Scenario | Simple Cycle | Output (GWh) | 1218.8674
2025 | 2 Clean-Tech Scenario | Solar | Output (GWh) | 2052.746
2025 | 2 Clean-Tech Scenario | Storage | Output (GWh) | -80.8927
2025 | 2 Clean-Tech Scenario | Wind | Output (GWh) | 12994.3195
2026 | 2 Clean-Tech Scenario | Combined Cycle | Output (GWh) | 26857.5714
2026 | 2 Clean-Tech Scenario | Coal | Output (GWh) | 0
2026 | 2 Clean-Tech Scenario | Cogeneration | Output (GWh) | 39406.173
2026 | 2 Clean-Tech Scenario | Coal to Gas - Steam Boiler | Output (GWh) | 780.133
2026 | 2 Clean-Tech Scenario | Solar/Storage | Output (GWh) | 367.2684
2026 | 2 Clean-Tech Scenario | Hydro | Output (GWh) | 1907.9765
2026 | 2 Clean-Tech Scenario | Net Imports | Output (GWh) | 5.6193
2026 | 2 Clean-Tech Scenario | Other | Output (GWh) | 2120.4759
2026 | 2 Clean-Tech Scenario | Simple Cycle | Output (GWh) | 1248.3938
2026 | 2 Clean-Tech Scenario | Solar | Output (GWh) | 2254.3173
2026 | 2 Clean-Tech Scenario | Storage | Output (GWh) | -77.7354
2026 | 2 Clean-Tech Scenario | Wind | Output (GWh) | 13981.701
2027 | 2 Clean-Tech Scenario | Combined Cycle | Output (GWh) | 26203.3357
2027 | 2 Clean-Tech Scenario | Coal | Output (GWh) | 0
2027 | 2 Clean-Tech Scenario | Cogeneration | Output (GWh) | 39916.0015
2027 | 2 Clean-Tech Scenario | Coal to Gas - Steam Boiler | Output (GWh) | 598.5656
2027 | 2 Clean-Tech Scenario | Solar/Storage | Output (GWh) | 367.2684
2027 | 2 Clean-Tech Scenario | Hydro | Output (GWh) | 1905.8001
2027 | 2 Clean-Tech Scenario | Net Imports | Output (GWh) | 20.9445
2027 | 2 Clean-Tech Scenario | Other | Output (GWh) | 2106.4214
2027 | 2 Clean-Tech Scenario | Simple Cycle | Output (GWh) | 1303.4093
2027 | 2 Clean-Tech Scenario | Solar | Output (GWh) | 2556.8273
2027 | 2 Clean-Tech Scenario | Storage | Output (GWh) | -82.57
2027 | 2 Clean-Tech Scenario | Wind | Output (GWh) | 14116.9983
2028 | 2 Clean-Tech Scenario | Combined Cycle | Output (GWh) | 25567.5984
2028 | 2 Clean-Tech Scenario | Coal | Output (GWh) | 0
2028 | 2 Clean-Tech Scenario | Cogeneration | Output (GWh) | 40356.3662
2028 | 2 Clean-Tech Scenario | Coal to Gas - Steam Boiler | Output (GWh) | 442.0023
2028 | 2 Clean-Tech Scenario | Solar/Storage | Output (GWh) | 367.7789
2028 | 2 Clean-Tech Scenario | Hydro | Output (GWh) | 1909.2839
2028 | 2 Clean-Tech Scenario | Net Imports | Output (GWh) | -461.1748
2028 | 2 Clean-Tech Scenario | Other | Output (GWh) | 2117.6648
2028 | 2 Clean-Tech Scenario | Simple Cycle | Output (GWh) | 1374.4808
2028 | 2 Clean-Tech Scenario | Solar | Output (GWh) | 2903.6455
2028 | 2 Clean-Tech Scenario | Storage | Output (GWh) | -82.8395
2028 | 2 Clean-Tech Scenario | Wind | Output (GWh) | 15032.7813
2029 | 2 Clean-Tech Scenario | Combined Cycle | Output (GWh) | 24583.8029
2029 | 2 Clean-Tech Scenario | Coal | Output (GWh) | 0
2029 | 2 Clean-Tech Scenario | Cogeneration | Output (GWh) | 40837.4553
2029 | 2 Clean-Tech Scenario | Coal to Gas - Steam Boiler | Output (GWh) | 448.5303
2029 | 2 Clean-Tech Scenario | Solar/Storage | Output (GWh) | 367.2684
2029 | 2 Clean-Tech Scenario | Hydro | Output (GWh) | 1901.4974
2029 | 2 Clean-Tech Scenario | Net Imports | Output (GWh) | -726.0807
2029 | 2 Clean-Tech Scenario | Other | Output (GWh) | 2120.4989
2029 | 2 Clean-Tech Scenario | Simple Cycle | Output (GWh) | 1418.1703
2029 | 2 Clean-Tech Scenario | Solar | Output (GWh) | 3263.0359
2029 | 2 Clean-Tech Scenario | Storage | Output (GWh) | -88.3399
2029 | 2 Clean-Tech Scenario | Wind | Output (GWh) | 15098.8887
2030 | 2 Clean-Tech Scenario | Combined Cycle | Output (GWh) | 24066.9884
2030 | 2 Clean-Tech Scenario | Coal | Output (GWh) | 0
2030 | 2 Clean-Tech Scenario | Cogeneration | Output (GWh) | 41567.7215
2030 | 2 Clean-Tech Scenario | Coal to Gas - Steam Boiler | Output (GWh) | 427.6366
2030 | 2 Clean-Tech Scenario | Solar/Storage | Output (GWh) | 367.2684
2030 | 2 Clean-Tech Scenario | Hydro | Output (GWh) | 1899.8909
2030 | 2 Clean-Tech Scenario | Net Imports | Output (GWh) | -987.3167
2030 | 2 Clean-Tech Scenario | Other | Output (GWh) | 2203.6362
2030 | 2 Clean-Tech Scenario | Simple Cycle | Output (GWh) | 1498.7244
2030 | 2 Clean-Tech Scenario | Solar | Output (GWh) | 3424.4073
2030 | 2 Clean-Tech Scenario | Storage | Output (GWh) | -100.1541
2030 | 2 Clean-Tech Scenario | Wind | Output (GWh) | 15096.1515
2031 | 2 Clean-Tech Scenario | Combined Cycle | Output (GWh) | 23429.3147
2031 | 2 Clean-Tech Scenario | Coal | Output (GWh) | 0
2031 | 2 Clean-Tech Scenario | Cogeneration | Output (GWh) | 42195.8181
2031 | 2 Clean-Tech Scenario | Coal to Gas - Steam Boiler | Output (GWh) | 465.1456
2031 | 2 Clean-Tech Scenario | Solar/Storage | Output (GWh) | 367.2684
2031 | 2 Clean-Tech Scenario | Hydro | Output (GWh) | 1893.7954
2031 | 2 Clean-Tech Scenario | Net Imports | Output (GWh) | -1200.606
2031 | 2 Clean-Tech Scenario | Other | Output (GWh) | 2304.9447
2031 | 2 Clean-Tech Scenario | Simple Cycle | Output (GWh) | 1593.5323
2031 | 2 Clean-Tech Scenario | Solar | Output (GWh) | 3778.18
2031 | 2 Clean-Tech Scenario | Storage | Output (GWh) | -108.1825
2031 | 2 Clean-Tech Scenario | Wind | Output (GWh) | 15084.2058
2032 | 2 Clean-Tech Scenario | Combined Cycle | Output (GWh) | 23389.384
2032 | 2 Clean-Tech Scenario | Coal | Output (GWh) | 0
2032 | 2 Clean-Tech Scenario | Cogeneration | Output (GWh) | 42728.4679
2032 | 2 Clean-Tech Scenario | Coal to Gas - Steam Boiler | Output (GWh) | 563.1086
2032 | 2 Clean-Tech Scenario | Solar/Storage | Output (GWh) | 367.7789
2032 | 2 Clean-Tech Scenario | Hydro | Output (GWh) | 1897.9151
2032 | 2 Clean-Tech Scenario | Net Imports | Output (GWh) | -1362.55
2032 | 2 Clean-Tech Scenario | Other | Output (GWh) | 2389.6336
2032 | 2 Clean-Tech Scenario | Simple Cycle | Output (GWh) | 1670.3357
2032 | 2 Clean-Tech Scenario | Solar | Output (GWh) | 3781.1
2032 | 2 Clean-Tech Scenario | Storage | Output (GWh) | -117.7266
2032 | 2 Clean-Tech Scenario | Wind | Output (GWh) | 15191.2919
2033 | 2 Clean-Tech Scenario | Combined Cycle | Output (GWh) | 22701.1111
2033 | 2 Clean-Tech Scenario | Coal | Output (GWh) | 0
2033 | 2 Clean-Tech Scenario | Cogeneration | Output (GWh) | 42515.719
2033 | 2 Clean-Tech Scenario | Coal to Gas - Steam Boiler | Output (GWh) | 738.2129
2033 | 2 Clean-Tech Scenario | Solar/Storage | Output (GWh) | 367.2684
2033 | 2 Clean-Tech Scenario | Hydro | Output (GWh) | 1880.193
2033 | 2 Clean-Tech Scenario | Net Imports | Output (GWh) | -1602.3408
2033 | 2 Clean-Tech Scenario | Other | Output (GWh) | 2461.7566
2033 | 2 Clean-Tech Scenario | Simple Cycle | Output (GWh) | 1766.4945
2033 | 2 Clean-Tech Scenario | Solar | Output (GWh) | 4062.8536
2033 | 2 Clean-Tech Scenario | Storage | Output (GWh) | -131.0609
2033 | 2 Clean-Tech Scenario | Wind | Output (GWh) | 15662.6211
2034 | 2 Clean-Tech Scenario | Combined Cycle | Output (GWh) | 22277.9491
2034 | 2 Clean-Tech Scenario | Coal | Output (GWh) | 0
2034 | 2 Clean-Tech Scenario | Cogeneration | Output (GWh) | 42756.7347
2034 | 2 Clean-Tech Scenario | Coal to Gas - Steam Boiler | Output (GWh) | 777.7484
2034 | 2 Clean-Tech Scenario | Solar/Storage | Output (GWh) | 367.2684
2034 | 2 Clean-Tech Scenario | Hydro | Output (GWh) | 1878.3511
2034 | 2 Clean-Tech Scenario | Net Imports | Output (GWh) | -1747.0514
2034 | 2 Clean-Tech Scenario | Other | Output (GWh) | 2560.0256
2034 | 2 Clean-Tech Scenario | Simple Cycle | Output (GWh) | 1863.7528
2034 | 2 Clean-Tech Scenario | Solar | Output (GWh) | 4059.6909
2034 | 2 Clean-Tech Scenario | Storage | Output (GWh) | -152.5081
2034 | 2 Clean-Tech Scenario | Wind | Output (GWh) | 15756.9802
2035 | 2 Clean-Tech Scenario | Combined Cycle | Output (GWh) | 21103.247
2035 | 2 Clean-Tech Scenario | Coal | Output (GWh) | 0
2035 | 2 Clean-Tech Scenario | Cogeneration | Output (GWh) | 42750.5999
2035 | 2 Clean-Tech Scenario | Coal to Gas - Steam Boiler | Output (GWh) | 1002.9042
2035 | 2 Clean-Tech Scenario | Solar/Storage | Output (GWh) | 367.1684
2035 | 2 Clean-Tech Scenario | Hydro | Output (GWh) | 1853.1834
2035 | 2 Clean-Tech Scenario | Net Imports | Output (GWh) | -2349.211
2035 | 2 Clean-Tech Scenario | Other | Output (GWh) | 2646.8139
2035 | 2 Clean-Tech Scenario | Simple Cycle | Output (GWh) | 1984.263
2035 | 2 Clean-Tech Scenario | Solar | Output (GWh) | 4493.5186
2035 | 2 Clean-Tech Scenario | Storage | Output (GWh) | -173.2566
2035 | 2 Clean-Tech Scenario | Wind | Output (GWh) | 16943.6086
2036 | 2 Clean-Tech Scenario | Combined Cycle | Output (GWh) | 20977.7009
2036 | 2 Clean-Tech Scenario | Coal | Output (GWh) | 0
2036 | 2 Clean-Tech Scenario | Cogeneration | Output (GWh) | 42921.3643
2036 | 2 Clean-Tech Scenario | Coal to Gas - Steam Boiler | Output (GWh) | 1230.3974
2036 | 2 Clean-Tech Scenario | Solar/Storage | Output (GWh) | 367.7289
2036 | 2 Clean-Tech Scenario | Hydro | Output (GWh) | 1848.2588
2036 | 2 Clean-Tech Scenario | Net Imports | Output (GWh) | -2461.7722
2036 | 2 Clean-Tech Scenario | Other | Output (GWh) | 2739.3971
2036 | 2 Clean-Tech Scenario | Simple Cycle | Output (GWh) | 2113.8011
2036 | 2 Clean-Tech Scenario | Solar | Output (GWh) | 4643.2825
2036 | 2 Clean-Tech Scenario | Storage | Output (GWh) | -198.9582
2036 | 2 Clean-Tech Scenario | Wind | Output (GWh) | 16976.9815
2037 | 2 Clean-Tech Scenario | Combined Cycle | Output (GWh) | 20463.0834
2037 | 2 Clean-Tech Scenario | Coal | Output (GWh) | 0
2037 | 2 Clean-Tech Scenario | Cogeneration | Output (GWh) | 42847.6592
2037 | 2 Clean-Tech Scenario | Coal to Gas - Steam Boiler | Output (GWh) | 1320.0039
2037 | 2 Clean-Tech Scenario | Solar/Storage | Output (GWh) | 367.0184
2037 | 2 Clean-Tech Scenario | Hydro | Output (GWh) | 1823.6454
2037 | 2 Clean-Tech Scenario | Net Imports | Output (GWh) | -2548.0583
2037 | 2 Clean-Tech Scenario | Other | Output (GWh) | 2825.1384
2037 | 2 Clean-Tech Scenario | Simple Cycle | Output (GWh) | 2235.5573
2037 | 2 Clean-Tech Scenario | Solar | Output (GWh) | 5068.1372
2037 | 2 Clean-Tech Scenario | Storage | Output (GWh) | -217.4111
2037 | 2 Clean-Tech Scenario | Wind | Output (GWh) | 17356.082
2038 | 2 Clean-Tech Scenario | Combined Cycle | Output (GWh) | 20620.3013
2038 | 2 Clean-Tech Scenario | Coal | Output (GWh) | 0
2038 | 2 Clean-Tech Scenario | Cogeneration | Output (GWh) | 43273.8079
2038 | 2 Clean-Tech Scenario | Coal to Gas - Steam Boiler | Output (GWh) | 1311.2484
2038 | 2 Clean-Tech Scenario | Solar/Storage | Output (GWh) | 366.5808
2038 | 2 Clean-Tech Scenario | Hydro | Output (GWh) | 1822.9141
2038 | 2 Clean-Tech Scenario | Net Imports | Output (GWh) | -2547.5273
2038 | 2 Clean-Tech Scenario | Other | Output (GWh) | 2906.1051
2038 | 2 Clean-Tech Scenario | Simple Cycle | Output (GWh) | 2383.0009
2038 | 2 Clean-Tech Scenario | Solar | Output (GWh) | 5168.7907
2038 | 2 Clean-Tech Scenario | Storage | Output (GWh) | -240.8745
2038 | 2 Clean-Tech Scenario | Wind | Output (GWh) | 17549.3361
2039 | 2 Clean-Tech Scenario | Combined Cycle | Output (GWh) | 20405.6725
2039 | 2 Clean-Tech Scenario | Coal | Output (GWh) | 0
2039 | 2 Clean-Tech Scenario | Cogeneration | Output (GWh) | 43124.1493
2039 | 2 Clean-Tech Scenario | Coal to Gas - Steam Boiler | Output (GWh) | 1304.4409
2039 | 2 Clean-Tech Scenario | Solar/Storage | Output (GWh) | 366.47
2039 | 2 Clean-Tech Scenario | Hydro | Output (GWh) | 1810.1158
2039 | 2 Clean-Tech Scenario | Net Imports | Output (GWh) | -2128.575
2039 | 2 Clean-Tech Scenario | Other | Output (GWh) | 2999.7454
2039 | 2 Clean-Tech Scenario | Simple Cycle | Output (GWh) | 2748.2406
2039 | 2 Clean-Tech Scenario | Solar | Output (GWh) | 5600.2092
2039 | 2 Clean-Tech Scenario | Storage | Output (GWh) | -274.8051
2039 | 2 Clean-Tech Scenario | Wind | Output (GWh) | 17956.9405
2040 | 2 Clean-Tech Scenario | Combined Cycle | Output (GWh) | 21468.3412
2040 | 2 Clean-Tech Scenario | Coal | Output (GWh) | 0
2040 | 2 Clean-Tech Scenario | Cogeneration | Output (GWh) | 44103.9041
2040 | 2 Clean-Tech Scenario | Coal to Gas - Steam Boiler | Output (GWh) | 0
2040 | 2 Clean-Tech Scenario | Solar/Storage | Output (GWh) | 367.2789
2040 | 2 Clean-Tech Scenario | Hydro | Output (GWh) | 1837.6461
2040 | 2 Clean-Tech Scenario | Net Imports | Output (GWh) | -1375.7867
2040 | 2 Clean-Tech Scenario | Other | Output (GWh) | 3051.9385
2040 | 2 Clean-Tech Scenario | Simple Cycle | Output (GWh) | 2886.2808
2040 | 2 Clean-Tech Scenario | Solar | Output (GWh) | 5601.9184
2040 | 2 Clean-Tech Scenario | Storage | Output (GWh) | -316.5502
2040 | 2 Clean-Tech Scenario | Wind | Output (GWh) | 18095.9782
2041 | 2 Clean-Tech Scenario | Combined Cycle | Output (GWh) | 21842.6986
2041 | 2 Clean-Tech Scenario | Coal | Output (GWh) | 0
2041 | 2 Clean-Tech Scenario | Cogeneration | Output (GWh) | 44134.9944
2041 | 2 Clean-Tech Scenario | Coal to Gas - Steam Boiler | Output (GWh) | 0
2041 | 2 Clean-Tech Scenario | Solar/Storage | Output (GWh) | 366.8216
2041 | 2 Clean-Tech Scenario | Hydro | Output (GWh) | 1859.405
2041 | 2 Clean-Tech Scenario | Net Imports | Output (GWh) | -972.3911
2041 | 2 Clean-Tech Scenario | Other | Output (GWh) | 3034.2924
2041 | 2 Clean-Tech Scenario | Simple Cycle | Output (GWh) | 3068.1459
2041 | 2 Clean-Tech Scenario | Solar | Output (GWh) | 5603.1846
2041 | 2 Clean-Tech Scenario | Storage | Output (GWh) | -378.8585
2041 | 2 Clean-Tech Scenario | Wind | Output (GWh) | 18675.7411
2021 | 3 Robust Scenario | Combined Cycle | Output (GWh) | 10649.7909
2021 | 3 Robust Scenario | Coal | Output (GWh) | 9736.0134
2021 | 3 Robust Scenario | Cogeneration | Output (GWh) | 32957.9387
2021 | 3 Robust Scenario | Coal to Gas - Steam Boiler | Output (GWh) | 11564.9059
2021 | 3 Robust Scenario | Solar/Storage | Output (GWh) | 7.3402
2021 | 3 Robust Scenario | Hydro | Output (GWh) | 1925.6568
2021 | 3 Robust Scenario | Net Imports | Output (GWh) | 4880.846
2021 | 3 Robust Scenario | Other | Output (GWh) | 2137.3835
2021 | 3 Robust Scenario | Simple Cycle | Output (GWh) | 4367.2076
2021 | 3 Robust Scenario | Solar | Output (GWh) | 859.5746
2021 | 3 Robust Scenario | Storage | Output (GWh) | -4.1361
2021 | 3 Robust Scenario | Wind | Output (GWh) | 6274.9986
2022 | 3 Robust Scenario | Combined Cycle | Output (GWh) | 11231.2035
2022 | 3 Robust Scenario | Coal | Output (GWh) | 197.0001
2022 | 3 Robust Scenario | Cogeneration | Output (GWh) | 33525.4817
2022 | 3 Robust Scenario | Coal to Gas - Steam Boiler | Output (GWh) | 19246.2785
2022 | 3 Robust Scenario | Solar/Storage | Output (GWh) | 64.1892
2022 | 3 Robust Scenario | Hydro | Output (GWh) | 1913.521
2022 | 3 Robust Scenario | Net Imports | Output (GWh) | 4345.6575
2022 | 3 Robust Scenario | Other | Output (GWh) | 2124.683
2022 | 3 Robust Scenario | Simple Cycle | Output (GWh) | 3667.1484
2022 | 3 Robust Scenario | Solar | Output (GWh) | 1717.7745
2022 | 3 Robust Scenario | Storage | Output (GWh) | -4.0716
2022 | 3 Robust Scenario | Wind | Output (GWh) | 9220.6662
2023 | 3 Robust Scenario | Combined Cycle | Output (GWh) | 16036.2037
2023 | 3 Robust Scenario | Coal | Output (GWh) | 91.46
2023 | 3 Robust Scenario | Cogeneration | Output (GWh) | 33364.2105
2023 | 3 Robust Scenario | Coal to Gas - Steam Boiler | Output (GWh) | 15233.0771
2023 | 3 Robust Scenario | Solar/Storage | Output (GWh) | 64.1892
2023 | 3 Robust Scenario | Hydro | Output (GWh) | 1912.2848
2023 | 3 Robust Scenario | Net Imports | Output (GWh) | 3624.1197
2023 | 3 Robust Scenario | Other | Output (GWh) | 2126.4423
2023 | 3 Robust Scenario | Simple Cycle | Output (GWh) | 3442.198
2023 | 3 Robust Scenario | Solar | Output (GWh) | 1843.5057
2023 | 3 Robust Scenario | Storage | Output (GWh) | -5.1555
2023 | 3 Robust Scenario | Wind | Output (GWh) | 10825.7373
2024 | 3 Robust Scenario | Combined Cycle | Output (GWh) | 17628.4825
2024 | 3 Robust Scenario | Coal | Output (GWh) | 72.1654
2024 | 3 Robust Scenario | Cogeneration | Output (GWh) | 36547.3333
2024 | 3 Robust Scenario | Coal to Gas - Steam Boiler | Output (GWh) | 12524.3003
2024 | 3 Robust Scenario | Solar/Storage | Output (GWh) | 64.386
2024 | 3 Robust Scenario | Hydro | Output (GWh) | 1916.4341
2024 | 3 Robust Scenario | Net Imports | Output (GWh) | 2983.709
2024 | 3 Robust Scenario | Other | Output (GWh) | 2143.2756
2024 | 3 Robust Scenario | Simple Cycle | Output (GWh) | 3096.0533
2024 | 3 Robust Scenario | Solar | Output (GWh) | 1846.0381
2024 | 3 Robust Scenario | Storage | Output (GWh) | -5.4593
2024 | 3 Robust Scenario | Wind | Output (GWh) | 10840.7566
2025 | 3 Robust Scenario | Combined Cycle | Output (GWh) | 17186.9787
2025 | 3 Robust Scenario | Coal | Output (GWh) | 93.8213
2025 | 3 Robust Scenario | Cogeneration | Output (GWh) | 40287.9064
2025 | 3 Robust Scenario | Coal to Gas - Steam Boiler | Output (GWh) | 10732.8709
2025 | 3 Robust Scenario | Solar/Storage | Output (GWh) | 64.1892
2025 | 3 Robust Scenario | Hydro | Output (GWh) | 1911.6671
2025 | 3 Robust Scenario | Net Imports | Output (GWh) | 2317.0943
2025 | 3 Robust Scenario | Other | Output (GWh) | 2128.035
2025 | 3 Robust Scenario | Simple Cycle | Output (GWh) | 2863.2171
2025 | 3 Robust Scenario | Solar | Output (GWh) | 1843.5057
2025 | 3 Robust Scenario | Storage | Output (GWh) | -7.0361
2025 | 3 Robust Scenario | Wind | Output (GWh) | 10825.7373
2026 | 3 Robust Scenario | Combined Cycle | Output (GWh) | 16959.8579
2026 | 3 Robust Scenario | Coal | Output (GWh) | 0
2026 | 3 Robust Scenario | Cogeneration | Output (GWh) | 41821.4887
2026 | 3 Robust Scenario | Coal to Gas - Steam Boiler | Output (GWh) | 9687.3064
2026 | 3 Robust Scenario | Solar/Storage | Output (GWh) | 64.1892
2026 | 3 Robust Scenario | Hydro | Output (GWh) | 1911.6717
2026 | 3 Robust Scenario | Net Imports | Output (GWh) | 1430.3488
2026 | 3 Robust Scenario | Other | Output (GWh) | 2135.2898
2026 | 3 Robust Scenario | Simple Cycle | Output (GWh) | 2649.0152
2026 | 3 Robust Scenario | Solar | Output (GWh) | 1953.5442
2026 | 3 Robust Scenario | Storage | Output (GWh) | -6.7727
2026 | 3 Robust Scenario | Wind | Output (GWh) | 12972.5421
2027 | 3 Robust Scenario | Combined Cycle | Output (GWh) | 16484.4134
2027 | 3 Robust Scenario | Coal | Output (GWh) | 0
2027 | 3 Robust Scenario | Cogeneration | Output (GWh) | 42850.5144
2027 | 3 Robust Scenario | Coal to Gas - Steam Boiler | Output (GWh) | 9435.8026
2027 | 3 Robust Scenario | Solar/Storage | Output (GWh) | 64.1892
2027 | 3 Robust Scenario | Hydro | Output (GWh) | 1909.2944
2027 | 3 Robust Scenario | Net Imports | Output (GWh) | 829.9752
2027 | 3 Robust Scenario | Other | Output (GWh) | 2121.9112
2027 | 3 Robust Scenario | Simple Cycle | Output (GWh) | 2598.5112
2027 | 3 Robust Scenario | Solar | Output (GWh) | 1953.5442
2027 | 3 Robust Scenario | Storage | Output (GWh) | -8.5487
2027 | 3 Robust Scenario | Wind | Output (GWh) | 14265.956
2028 | 3 Robust Scenario | Combined Cycle | Output (GWh) | 16667.5598
2028 | 3 Robust Scenario | Coal | Output (GWh) | 0
2028 | 3 Robust Scenario | Cogeneration | Output (GWh) | 44786.725
2028 | 3 Robust Scenario | Coal to Gas - Steam Boiler | Output (GWh) | 8895.5032
2028 | 3 Robust Scenario | Solar/Storage | Output (GWh) | 64.386
2028 | 3 Robust Scenario | Hydro | Output (GWh) | 1914.0957
2028 | 3 Robust Scenario | Net Imports | Output (GWh) | 571.6244
2028 | 3 Robust Scenario | Other | Output (GWh) | 2134.4069
2028 | 3 Robust Scenario | Simple Cycle | Output (GWh) | 2567.8444
2028 | 3 Robust Scenario | Solar | Output (GWh) | 1993.2061
2028 | 3 Robust Scenario | Storage | Output (GWh) | -8.9479
2028 | 3 Robust Scenario | Wind | Output (GWh) | 14802.5517
2029 | 3 Robust Scenario | Combined Cycle | Output (GWh) | 16248.0008
2029 | 3 Robust Scenario | Coal | Output (GWh) | 0
2029 | 3 Robust Scenario | Cogeneration | Output (GWh) | 45926.1554
2029 | 3 Robust Scenario | Coal to Gas - Steam Boiler | Output (GWh) | 8708.0374
2029 | 3 Robust Scenario | Solar/Storage | Output (GWh) | 64.1892
2029 | 3 Robust Scenario | Hydro | Output (GWh) | 1908.1354
2029 | 3 Robust Scenario | Net Imports | Output (GWh) | 220.3517
2029 | 3 Robust Scenario | Other | Output (GWh) | 2137.8228
2029 | 3 Robust Scenario | Simple Cycle | Output (GWh) | 2526.9344
2029 | 3 Robust Scenario | Solar | Output (GWh) | 1989.9898
2029 | 3 Robust Scenario | Storage | Output (GWh) | -11.5329
2029 | 3 Robust Scenario | Wind | Output (GWh) | 14776.2873
2030 | 3 Robust Scenario | Combined Cycle | Output (GWh) | 16273.2563
2030 | 3 Robust Scenario | Coal | Output (GWh) | 0
2030 | 3 Robust Scenario | Cogeneration | Output (GWh) | 47568.2785
2030 | 3 Robust Scenario | Coal to Gas - Steam Boiler | Output (GWh) | 8263.2725
2030 | 3 Robust Scenario | Solar/Storage | Output (GWh) | 64.1892
2030 | 3 Robust Scenario | Hydro | Output (GWh) | 1907.8674
2030 | 3 Robust Scenario | Net Imports | Output (GWh) | -129.8765
2030 | 3 Robust Scenario | Other | Output (GWh) | 2136.5986
2030 | 3 Robust Scenario | Simple Cycle | Output (GWh) | 2515.7562
2030 | 3 Robust Scenario | Solar | Output (GWh) | 1989.9103
2030 | 3 Robust Scenario | Storage | Output (GWh) | -11.7725
2030 | 3 Robust Scenario | Wind | Output (GWh) | 14776.9008
2031 | 3 Robust Scenario | Combined Cycle | Output (GWh) | 16274.7867
2031 | 3 Robust Scenario | Coal | Output (GWh) | 0
2031 | 3 Robust Scenario | Cogeneration | Output (GWh) | 48445.4192
2031 | 3 Robust Scenario | Coal to Gas - Steam Boiler | Output (GWh) | 8255.3644
2031 | 3 Robust Scenario | Solar/Storage | Output (GWh) | 64.1892
2031 | 3 Robust Scenario | Hydro | Output (GWh) | 1907.6457
2031 | 3 Robust Scenario | Net Imports | Output (GWh) | -58.6972
2031 | 3 Robust Scenario | Other | Output (GWh) | 2152.7646
2031 | 3 Robust Scenario | Simple Cycle | Output (GWh) | 2515.4859
2031 | 3 Robust Scenario | Solar | Output (GWh) | 2228.7548
2031 | 3 Robust Scenario | Storage | Output (GWh) | -12.1611
2031 | 3 Robust Scenario | Wind | Output (GWh) | 14810.9371
2032 | 3 Robust Scenario | Combined Cycle | Output (GWh) | 16422.1677
2032 | 3 Robust Scenario | Coal | Output (GWh) | 0
2032 | 3 Robust Scenario | Cogeneration | Output (GWh) | 49004.7531
2032 | 3 Robust Scenario | Coal to Gas - Steam Boiler | Output (GWh) | 8307.389
2032 | 3 Robust Scenario | Solar/Storage | Output (GWh) | 64.386
2032 | 3 Robust Scenario | Hydro | Output (GWh) | 1912.2853
2032 | 3 Robust Scenario | Net Imports | Output (GWh) | 60.915
2032 | 3 Robust Scenario | Other | Output (GWh) | 2152.5527
2032 | 3 Robust Scenario | Simple Cycle | Output (GWh) | 2755.6913
2032 | 3 Robust Scenario | Solar | Output (GWh) | 2379.0424
2032 | 3 Robust Scenario | Storage | Output (GWh) | -12.8725
2032 | 3 Robust Scenario | Wind | Output (GWh) | 14880.1324
2033 | 3 Robust Scenario | Combined Cycle | Output (GWh) | 16237.621
2033 | 3 Robust Scenario | Coal | Output (GWh) | 0
2033 | 3 Robust Scenario | Cogeneration | Output (GWh) | 49791.7906
2033 | 3 Robust Scenario | Coal to Gas - Steam Boiler | Output (GWh) | 7852.979
2033 | 3 Robust Scenario | Solar/Storage | Output (GWh) | 64.1892
2033 | 3 Robust Scenario | Hydro | Output (GWh) | 1907.3117
2033 | 3 Robust Scenario | Net Imports | Output (GWh) | -163.1611
2033 | 3 Robust Scenario | Other | Output (GWh) | 2147.247
2033 | 3 Robust Scenario | Simple Cycle | Output (GWh) | 2706.9674
2033 | 3 Robust Scenario | Solar | Output (GWh) | 2613.9562
2033 | 3 Robust Scenario | Storage | Output (GWh) | -13.2263
2033 | 3 Robust Scenario | Wind | Output (GWh) | 15020.1048
2034 | 3 Robust Scenario | Combined Cycle | Output (GWh) | 16075.7117
2034 | 3 Robust Scenario | Coal | Output (GWh) | 0
2034 | 3 Robust Scenario | Cogeneration | Output (GWh) | 50214.4692
2034 | 3 Robust Scenario | Coal to Gas - Steam Boiler | Output (GWh) | 6699.3174
2034 | 3 Robust Scenario | Solar/Storage | Output (GWh) | 64.1892
2034 | 3 Robust Scenario | Hydro | Output (GWh) | 1907.2924
2034 | 3 Robust Scenario | Net Imports | Output (GWh) | 389.7299
2034 | 3 Robust Scenario | Other | Output (GWh) | 2159.9896
2034 | 3 Robust Scenario | Simple Cycle | Output (GWh) | 2800.6809
2034 | 3 Robust Scenario | Solar | Output (GWh) | 2613.7085
2034 | 3 Robust Scenario | Storage | Output (GWh) | -16.3038
2034 | 3 Robust Scenario | Wind | Output (GWh) | 15086.6116
2035 | 3 Robust Scenario | Combined Cycle | Output (GWh) | 16025.3937
2035 | 3 Robust Scenario | Coal | Output (GWh) | 0
2035 | 3 Robust Scenario | Cogeneration | Output (GWh) | 51563.3773
2035 | 3 Robust Scenario | Coal to Gas - Steam Boiler | Output (GWh) | 6037.7406
2035 | 3 Robust Scenario | Solar/Storage | Output (GWh) | 64.1892
2035 | 3 Robust Scenario | Hydro | Output (GWh) | 1908.0207
2035 | 3 Robust Scenario | Net Imports | Output (GWh) | 480.2058
2035 | 3 Robust Scenario | Other | Output (GWh) | 2159.0323
2035 | 3 Robust Scenario | Simple Cycle | Output (GWh) | 2763.3323
2035 | 3 Robust Scenario | Solar | Output (GWh) | 2705.9149
2035 | 3 Robust Scenario | Storage | Output (GWh) | -18.5233
2035 | 3 Robust Scenario | Wind | Output (GWh) | 15346.6343
2036 | 3 Robust Scenario | Combined Cycle | Output (GWh) | 16395.8346
2036 | 3 Robust Scenario | Coal | Output (GWh) | 0
2036 | 3 Robust Scenario | Cogeneration | Output (GWh) | 51486.4807
2036 | 3 Robust Scenario | Coal to Gas - Steam Boiler | Output (GWh) | 4747.3623
2036 | 3 Robust Scenario | Solar/Storage | Output (GWh) | 64.386
2036 | 3 Robust Scenario | Hydro | Output (GWh) | 1921.1474
2036 | 3 Robust Scenario | Net Imports | Output (GWh) | 1633.1291
2036 | 3 Robust Scenario | Other | Output (GWh) | 2166.4132
2036 | 3 Robust Scenario | Simple Cycle | Output (GWh) | 3177.1756
2036 | 3 Robust Scenario | Solar | Output (GWh) | 2710.65
2036 | 3 Robust Scenario | Storage | Output (GWh) | -24.0737
2036 | 3 Robust Scenario | Wind | Output (GWh) | 15394.5114
2037 | 3 Robust Scenario | Combined Cycle | Output (GWh) | 21314.412
2037 | 3 Robust Scenario | Coal | Output (GWh) | 0
2037 | 3 Robust Scenario | Cogeneration | Output (GWh) | 51185.1058
2037 | 3 Robust Scenario | Coal to Gas - Steam Boiler | Output (GWh) | 1863.8202
2037 | 3 Robust Scenario | Solar/Storage | Output (GWh) | 64.1892
2037 | 3 Robust Scenario | Hydro | Output (GWh) | 1909.0954
2037 | 3 Robust Scenario | Net Imports | Output (GWh) | 339.2443
2037 | 3 Robust Scenario | Other | Output (GWh) | 2174.657
2037 | 3 Robust Scenario | Simple Cycle | Output (GWh) | 2576.5586
2037 | 3 Robust Scenario | Solar | Output (GWh) | 2797.6125
2037 | 3 Robust Scenario | Storage | Output (GWh) | -23.6845
2037 | 3 Robust Scenario | Wind | Output (GWh) | 15510.1238
2038 | 3 Robust Scenario | Combined Cycle | Output (GWh) | 21067.0949
2038 | 3 Robust Scenario | Coal | Output (GWh) | 0
2038 | 3 Robust Scenario | Cogeneration | Output (GWh) | 51177.9743
2038 | 3 Robust Scenario | Coal to Gas - Steam Boiler | Output (GWh) | 0
2038 | 3 Robust Scenario | Solar/Storage | Output (GWh) | 64.1892
2038 | 3 Robust Scenario | Hydro | Output (GWh) | 1964.1019
2038 | 3 Robust Scenario | Net Imports | Output (GWh) | 2683.3057
2038 | 3 Robust Scenario | Other | Output (GWh) | 2184.7999
2038 | 3 Robust Scenario | Simple Cycle | Output (GWh) | 2710.3137
2038 | 3 Robust Scenario | Solar | Output (GWh) | 2797.3688
2038 | 3 Robust Scenario | Storage | Output (GWh) | -28.7638
2038 | 3 Robust Scenario | Wind | Output (GWh) | 15661.0882
2039 | 3 Robust Scenario | Combined Cycle | Output (GWh) | 22839.334
2039 | 3 Robust Scenario | Coal | Output (GWh) | 0
2039 | 3 Robust Scenario | Cogeneration | Output (GWh) | 50756.269
2039 | 3 Robust Scenario | Coal to Gas - Steam Boiler | Output (GWh) | 0
2039 | 3 Robust Scenario | Solar/Storage | Output (GWh) | 64.1892
2039 | 3 Robust Scenario | Hydro | Output (GWh) | 1951.0022
2039 | 3 Robust Scenario | Net Imports | Output (GWh) | 1673.0373
2039 | 3 Robust Scenario | Other | Output (GWh) | 2184.0333
2039 | 3 Robust Scenario | Simple Cycle | Output (GWh) | 2351.4039
2039 | 3 Robust Scenario | Solar | Output (GWh) | 2888.9086
2039 | 3 Robust Scenario | Storage | Output (GWh) | -29.2768
2039 | 3 Robust Scenario | Wind | Output (GWh) | 15794.2127
2040 | 3 Robust Scenario | Combined Cycle | Output (GWh) | 23020.49
2040 | 3 Robust Scenario | Coal | Output (GWh) | 0
2040 | 3 Robust Scenario | Cogeneration | Output (GWh) | 51354.1785
2040 | 3 Robust Scenario | Coal to Gas - Steam Boiler | Output (GWh) | 0
2040 | 3 Robust Scenario | Solar/Storage | Output (GWh) | 64.386
2040 | 3 Robust Scenario | Hydro | Output (GWh) | 1927.6925
2040 | 3 Robust Scenario | Net Imports | Output (GWh) | 1342.6584
2040 | 3 Robust Scenario | Other | Output (GWh) | 2232.2821
2040 | 3 Robust Scenario | Simple Cycle | Output (GWh) | 2279.7791
2040 | 3 Robust Scenario | Solar | Output (GWh) | 2893.4561
2040 | 3 Robust Scenario | Storage | Output (GWh) | -34.4774
2040 | 3 Robust Scenario | Wind | Output (GWh) | 15875.0994
2041 | 3 Robust Scenario | Combined Cycle | Output (GWh) | 22504.5466
2041 | 3 Robust Scenario | Coal | Output (GWh) | 0
2041 | 3 Robust Scenario | Cogeneration | Output (GWh) | 51361.0338
2041 | 3 Robust Scenario | Coal to Gas - Steam Boiler | Output (GWh) | 0
2041 | 3 Robust Scenario | Solar/Storage | Output (GWh) | 64.1892
2041 | 3 Robust Scenario | Hydro | Output (GWh) | 1934.3487
2041 | 3 Robust Scenario | Net Imports | Output (GWh) | 1446.7319
2041 | 3 Robust Scenario | Other | Output (GWh) | 2222.3852
2041 | 3 Robust Scenario | Simple Cycle | Output (GWh) | 2374.846
2041 | 3 Robust Scenario | Solar | Output (GWh) | 2887.9555
2041 | 3 Robust Scenario | Storage | Output (GWh) | -31.0361
2041 | 3 Robust Scenario | Wind | Output (GWh) | 16076.9772
2021 | 4 Stagnant Scenario | Combined Cycle | Output (GWh) | 10589.9075
2021 | 4 Stagnant Scenario | Coal | Output (GWh) | 9158.2529
2021 | 4 Stagnant Scenario | Cogeneration | Output (GWh) | 32958.7702
2021 | 4 Stagnant Scenario | Coal to Gas - Steam Boiler | Output (GWh) | 10888.1032
2021 | 4 Stagnant Scenario | Solar/Storage | Output (GWh) | 7.3402
2021 | 4 Stagnant Scenario | Hydro | Output (GWh) | 1930.745
2021 | 4 Stagnant Scenario | Net Imports | Output (GWh) | 4593.41
2021 | 4 Stagnant Scenario | Other | Output (GWh) | 2135.7433
2021 | 4 Stagnant Scenario | Simple Cycle | Output (GWh) | 4140.1276
2021 | 4 Stagnant Scenario | Solar | Output (GWh) | 859.5746
2021 | 4 Stagnant Scenario | Storage | Output (GWh) | -3.2401
2021 | 4 Stagnant Scenario | Wind | Output (GWh) | 6274.9986
2022 | 4 Stagnant Scenario | Combined Cycle | Output (GWh) | 10655.0988
2022 | 4 Stagnant Scenario | Coal | Output (GWh) | 34.1494
2022 | 4 Stagnant Scenario | Cogeneration | Output (GWh) | 33692.0856
2022 | 4 Stagnant Scenario | Coal to Gas - Steam Boiler | Output (GWh) | 16619.6405
2022 | 4 Stagnant Scenario | Solar/Storage | Output (GWh) | 64.1892
2022 | 4 Stagnant Scenario | Hydro | Output (GWh) | 1919.5955
2022 | 4 Stagnant Scenario | Net Imports | Output (GWh) | 5391.431
2022 | 4 Stagnant Scenario | Other | Output (GWh) | 2096.3089
2022 | 4 Stagnant Scenario | Simple Cycle | Output (GWh) | 3703.162
2022 | 4 Stagnant Scenario | Solar | Output (GWh) | 1717.7745
2022 | 4 Stagnant Scenario | Storage | Output (GWh) | -3.6074
2022 | 4 Stagnant Scenario | Wind | Output (GWh) | 9118.437
2023 | 4 Stagnant Scenario | Combined Cycle | Output (GWh) | 15377.2621
2023 | 4 Stagnant Scenario | Coal | Output (GWh) | 29.333
2023 | 4 Stagnant Scenario | Cogeneration | Output (GWh) | 33496.3818
2023 | 4 Stagnant Scenario | Coal to Gas - Steam Boiler | Output (GWh) | 12593.9867
2023 | 4 Stagnant Scenario | Solar/Storage | Output (GWh) | 64.1892
2023 | 4 Stagnant Scenario | Hydro | Output (GWh) | 1911.1276
2023 | 4 Stagnant Scenario | Net Imports | Output (GWh) | 4474.211
2023 | 4 Stagnant Scenario | Other | Output (GWh) | 2101.0116
2023 | 4 Stagnant Scenario | Simple Cycle | Output (GWh) | 3358.8351
2023 | 4 Stagnant Scenario | Solar | Output (GWh) | 1843.5057
2023 | 4 Stagnant Scenario | Storage | Output (GWh) | -5.9086
2023 | 4 Stagnant Scenario | Wind | Output (GWh) | 10723.5081
2024 | 4 Stagnant Scenario | Combined Cycle | Output (GWh) | 16740.8933
2024 | 4 Stagnant Scenario | Coal | Output (GWh) | 0
2024 | 4 Stagnant Scenario | Cogeneration | Output (GWh) | 36353.6176
2024 | 4 Stagnant Scenario | Coal to Gas - Steam Boiler | Output (GWh) | 10010.578
2024 | 4 Stagnant Scenario | Solar/Storage | Output (GWh) | 64.386
2024 | 4 Stagnant Scenario | Hydro | Output (GWh) | 1916.4594
2024 | 4 Stagnant Scenario | Net Imports | Output (GWh) | 3976.1528
2024 | 4 Stagnant Scenario | Other | Output (GWh) | 2115.1204
2024 | 4 Stagnant Scenario | Simple Cycle | Output (GWh) | 2903.2961
2024 | 4 Stagnant Scenario | Solar | Output (GWh) | 1846.0381
2024 | 4 Stagnant Scenario | Storage | Output (GWh) | -5.8143
2024 | 4 Stagnant Scenario | Wind | Output (GWh) | 10738.2708
2025 | 4 Stagnant Scenario | Combined Cycle | Output (GWh) | 16305.4343
2025 | 4 Stagnant Scenario | Coal | Output (GWh) | 0
2025 | 4 Stagnant Scenario | Cogeneration | Output (GWh) | 39036.4246
2025 | 4 Stagnant Scenario | Coal to Gas - Steam Boiler | Output (GWh) | 8769.8561
2025 | 4 Stagnant Scenario | Solar/Storage | Output (GWh) | 64.1892
2025 | 4 Stagnant Scenario | Hydro | Output (GWh) | 1910.8208
2025 | 4 Stagnant Scenario | Net Imports | Output (GWh) | 3463.7663
2025 | 4 Stagnant Scenario | Other | Output (GWh) | 2107.8752
2025 | 4 Stagnant Scenario | Simple Cycle | Output (GWh) | 2724.2402
2025 | 4 Stagnant Scenario | Solar | Output (GWh) | 1843.5057
2025 | 4 Stagnant Scenario | Storage | Output (GWh) | -7.3772
2025 | 4 Stagnant Scenario | Wind | Output (GWh) | 10723.5081
2026 | 4 Stagnant Scenario | Combined Cycle | Output (GWh) | 16141.1767
2026 | 4 Stagnant Scenario | Coal | Output (GWh) | 0
2026 | 4 Stagnant Scenario | Cogeneration | Output (GWh) | 39064.9811
2026 | 4 Stagnant Scenario | Coal to Gas - Steam Boiler | Output (GWh) | 7025.3694
2026 | 4 Stagnant Scenario | Solar/Storage | Output (GWh) | 64.1892
2026 | 4 Stagnant Scenario | Hydro | Output (GWh) | 1912.5233
2026 | 4 Stagnant Scenario | Net Imports | Output (GWh) | 3774.8747
2026 | 4 Stagnant Scenario | Other | Output (GWh) | 2117.0075
2026 | 4 Stagnant Scenario | Simple Cycle | Output (GWh) | 2840.877
2026 | 4 Stagnant Scenario | Solar | Output (GWh) | 1843.5057
2026 | 4 Stagnant Scenario | Storage | Output (GWh) | -7.6441
2026 | 4 Stagnant Scenario | Wind | Output (GWh) | 11916.094
2027 | 4 Stagnant Scenario | Combined Cycle | Output (GWh) | 15935.2874
2027 | 4 Stagnant Scenario | Coal | Output (GWh) | 0
2027 | 4 Stagnant Scenario | Cogeneration | Output (GWh) | 38915.5518
2027 | 4 Stagnant Scenario | Coal to Gas - Steam Boiler | Output (GWh) | 5616.1256
2027 | 4 Stagnant Scenario | Solar/Storage | Output (GWh) | 64.1892
2027 | 4 Stagnant Scenario | Hydro | Output (GWh) | 1915.7243
2027 | 4 Stagnant Scenario | Net Imports | Output (GWh) | 4460.0495
2027 | 4 Stagnant Scenario | Other | Output (GWh) | 2105.0622
2027 | 4 Stagnant Scenario | Simple Cycle | Output (GWh) | 3321.7617
2027 | 4 Stagnant Scenario | Solar | Output (GWh) | 1843.5057
2027 | 4 Stagnant Scenario | Storage | Output (GWh) | -10.2734
2027 | 4 Stagnant Scenario | Wind | Output (GWh) | 12426.477
2028 | 4 Stagnant Scenario | Combined Cycle | Output (GWh) | 16150.1848
2028 | 4 Stagnant Scenario | Coal | Output (GWh) | 0
2028 | 4 Stagnant Scenario | Cogeneration | Output (GWh) | 39217.2206
2028 | 4 Stagnant Scenario | Coal to Gas - Steam Boiler | Output (GWh) | 5492.4243
2028 | 4 Stagnant Scenario | Solar/Storage | Output (GWh) | 64.386
2028 | 4 Stagnant Scenario | Hydro | Output (GWh) | 1928.1291
2028 | 4 Stagnant Scenario | Net Imports | Output (GWh) | 4291.7145
2028 | 4 Stagnant Scenario | Other | Output (GWh) | 2117.1672
2028 | 4 Stagnant Scenario | Simple Cycle | Output (GWh) | 3325.1017
2028 | 4 Stagnant Scenario | Solar | Output (GWh) | 1846.0381
2028 | 4 Stagnant Scenario | Storage | Output (GWh) | -10.4999
2028 | 4 Stagnant Scenario | Wind | Output (GWh) | 12615.995
2029 | 4 Stagnant Scenario | Combined Cycle | Output (GWh) | 16052.0333
2029 | 4 Stagnant Scenario | Coal | Output (GWh) | 0
2029 | 4 Stagnant Scenario | Cogeneration | Output (GWh) | 39024.2956
2029 | 4 Stagnant Scenario | Coal to Gas - Steam Boiler | Output (GWh) | 5498.4766
2029 | 4 Stagnant Scenario | Solar/Storage | Output (GWh) | 64.1892
2029 | 4 Stagnant Scenario | Hydro | Output (GWh) | 1917.9091
2029 | 4 Stagnant Scenario | Net Imports | Output (GWh) | 4203.642
2029 | 4 Stagnant Scenario | Other | Output (GWh) | 2120.0997
2029 | 4 Stagnant Scenario | Simple Cycle | Output (GWh) | 3381.5491
2029 | 4 Stagnant Scenario | Solar | Output (GWh) | 1843.3717
2029 | 4 Stagnant Scenario | Storage | Output (GWh) | -12.9292
2029 | 4 Stagnant Scenario | Wind | Output (GWh) | 12698.9096
2030 | 4 Stagnant Scenario | Combined Cycle | Output (GWh) | 16198.5935
2030 | 4 Stagnant Scenario | Coal | Output (GWh) | 0
2030 | 4 Stagnant Scenario | Cogeneration | Output (GWh) | 39029.0504
2030 | 4 Stagnant Scenario | Coal to Gas - Steam Boiler | Output (GWh) | 5355.2278
2030 | 4 Stagnant Scenario | Solar/Storage | Output (GWh) | 64.1892
2030 | 4 Stagnant Scenario | Hydro | Output (GWh) | 1915.9486
2030 | 4 Stagnant Scenario | Net Imports | Output (GWh) | 4095.5597
2030 | 4 Stagnant Scenario | Other | Output (GWh) | 2125.3699
2030 | 4 Stagnant Scenario | Simple Cycle | Output (GWh) | 3478.6958
2030 | 4 Stagnant Scenario | Solar | Output (GWh) | 1843.3503
2030 | 4 Stagnant Scenario | Storage | Output (GWh) | -13.3093
2030 | 4 Stagnant Scenario | Wind | Output (GWh) | 12698.7726
2031 | 4 Stagnant Scenario | Combined Cycle | Output (GWh) | 16106.5717
2031 | 4 Stagnant Scenario | Coal | Output (GWh) | 0
2031 | 4 Stagnant Scenario | Cogeneration | Output (GWh) | 39104.7885
2031 | 4 Stagnant Scenario | Coal to Gas - Steam Boiler | Output (GWh) | 5324.4838
2031 | 4 Stagnant Scenario | Solar/Storage | Output (GWh) | 64.1892
2031 | 4 Stagnant Scenario | Hydro | Output (GWh) | 1911.7446
2031 | 4 Stagnant Scenario | Net Imports | Output (GWh) | 3959.4282
2031 | 4 Stagnant Scenario | Other | Output (GWh) | 2145.6978
2031 | 4 Stagnant Scenario | Simple Cycle | Output (GWh) | 3397.5768
2031 | 4 Stagnant Scenario | Solar | Output (GWh) | 1935.3186
2031 | 4 Stagnant Scenario | Storage | Output (GWh) | -13.7231
2031 | 4 Stagnant Scenario | Wind | Output (GWh) | 12699.4389
2032 | 4 Stagnant Scenario | Combined Cycle | Output (GWh) | 16236.5632
2032 | 4 Stagnant Scenario | Coal | Output (GWh) | 0
2032 | 4 Stagnant Scenario | Cogeneration | Output (GWh) | 39251.7777
2032 | 4 Stagnant Scenario | Coal to Gas - Steam Boiler | Output (GWh) | 5166.3281
2032 | 4 Stagnant Scenario | Solar/Storage | Output (GWh) | 64.386
2032 | 4 Stagnant Scenario | Hydro | Output (GWh) | 1917.2364
2032 | 4 Stagnant Scenario | Net Imports | Output (GWh) | 3961.7958
2032 | 4 Stagnant Scenario | Other | Output (GWh) | 2144.8639
2032 | 4 Stagnant Scenario | Simple Cycle | Output (GWh) | 3394.1894
2032 | 4 Stagnant Scenario | Solar | Output (GWh) | 1937.7588
2032 | 4 Stagnant Scenario | Storage | Output (GWh) | -16.2249
2032 | 4 Stagnant Scenario | Wind | Output (GWh) | 12763.0176
2033 | 4 Stagnant Scenario | Combined Cycle | Output (GWh) | 16120.1041
2033 | 4 Stagnant Scenario | Coal | Output (GWh) | 0
2033 | 4 Stagnant Scenario | Cogeneration | Output (GWh) | 39174.5331
2033 | 4 Stagnant Scenario | Coal to Gas - Steam Boiler | Output (GWh) | 4976.6876
2033 | 4 Stagnant Scenario | Solar/Storage | Output (GWh) | 64.1892
2033 | 4 Stagnant Scenario | Hydro | Output (GWh) | 1911.2167
2033 | 4 Stagnant Scenario | Net Imports | Output (GWh) | 3680.519
2033 | 4 Stagnant Scenario | Other | Output (GWh) | 2138.3765
2033 | 4 Stagnant Scenario | Simple Cycle | Output (GWh) | 3236.106
2033 | 4 Stagnant Scenario | Solar | Output (GWh) | 2026.8255
2033 | 4 Stagnant Scenario | Storage | Output (GWh) | -16.5343
2033 | 4 Stagnant Scenario | Wind | Output (GWh) | 12908.9829
2034 | 4 Stagnant Scenario | Combined Cycle | Output (GWh) | 15752.0649
2034 | 4 Stagnant Scenario | Coal | Output (GWh) | 0
2034 | 4 Stagnant Scenario | Cogeneration | Output (GWh) | 39063.0577
2034 | 4 Stagnant Scenario | Coal to Gas - Steam Boiler | Output (GWh) | 4948.4441
2034 | 4 Stagnant Scenario | Solar/Storage | Output (GWh) | 64.1892
2034 | 4 Stagnant Scenario | Hydro | Output (GWh) | 1911.6155
2034 | 4 Stagnant Scenario | Net Imports | Output (GWh) | 3482.198
2034 | 4 Stagnant Scenario | Other | Output (GWh) | 2152.5818
2034 | 4 Stagnant Scenario | Simple Cycle | Output (GWh) | 3212.6686
2034 | 4 Stagnant Scenario | Solar | Output (GWh) | 2026.7791
2034 | 4 Stagnant Scenario | Storage | Output (GWh) | -19.0117
2034 | 4 Stagnant Scenario | Wind | Output (GWh) | 12976.3912
2035 | 4 Stagnant Scenario | Combined Cycle | Output (GWh) | 15650.9724
2035 | 4 Stagnant Scenario | Coal | Output (GWh) | 0
2035 | 4 Stagnant Scenario | Cogeneration | Output (GWh) | 39284.2913
2035 | 4 Stagnant Scenario | Coal to Gas - Steam Boiler | Output (GWh) | 4603.81
2035 | 4 Stagnant Scenario | Solar/Storage | Output (GWh) | 64.1892
2035 | 4 Stagnant Scenario | Hydro | Output (GWh) | 1906.2565
2035 | 4 Stagnant Scenario | Net Imports | Output (GWh) | 3137.604
2035 | 4 Stagnant Scenario | Other | Output (GWh) | 2150.2864
2035 | 4 Stagnant Scenario | Simple Cycle | Output (GWh) | 3074.6858
2035 | 4 Stagnant Scenario | Solar | Output (GWh) | 2118.7363
2035 | 4 Stagnant Scenario | Storage | Output (GWh) | -19.9363
2035 | 4 Stagnant Scenario | Wind | Output (GWh) | 13202.102
2036 | 4 Stagnant Scenario | Combined Cycle | Output (GWh) | 15777.1338
2036 | 4 Stagnant Scenario | Coal | Output (GWh) | 0
2036 | 4 Stagnant Scenario | Cogeneration | Output (GWh) | 39145.5252
2036 | 4 Stagnant Scenario | Coal to Gas - Steam Boiler | Output (GWh) | 4486.7383
2036 | 4 Stagnant Scenario | Solar/Storage | Output (GWh) | 64.386
2036 | 4 Stagnant Scenario | Hydro | Output (GWh) | 1911.598
2036 | 4 Stagnant Scenario | Net Imports | Output (GWh) | 3003.13
2036 | 4 Stagnant Scenario | Other | Output (GWh) | 2156.4822
2036 | 4 Stagnant Scenario | Simple Cycle | Output (GWh) | 3458.2233
2036 | 4 Stagnant Scenario | Solar | Output (GWh) | 2121.9027
2036 | 4 Stagnant Scenario | Storage | Output (GWh) | -24.3829
2036 | 4 Stagnant Scenario | Wind | Output (GWh) | 13244.3148
2037 | 4 Stagnant Scenario | Combined Cycle | Output (GWh) | 15787.6926
2037 | 4 Stagnant Scenario | Coal | Output (GWh) | 0
2037 | 4 Stagnant Scenario | Cogeneration | Output (GWh) | 39204.2431
2037 | 4 Stagnant Scenario | Coal to Gas - Steam Boiler | Output (GWh) | 2642.3451
2037 | 4 Stagnant Scenario | Solar/Storage | Output (GWh) | 64.1892
2037 | 4 Stagnant Scenario | Hydro | Output (GWh) | 1922.6692
2037 | 4 Stagnant Scenario | Net Imports | Output (GWh) | 3476.1635
2037 | 4 Stagnant Scenario | Other | Output (GWh) | 2168.6472
2037 | 4 Stagnant Scenario | Simple Cycle | Output (GWh) | 3781.0379
2037 | 4 Stagnant Scenario | Solar | Output (GWh) | 2210.7414
2037 | 4 Stagnant Scenario | Storage | Output (GWh) | -24.4745
2037 | 4 Stagnant Scenario | Wind | Output (GWh) | 13367.4404
2038 | 4 Stagnant Scenario | Combined Cycle | Output (GWh) | 18448.9336
2038 | 4 Stagnant Scenario | Coal | Output (GWh) | 0
2038 | 4 Stagnant Scenario | Cogeneration | Output (GWh) | 39095.2843
2038 | 4 Stagnant Scenario | Coal to Gas - Steam Boiler | Output (GWh) | 0
2038 | 4 Stagnant Scenario | Solar/Storage | Output (GWh) | 64.1892
2038 | 4 Stagnant Scenario | Hydro | Output (GWh) | 1984.2298
2038 | 4 Stagnant Scenario | Net Imports | Output (GWh) | 3726.515
2038 | 4 Stagnant Scenario | Other | Output (GWh) | 2172.2301
2038 | 4 Stagnant Scenario | Simple Cycle | Output (GWh) | 3497.746
2038 | 4 Stagnant Scenario | Solar | Output (GWh) | 2210.6825
2038 | 4 Stagnant Scenario | Storage | Output (GWh) | -29.764
2038 | 4 Stagnant Scenario | Wind | Output (GWh) | 13515.5554
2039 | 4 Stagnant Scenario | Combined Cycle | Output (GWh) | 20264.7379
2039 | 4 Stagnant Scenario | Coal | Output (GWh) | 0
2039 | 4 Stagnant Scenario | Cogeneration | Output (GWh) | 38815.6073
2039 | 4 Stagnant Scenario | Coal to Gas - Steam Boiler | Output (GWh) | 0
2039 | 4 Stagnant Scenario | Solar/Storage | Output (GWh) | 64.1892
2039 | 4 Stagnant Scenario | Hydro | Output (GWh) | 1942.826
2039 | 4 Stagnant Scenario | Net Imports | Output (GWh) | 2664.9163
2039 | 4 Stagnant Scenario | Other | Output (GWh) | 2163.5729
2039 | 4 Stagnant Scenario | Simple Cycle | Output (GWh) | 2980.6936
2039 | 4 Stagnant Scenario | Solar | Output (GWh) | 2302.6307
2039 | 4 Stagnant Scenario | Storage | Output (GWh) | -29.8762
2039 | 4 Stagnant Scenario | Wind | Output (GWh) | 13643.7468
2040 | 4 Stagnant Scenario | Combined Cycle | Output (GWh) | 20342.87
2040 | 4 Stagnant Scenario | Coal | Output (GWh) | 0
2040 | 4 Stagnant Scenario | Cogeneration | Output (GWh) | 39307.4869
2040 | 4 Stagnant Scenario | Coal to Gas - Steam Boiler | Output (GWh) | 0
2040 | 4 Stagnant Scenario | Solar/Storage | Output (GWh) | 64.386
2040 | 4 Stagnant Scenario | Hydro | Output (GWh) | 1919.6764
2040 | 4 Stagnant Scenario | Net Imports | Output (GWh) | 2251.4172
2040 | 4 Stagnant Scenario | Other | Output (GWh) | 2210.7151
2040 | 4 Stagnant Scenario | Simple Cycle | Output (GWh) | 3094.7292
2040 | 4 Stagnant Scenario | Solar | Output (GWh) | 2305.805
2040 | 4 Stagnant Scenario | Storage | Output (GWh) | -35.0373
2040 | 4 Stagnant Scenario | Wind | Output (GWh) | 13725.4479
2041 | 4 Stagnant Scenario | Combined Cycle | Output (GWh) | 19892.6581
2041 | 4 Stagnant Scenario | Coal | Output (GWh) | 0
2041 | 4 Stagnant Scenario | Cogeneration | Output (GWh) | 39298.5079
2041 | 4 Stagnant Scenario | Coal to Gas - Steam Boiler | Output (GWh) | 0
2041 | 4 Stagnant Scenario | Solar/Storage | Output (GWh) | 64.1892
2041 | 4 Stagnant Scenario | Hydro | Output (GWh) | 1904.2713
2041 | 4 Stagnant Scenario | Net Imports | Output (GWh) | 2286.5968
2041 | 4 Stagnant Scenario | Other | Output (GWh) | 2195.9966
2041 | 4 Stagnant Scenario | Simple Cycle | Output (GWh) | 3235.0141
2041 | 4 Stagnant Scenario | Solar | Output (GWh) | 2301.3728
2041 | 4 Stagnant Scenario | Storage | Output (GWh) | -31.5489
2041 | 4 Stagnant Scenario | Wind | Output (GWh) | 13933.1768
2021 | 1 Reference Case | Combined Cycle | Capacity Begin Year (MW) | 1748
2021 | 1 Reference Case | Coal | Capacity Begin Year (MW) | 3886
2021 | 1 Reference Case | Cogeneration | Capacity Begin Year (MW) | 5085
2021 | 1 Reference Case | Coal to Gas - Steam Boiler | Capacity Begin Year (MW) | 1186
2021 | 1 Reference Case | Solar/Storage | Capacity Begin Year (MW)
2021 | 1 Reference Case | Hydro | Capacity Begin Year (MW) | 894
2021 | 1 Reference Case | Net Imports | Capacity Begin Year (MW) | 0
2021 | 1 Reference Case | Other | Capacity Begin Year (MW) | 423
2021 | 1 Reference Case | Simple Cycle | Capacity Begin Year (MW) | 1126
2021 | 1 Reference Case | Solar | Capacity Begin Year (MW) | 236
2021 | 1 Reference Case | Storage | Capacity Begin Year (MW) | 30
2021 | 1 Reference Case | Wind | Capacity Begin Year (MW) | 1780.6
2022 | 1 Reference Case | Combined Cycle | Capacity Begin Year (MW) | 1748
2022 | 1 Reference Case | Coal | Capacity Begin Year (MW) | 155
2022 | 1 Reference Case | Cogeneration | Capacity Begin Year (MW) | 5188
2022 | 1 Reference Case | Coal to Gas - Steam Boiler | Capacity Begin Year (MW) | 3716
2022 | 1 Reference Case | Solar/Storage | Capacity Begin Year (MW) | 35
2022 | 1 Reference Case | Hydro | Capacity Begin Year (MW) | 894
2022 | 1 Reference Case | Net Imports | Capacity Begin Year (MW) | 0
2022 | 1 Reference Case | Other | Capacity Begin Year (MW) | 423
2022 | 1 Reference Case | Simple Cycle | Capacity Begin Year (MW) | 1206.5
2022 | 1 Reference Case | Solar | Capacity Begin Year (MW) | 796.5
2022 | 1 Reference Case | Storage | Capacity Begin Year (MW) | 30
2022 | 1 Reference Case | Wind | Capacity Begin Year (MW) | 2450.5
2023 | 1 Reference Case | Combined Cycle | Capacity Begin Year (MW) | 1748
2023 | 1 Reference Case | Coal | Capacity Begin Year (MW) | 155
2023 | 1 Reference Case | Cogeneration | Capacity Begin Year (MW) | 5188
2023 | 1 Reference Case | Coal to Gas - Steam Boiler | Capacity Begin Year (MW) | 4305
2023 | 1 Reference Case | Solar/Storage | Capacity Begin Year (MW) | 35
2023 | 1 Reference Case | Hydro | Capacity Begin Year (MW) | 894
2023 | 1 Reference Case | Net Imports | Capacity Begin Year (MW) | 0
2023 | 1 Reference Case | Other | Capacity Begin Year (MW) | 423
2023 | 1 Reference Case | Simple Cycle | Capacity Begin Year (MW) | 1223.2
2023 | 1 Reference Case | Solar | Capacity Begin Year (MW) | 953.5
2023 | 1 Reference Case | Storage | Capacity Begin Year (MW) | 35
2023 | 1 Reference Case | Wind | Capacity Begin Year (MW) | 3327.3
2024 | 1 Reference Case | Combined Cycle | Capacity Begin Year (MW) | 2648
2024 | 1 Reference Case | Coal | Capacity Begin Year (MW) | 155
2024 | 1 Reference Case | Cogeneration | Capacity Begin Year (MW) | 5188
2024 | 1 Reference Case | Coal to Gas - Steam Boiler | Capacity Begin Year (MW) | 4305
2024 | 1 Reference Case | Solar/Storage | Capacity Begin Year (MW) | 35
2024 | 1 Reference Case | Hydro | Capacity Begin Year (MW) | 894
2024 | 1 Reference Case | Net Imports | Capacity Begin Year (MW) | 0
2024 | 1 Reference Case | Other | Capacity Begin Year (MW) | 423
2024 | 1 Reference Case | Simple Cycle | Capacity Begin Year (MW) | 1239.9
2024 | 1 Reference Case | Solar | Capacity Begin Year (MW) | 953.5
2024 | 1 Reference Case | Storage | Capacity Begin Year (MW) | 40
2024 | 1 Reference Case | Wind | Capacity Begin Year (MW) | 3327.3
2025 | 1 Reference Case | Combined Cycle | Capacity Begin Year (MW) | 2648
2025 | 1 Reference Case | Coal | Capacity Begin Year (MW) | 155
2025 | 1 Reference Case | Cogeneration | Capacity Begin Year (MW) | 6039
2025 | 1 Reference Case | Coal to Gas - Steam Boiler | Capacity Begin Year (MW) | 4305
2025 | 1 Reference Case | Solar/Storage | Capacity Begin Year (MW) | 35
2025 | 1 Reference Case | Hydro | Capacity Begin Year (MW) | 894
2025 | 1 Reference Case | Net Imports | Capacity Begin Year (MW) | 0
2025 | 1 Reference Case | Other | Capacity Begin Year (MW) | 423
2025 | 1 Reference Case | Simple Cycle | Capacity Begin Year (MW) | 1256.6
2025 | 1 Reference Case | Solar | Capacity Begin Year (MW) | 1003.5
2025 | 1 Reference Case | Storage | Capacity Begin Year (MW) | 45
2025 | 1 Reference Case | Wind | Capacity Begin Year (MW) | 3327.3
2026 | 1 Reference Case | Combined Cycle | Capacity Begin Year (MW) | 2648
2026 | 1 Reference Case | Coal | Capacity Begin Year (MW)
2026 | 1 Reference Case | Cogeneration | Capacity Begin Year (MW) | 6129
2026 | 1 Reference Case | Coal to Gas - Steam Boiler | Capacity Begin Year (MW) | 4305
2026 | 1 Reference Case | Solar/Storage | Capacity Begin Year (MW) | 35
2026 | 1 Reference Case | Hydro | Capacity Begin Year (MW) | 894
2026 | 1 Reference Case | Net Imports | Capacity Begin Year (MW) | 0
2026 | 1 Reference Case | Other | Capacity Begin Year (MW) | 423
2026 | 1 Reference Case | Simple Cycle | Capacity Begin Year (MW) | 1273.3
2026 | 1 Reference Case | Solar | Capacity Begin Year (MW) | 1003.5
2026 | 1 Reference Case | Storage | Capacity Begin Year (MW) | 45
2026 | 1 Reference Case | Wind | Capacity Begin Year (MW) | 3327.3
2027 | 1 Reference Case | Combined Cycle | Capacity Begin Year (MW) | 2648
2027 | 1 Reference Case | Coal | Capacity Begin Year (MW)
2027 | 1 Reference Case | Cogeneration | Capacity Begin Year (MW) | 6174
2027 | 1 Reference Case | Coal to Gas - Steam Boiler | Capacity Begin Year (MW) | 4305
2027 | 1 Reference Case | Solar/Storage | Capacity Begin Year (MW) | 35
2027 | 1 Reference Case | Hydro | Capacity Begin Year (MW) | 894
2027 | 1 Reference Case | Net Imports | Capacity Begin Year (MW) | 0
2027 | 1 Reference Case | Other | Capacity Begin Year (MW) | 423
2027 | 1 Reference Case | Simple Cycle | Capacity Begin Year (MW) | 1290
2027 | 1 Reference Case | Solar | Capacity Begin Year (MW) | 1003.5
2027 | 1 Reference Case | Storage | Capacity Begin Year (MW) | 45
2027 | 1 Reference Case | Wind | Capacity Begin Year (MW) | 4007.3
2028 | 1 Reference Case | Combined Cycle | Capacity Begin Year (MW) | 2648
2028 | 1 Reference Case | Coal | Capacity Begin Year (MW)
2028 | 1 Reference Case | Cogeneration | Capacity Begin Year (MW) | 6264
2028 | 1 Reference Case | Coal to Gas - Steam Boiler | Capacity Begin Year (MW) | 4192
2028 | 1 Reference Case | Solar/Storage | Capacity Begin Year (MW) | 35
2028 | 1 Reference Case | Hydro | Capacity Begin Year (MW) | 894
2028 | 1 Reference Case | Net Imports | Capacity Begin Year (MW) | 0
2028 | 1 Reference Case | Other | Capacity Begin Year (MW) | 423
2028 | 1 Reference Case | Simple Cycle | Capacity Begin Year (MW) | 1306.7
2028 | 1 Reference Case | Solar | Capacity Begin Year (MW) | 1003.5
2028 | 1 Reference Case | Storage | Capacity Begin Year (MW) | 55
2028 | 1 Reference Case | Wind | Capacity Begin Year (MW) | 4457.3
2029 | 1 Reference Case | Combined Cycle | Capacity Begin Year (MW) | 2648
2029 | 1 Reference Case | Coal | Capacity Begin Year (MW)
2029 | 1 Reference Case | Cogeneration | Capacity Begin Year (MW) | 6309
2029 | 1 Reference Case | Coal to Gas - Steam Boiler | Capacity Begin Year (MW) | 4192
2029 | 1 Reference Case | Solar/Storage | Capacity Begin Year (MW) | 35
2029 | 1 Reference Case | Hydro | Capacity Begin Year (MW) | 894
2029 | 1 Reference Case | Net Imports | Capacity Begin Year (MW) | 0
2029 | 1 Reference Case | Other | Capacity Begin Year (MW) | 423
2029 | 1 Reference Case | Simple Cycle | Capacity Begin Year (MW) | 1323.4
2029 | 1 Reference Case | Solar | Capacity Begin Year (MW) | 1003.5
2029 | 1 Reference Case | Storage | Capacity Begin Year (MW) | 55
2029 | 1 Reference Case | Wind | Capacity Begin Year (MW) | 4607.3
2030 | 1 Reference Case | Combined Cycle | Capacity Begin Year (MW) | 2648
2030 | 1 Reference Case | Coal | Capacity Begin Year (MW)
2030 | 1 Reference Case | Cogeneration | Capacity Begin Year (MW) | 6399
2030 | 1 Reference Case | Coal to Gas - Steam Boiler | Capacity Begin Year (MW) | 4122
2030 | 1 Reference Case | Solar/Storage | Capacity Begin Year (MW) | 35
2030 | 1 Reference Case | Hydro | Capacity Begin Year (MW) | 894
2030 | 1 Reference Case | Net Imports | Capacity Begin Year (MW) | 0
2030 | 1 Reference Case | Other | Capacity Begin Year (MW) | 423
2030 | 1 Reference Case | Simple Cycle | Capacity Begin Year (MW) | 1340.1
2030 | 1 Reference Case | Solar | Capacity Begin Year (MW) | 1003.5
2030 | 1 Reference Case | Storage | Capacity Begin Year (MW) | 65
2030 | 1 Reference Case | Wind | Capacity Begin Year (MW) | 4607.3
2031 | 1 Reference Case | Combined Cycle | Capacity Begin Year (MW) | 2648
2031 | 1 Reference Case | Coal | Capacity Begin Year (MW)
2031 | 1 Reference Case | Cogeneration | Capacity Begin Year (MW) | 6489
2031 | 1 Reference Case | Coal to Gas - Steam Boiler | Capacity Begin Year (MW) | 4122
2031 | 1 Reference Case | Solar/Storage | Capacity Begin Year (MW) | 35
2031 | 1 Reference Case | Hydro | Capacity Begin Year (MW) | 894
2031 | 1 Reference Case | Net Imports | Capacity Begin Year (MW) | 0
2031 | 1 Reference Case | Other | Capacity Begin Year (MW) | 423
2031 | 1 Reference Case | Simple Cycle | Capacity Begin Year (MW) | 1350.8
2031 | 1 Reference Case | Solar | Capacity Begin Year (MW) | 1003.5
2031 | 1 Reference Case | Storage | Capacity Begin Year (MW) | 65
2031 | 1 Reference Case | Wind | Capacity Begin Year (MW) | 4607.3
2032 | 1 Reference Case | Combined Cycle | Capacity Begin Year (MW) | 2648
2032 | 1 Reference Case | Coal | Capacity Begin Year (MW)
2032 | 1 Reference Case | Cogeneration | Capacity Begin Year (MW) | 6579
2032 | 1 Reference Case | Coal to Gas - Steam Boiler | Capacity Begin Year (MW) | 4122
2032 | 1 Reference Case | Solar/Storage | Capacity Begin Year (MW) | 35
2032 | 1 Reference Case | Hydro | Capacity Begin Year (MW) | 894
2032 | 1 Reference Case | Net Imports | Capacity Begin Year (MW) | 0
2032 | 1 Reference Case | Other | Capacity Begin Year (MW) | 423
2032 | 1 Reference Case | Simple Cycle | Capacity Begin Year (MW) | 1350.8
2032 | 1 Reference Case | Solar | Capacity Begin Year (MW) | 1053.5
2032 | 1 Reference Case | Storage | Capacity Begin Year (MW) | 65
2032 | 1 Reference Case | Wind | Capacity Begin Year (MW) | 4617.3
2033 | 1 Reference Case | Combined Cycle | Capacity Begin Year (MW) | 2648
2033 | 1 Reference Case | Coal | Capacity Begin Year (MW)
2033 | 1 Reference Case | Cogeneration | Capacity Begin Year (MW) | 6624
2033 | 1 Reference Case | Coal to Gas - Steam Boiler | Capacity Begin Year (MW) | 3737
2033 | 1 Reference Case | Solar/Storage | Capacity Begin Year (MW) | 35
2033 | 1 Reference Case | Hydro | Capacity Begin Year (MW) | 894
2033 | 1 Reference Case | Net Imports | Capacity Begin Year (MW) | 0
2033 | 1 Reference Case | Other | Capacity Begin Year (MW) | 423
2033 | 1 Reference Case | Simple Cycle | Capacity Begin Year (MW) | 1350.8
2033 | 1 Reference Case | Solar | Capacity Begin Year (MW) | 1053.5
2033 | 1 Reference Case | Storage | Capacity Begin Year (MW) | 75
2033 | 1 Reference Case | Wind | Capacity Begin Year (MW) | 4667.3
2034 | 1 Reference Case | Combined Cycle | Capacity Begin Year (MW) | 2648
2034 | 1 Reference Case | Coal | Capacity Begin Year (MW)
2034 | 1 Reference Case | Cogeneration | Capacity Begin Year (MW) | 6624
2034 | 1 Reference Case | Coal to Gas - Steam Boiler | Capacity Begin Year (MW) | 2930
2034 | 1 Reference Case | Solar/Storage | Capacity Begin Year (MW) | 35
2034 | 1 Reference Case | Hydro | Capacity Begin Year (MW) | 894
2034 | 1 Reference Case | Net Imports | Capacity Begin Year (MW) | 0
2034 | 1 Reference Case | Other | Capacity Begin Year (MW) | 423
2034 | 1 Reference Case | Simple Cycle | Capacity Begin Year (MW) | 1397.3
2034 | 1 Reference Case | Solar | Capacity Begin Year (MW) | 1103.5
2034 | 1 Reference Case | Storage | Capacity Begin Year (MW) | 75
2034 | 1 Reference Case | Wind | Capacity Begin Year (MW) | 4667.3
2035 | 1 Reference Case | Combined Cycle | Capacity Begin Year (MW) | 2648
2035 | 1 Reference Case | Coal | Capacity Begin Year (MW)
2035 | 1 Reference Case | Cogeneration | Capacity Begin Year (MW) | 6669
2035 | 1 Reference Case | Coal to Gas - Steam Boiler | Capacity Begin Year (MW) | 2535
2035 | 1 Reference Case | Solar/Storage | Capacity Begin Year (MW) | 35
2035 | 1 Reference Case | Hydro | Capacity Begin Year (MW) | 894
2035 | 1 Reference Case | Net Imports | Capacity Begin Year (MW) | 0
2035 | 1 Reference Case | Other | Capacity Begin Year (MW) | 423
2035 | 1 Reference Case | Simple Cycle | Capacity Begin Year (MW) | 1397.3
2035 | 1 Reference Case | Solar | Capacity Begin Year (MW) | 1103.5
2035 | 1 Reference Case | Storage | Capacity Begin Year (MW) | 85
2035 | 1 Reference Case | Wind | Capacity Begin Year (MW) | 4717.3
2036 | 1 Reference Case | Combined Cycle | Capacity Begin Year (MW) | 2648
2036 | 1 Reference Case | Coal | Capacity Begin Year (MW)
2036 | 1 Reference Case | Cogeneration | Capacity Begin Year (MW) | 6669
2036 | 1 Reference Case | Coal to Gas - Steam Boiler | Capacity Begin Year (MW) | 1735
2036 | 1 Reference Case | Solar/Storage | Capacity Begin Year (MW) | 35
2036 | 1 Reference Case | Hydro | Capacity Begin Year (MW) | 894
2036 | 1 Reference Case | Net Imports | Capacity Begin Year (MW) | 0
2036 | 1 Reference Case | Other | Capacity Begin Year (MW) | 423
2036 | 1 Reference Case | Simple Cycle | Capacity Begin Year (MW) | 1397.3
2036 | 1 Reference Case | Solar | Capacity Begin Year (MW) | 1153.5
2036 | 1 Reference Case | Storage | Capacity Begin Year (MW) | 85
2036 | 1 Reference Case | Wind | Capacity Begin Year (MW) | 4747.3
2037 | 1 Reference Case | Combined Cycle | Capacity Begin Year (MW) | 2648
2037 | 1 Reference Case | Coal | Capacity Begin Year (MW)
2037 | 1 Reference Case | Cogeneration | Capacity Begin Year (MW) | 6669
2037 | 1 Reference Case | Coal to Gas - Steam Boiler | Capacity Begin Year (MW) | 935
2037 | 1 Reference Case | Solar/Storage | Capacity Begin Year (MW) | 35
2037 | 1 Reference Case | Hydro | Capacity Begin Year (MW) | 894
2037 | 1 Reference Case | Net Imports | Capacity Begin Year (MW) | 0
2037 | 1 Reference Case | Other | Capacity Begin Year (MW) | 423
2037 | 1 Reference Case | Simple Cycle | Capacity Begin Year (MW) | 1490.3
2037 | 1 Reference Case | Solar | Capacity Begin Year (MW) | 1153.5
2037 | 1 Reference Case | Storage | Capacity Begin Year (MW) | 100
2037 | 1 Reference Case | Wind | Capacity Begin Year (MW) | 4807.3
2038 | 1 Reference Case | Combined Cycle | Capacity Begin Year (MW) | 3127
2038 | 1 Reference Case | Coal | Capacity Begin Year (MW)
2038 | 1 Reference Case | Cogeneration | Capacity Begin Year (MW) | 6669
2038 | 1 Reference Case | Coal to Gas - Steam Boiler | Capacity Begin Year (MW)
2038 | 1 Reference Case | Solar/Storage | Capacity Begin Year (MW) | 35
2038 | 1 Reference Case | Hydro | Capacity Begin Year (MW) | 894
2038 | 1 Reference Case | Net Imports | Capacity Begin Year (MW) | 0
2038 | 1 Reference Case | Other | Capacity Begin Year (MW) | 423
2038 | 1 Reference Case | Simple Cycle | Capacity Begin Year (MW) | 1583.3
2038 | 1 Reference Case | Solar | Capacity Begin Year (MW) | 1203.5
2038 | 1 Reference Case | Storage | Capacity Begin Year (MW) | 100
2038 | 1 Reference Case | Wind | Capacity Begin Year (MW) | 4726.3
2039 | 1 Reference Case | Combined Cycle | Capacity Begin Year (MW) | 3127
2039 | 1 Reference Case | Coal | Capacity Begin Year (MW)
2039 | 1 Reference Case | Cogeneration | Capacity Begin Year (MW) | 6669
2039 | 1 Reference Case | Coal to Gas - Steam Boiler | Capacity Begin Year (MW)
2039 | 1 Reference Case | Solar/Storage | Capacity Begin Year (MW) | 35
2039 | 1 Reference Case | Hydro | Capacity Begin Year (MW) | 894
2039 | 1 Reference Case | Net Imports | Capacity Begin Year (MW) | 0
2039 | 1 Reference Case | Other | Capacity Begin Year (MW) | 423
2039 | 1 Reference Case | Simple Cycle | Capacity Begin Year (MW) | 1535.3
2039 | 1 Reference Case | Solar | Capacity Begin Year (MW) | 1203.5
2039 | 1 Reference Case | Storage | Capacity Begin Year (MW) | 120
2039 | 1 Reference Case | Wind | Capacity Begin Year (MW) | 4857.3
2040 | 1 Reference Case | Combined Cycle | Capacity Begin Year (MW) | 4012
2040 | 1 Reference Case | Coal | Capacity Begin Year (MW)
2040 | 1 Reference Case | Cogeneration | Capacity Begin Year (MW) | 6669
2040 | 1 Reference Case | Coal to Gas - Steam Boiler | Capacity Begin Year (MW)
2040 | 1 Reference Case | Solar/Storage | Capacity Begin Year (MW) | 35
2040 | 1 Reference Case | Hydro | Capacity Begin Year (MW) | 894
2040 | 1 Reference Case | Net Imports | Capacity Begin Year (MW) | 0
2040 | 1 Reference Case | Other | Capacity Begin Year (MW) | 423
2040 | 1 Reference Case | Simple Cycle | Capacity Begin Year (MW) | 1531.8
2040 | 1 Reference Case | Solar | Capacity Begin Year (MW) | 1253.5
2040 | 1 Reference Case | Storage | Capacity Begin Year (MW) | 120
2040 | 1 Reference Case | Wind | Capacity Begin Year (MW) | 4857.3
2041 | 1 Reference Case | Combined Cycle | Capacity Begin Year (MW) | 4012
2041 | 1 Reference Case | Coal | Capacity Begin Year (MW)
2041 | 1 Reference Case | Cogeneration | Capacity Begin Year (MW) | 6669
2041 | 1 Reference Case | Coal to Gas - Steam Boiler | Capacity Begin Year (MW)
2041 | 1 Reference Case | Solar/Storage | Capacity Begin Year (MW) | 35
2041 | 1 Reference Case | Hydro | Capacity Begin Year (MW) | 894
2041 | 1 Reference Case | Net Imports | Capacity Begin Year (MW) | 0
2041 | 1 Reference Case | Other | Capacity Begin Year (MW) | 423
2041 | 1 Reference Case | Simple Cycle | Capacity Begin Year (MW) | 1531.8
2041 | 1 Reference Case | Solar | Capacity Begin Year (MW) | 1253.5
2041 | 1 Reference Case | Storage | Capacity Begin Year (MW) | 115
2041 | 1 Reference Case | Wind | Capacity Begin Year (MW) | 4907.3
2021 | 2 Clean-Tech Scenario | Combined Cycle | Capacity Begin Year (MW) | 1748
2021 | 2 Clean-Tech Scenario | Coal | Capacity Begin Year (MW) | 3886
2021 | 2 Clean-Tech Scenario | Cogeneration | Capacity Begin Year (MW) | 5085
2021 | 2 Clean-Tech Scenario | Coal to Gas - Steam Boiler | Capacity Begin Year (MW) | 1186
2021 | 2 Clean-Tech Scenario | Solar/Storage | Capacity Begin Year (MW)
2021 | 2 Clean-Tech Scenario | Hydro | Capacity Begin Year (MW) | 894
2021 | 2 Clean-Tech Scenario | Net Imports | Capacity Begin Year (MW) | 0
2021 | 2 Clean-Tech Scenario | Other | Capacity Begin Year (MW) | 423
2021 | 2 Clean-Tech Scenario | Simple Cycle | Capacity Begin Year (MW) | 1126
2021 | 2 Clean-Tech Scenario | Solar | Capacity Begin Year (MW) | 236
2021 | 2 Clean-Tech Scenario | Storage | Capacity Begin Year (MW) | 30
2021 | 2 Clean-Tech Scenario | Wind | Capacity Begin Year (MW) | 1780.6
2022 | 2 Clean-Tech Scenario | Combined Cycle | Capacity Begin Year (MW) | 1748
2022 | 2 Clean-Tech Scenario | Coal | Capacity Begin Year (MW) | 1361
2022 | 2 Clean-Tech Scenario | Cogeneration | Capacity Begin Year (MW) | 5188
2022 | 2 Clean-Tech Scenario | Coal to Gas - Steam Boiler | Capacity Begin Year (MW) | 2916
2022 | 2 Clean-Tech Scenario | Solar/Storage | Capacity Begin Year (MW) | 35
2022 | 2 Clean-Tech Scenario | Hydro | Capacity Begin Year (MW) | 894
2022 | 2 Clean-Tech Scenario | Net Imports | Capacity Begin Year (MW) | 0
2022 | 2 Clean-Tech Scenario | Other | Capacity Begin Year (MW) | 423
2022 | 2 Clean-Tech Scenario | Simple Cycle | Capacity Begin Year (MW) | 1213.4
2022 | 2 Clean-Tech Scenario | Solar | Capacity Begin Year (MW) | 819.5
2022 | 2 Clean-Tech Scenario | Storage | Capacity Begin Year (MW) | 80
2022 | 2 Clean-Tech Scenario | Wind | Capacity Begin Year (MW) | 2450.5
2023 | 2 Clean-Tech Scenario | Combined Cycle | Capacity Begin Year (MW) | 1748
2023 | 2 Clean-Tech Scenario | Coal | Capacity Begin Year (MW) | 961
2023 | 2 Clean-Tech Scenario | Cogeneration | Capacity Begin Year (MW) | 5188
2023 | 2 Clean-Tech Scenario | Coal to Gas - Steam Boiler | Capacity Begin Year (MW) | 3099
2023 | 2 Clean-Tech Scenario | Solar/Storage | Capacity Begin Year (MW) | 45
2023 | 2 Clean-Tech Scenario | Hydro | Capacity Begin Year (MW) | 894
2023 | 2 Clean-Tech Scenario | Net Imports | Capacity Begin Year (MW) | 0
2023 | 2 Clean-Tech Scenario | Other | Capacity Begin Year (MW) | 423
2023 | 2 Clean-Tech Scenario | Simple Cycle | Capacity Begin Year (MW) | 1237
2023 | 2 Clean-Tech Scenario | Solar | Capacity Begin Year (MW) | 953.5
2023 | 2 Clean-Tech Scenario | Storage | Capacity Begin Year (MW) | 135
2023 | 2 Clean-Tech Scenario | Wind | Capacity Begin Year (MW) | 3407.3
2024 | 2 Clean-Tech Scenario | Combined Cycle | Capacity Begin Year (MW) | 3364
2024 | 2 Clean-Tech Scenario | Coal | Capacity Begin Year (MW) | 406
2024 | 2 Clean-Tech Scenario | Cogeneration | Capacity Begin Year (MW) | 5188
2024 | 2 Clean-Tech Scenario | Coal to Gas - Steam Boiler | Capacity Begin Year (MW) | 3099
2024 | 2 Clean-Tech Scenario | Solar/Storage | Capacity Begin Year (MW) | 130
2024 | 2 Clean-Tech Scenario | Hydro | Capacity Begin Year (MW) | 894
2024 | 2 Clean-Tech Scenario | Net Imports | Capacity Begin Year (MW) | 0
2024 | 2 Clean-Tech Scenario | Other | Capacity Begin Year (MW) | 423
2024 | 2 Clean-Tech Scenario | Simple Cycle | Capacity Begin Year (MW) | 1260.6
2024 | 2 Clean-Tech Scenario | Solar | Capacity Begin Year (MW) | 1103.5
2024 | 2 Clean-Tech Scenario | Storage | Capacity Begin Year (MW) | 210
2024 | 2 Clean-Tech Scenario | Wind | Capacity Begin Year (MW) | 3507.3
2025 | 2 Clean-Tech Scenario | Combined Cycle | Capacity Begin Year (MW) | 4822
2025 | 2 Clean-Tech Scenario | Coal | Capacity Begin Year (MW)
2025 | 2 Clean-Tech Scenario | Cogeneration | Capacity Begin Year (MW) | 6039
2025 | 2 Clean-Tech Scenario | Coal to Gas - Steam Boiler | Capacity Begin Year (MW) | 2916
2025 | 2 Clean-Tech Scenario | Solar/Storage | Capacity Begin Year (MW) | 195
2025 | 2 Clean-Tech Scenario | Hydro | Capacity Begin Year (MW) | 894
2025 | 2 Clean-Tech Scenario | Net Imports | Capacity Begin Year (MW) | 0
2025 | 2 Clean-Tech Scenario | Other | Capacity Begin Year (MW) | 423
2025 | 2 Clean-Tech Scenario | Simple Cycle | Capacity Begin Year (MW) | 1284.2
2025 | 2 Clean-Tech Scenario | Solar | Capacity Begin Year (MW) | 1103.5
2025 | 2 Clean-Tech Scenario | Storage | Capacity Begin Year (MW) | 460
2025 | 2 Clean-Tech Scenario | Wind | Capacity Begin Year (MW) | 3707.3
2026 | 2 Clean-Tech Scenario | Combined Cycle | Capacity Begin Year (MW) | 4822
2026 | 2 Clean-Tech Scenario | Coal | Capacity Begin Year (MW)
2026 | 2 Clean-Tech Scenario | Cogeneration | Capacity Begin Year (MW) | 6129
2026 | 2 Clean-Tech Scenario | Coal to Gas - Steam Boiler | Capacity Begin Year (MW) | 1735
2026 | 2 Clean-Tech Scenario | Solar/Storage | Capacity Begin Year (MW) | 195
2026 | 2 Clean-Tech Scenario | Hydro | Capacity Begin Year (MW) | 894
2026 | 2 Clean-Tech Scenario | Net Imports | Capacity Begin Year (MW) | 0
2026 | 2 Clean-Tech Scenario | Other | Capacity Begin Year (MW) | 423
2026 | 2 Clean-Tech Scenario | Simple Cycle | Capacity Begin Year (MW) | 1307.8
2026 | 2 Clean-Tech Scenario | Solar | Capacity Begin Year (MW) | 1103.5
2026 | 2 Clean-Tech Scenario | Storage | Capacity Begin Year (MW) | 785
2026 | 2 Clean-Tech Scenario | Wind | Capacity Begin Year (MW) | 3907.3
2027 | 2 Clean-Tech Scenario | Combined Cycle | Capacity Begin Year (MW) | 4822
2027 | 2 Clean-Tech Scenario | Coal | Capacity Begin Year (MW)
2027 | 2 Clean-Tech Scenario | Cogeneration | Capacity Begin Year (MW) | 6174
2027 | 2 Clean-Tech Scenario | Coal to Gas - Steam Boiler | Capacity Begin Year (MW) | 935
2027 | 2 Clean-Tech Scenario | Solar/Storage | Capacity Begin Year (MW) | 195
2027 | 2 Clean-Tech Scenario | Hydro | Capacity Begin Year (MW) | 894
2027 | 2 Clean-Tech Scenario | Net Imports | Capacity Begin Year (MW) | 0
2027 | 2 Clean-Tech Scenario | Other | Capacity Begin Year (MW) | 423
2027 | 2 Clean-Tech Scenario | Simple Cycle | Capacity Begin Year (MW) | 1331.4
2027 | 2 Clean-Tech Scenario | Solar | Capacity Begin Year (MW) | 1203.5
2027 | 2 Clean-Tech Scenario | Storage | Capacity Begin Year (MW) | 785
2027 | 2 Clean-Tech Scenario | Wind | Capacity Begin Year (MW) | 4167.3
2028 | 2 Clean-Tech Scenario | Combined Cycle | Capacity Begin Year (MW) | 4822
2028 | 2 Clean-Tech Scenario | Coal | Capacity Begin Year (MW)
2028 | 2 Clean-Tech Scenario | Cogeneration | Capacity Begin Year (MW) | 6264
2028 | 2 Clean-Tech Scenario | Coal to Gas - Steam Boiler | Capacity Begin Year (MW) | 935
2028 | 2 Clean-Tech Scenario | Solar/Storage | Capacity Begin Year (MW) | 195
2028 | 2 Clean-Tech Scenario | Hydro | Capacity Begin Year (MW) | 894
2028 | 2 Clean-Tech Scenario | Net Imports | Capacity Begin Year (MW) | 0
2028 | 2 Clean-Tech Scenario | Other | Capacity Begin Year (MW) | 423
2028 | 2 Clean-Tech Scenario | Simple Cycle | Capacity Begin Year (MW) | 1355
2028 | 2 Clean-Tech Scenario | Solar | Capacity Begin Year (MW) | 1353.5
2028 | 2 Clean-Tech Scenario | Storage | Capacity Begin Year (MW) | 835
2028 | 2 Clean-Tech Scenario | Wind | Capacity Begin Year (MW) | 4207.3
2029 | 2 Clean-Tech Scenario | Combined Cycle | Capacity Begin Year (MW) | 4822
2029 | 2 Clean-Tech Scenario | Coal | Capacity Begin Year (MW)
2029 | 2 Clean-Tech Scenario | Cogeneration | Capacity Begin Year (MW) | 6309
2029 | 2 Clean-Tech Scenario | Coal to Gas - Steam Boiler | Capacity Begin Year (MW) | 935
2029 | 2 Clean-Tech Scenario | Solar/Storage | Capacity Begin Year (MW) | 195
2029 | 2 Clean-Tech Scenario | Hydro | Capacity Begin Year (MW) | 894
2029 | 2 Clean-Tech Scenario | Net Imports | Capacity Begin Year (MW) | 0
2029 | 2 Clean-Tech Scenario | Other | Capacity Begin Year (MW) | 423
2029 | 2 Clean-Tech Scenario | Simple Cycle | Capacity Begin Year (MW) | 1378.6
2029 | 2 Clean-Tech Scenario | Solar | Capacity Begin Year (MW) | 1523.5
2029 | 2 Clean-Tech Scenario | Storage | Capacity Begin Year (MW) | 835
2029 | 2 Clean-Tech Scenario | Wind | Capacity Begin Year (MW) | 4467.3
2030 | 2 Clean-Tech Scenario | Combined Cycle | Capacity Begin Year (MW) | 4822
2030 | 2 Clean-Tech Scenario | Coal | Capacity Begin Year (MW)
2030 | 2 Clean-Tech Scenario | Cogeneration | Capacity Begin Year (MW) | 6399
2030 | 2 Clean-Tech Scenario | Coal to Gas - Steam Boiler | Capacity Begin Year (MW) | 935
2030 | 2 Clean-Tech Scenario | Solar/Storage | Capacity Begin Year (MW) | 195
2030 | 2 Clean-Tech Scenario | Hydro | Capacity Begin Year (MW) | 894
2030 | 2 Clean-Tech Scenario | Net Imports | Capacity Begin Year (MW) | 0
2030 | 2 Clean-Tech Scenario | Other | Capacity Begin Year (MW) | 423
2030 | 2 Clean-Tech Scenario | Simple Cycle | Capacity Begin Year (MW) | 1402.2
2030 | 2 Clean-Tech Scenario | Solar | Capacity Begin Year (MW) | 1703.5
2030 | 2 Clean-Tech Scenario | Storage | Capacity Begin Year (MW) | 885
2030 | 2 Clean-Tech Scenario | Wind | Capacity Begin Year (MW) | 4497.3
2031 | 2 Clean-Tech Scenario | Combined Cycle | Capacity Begin Year (MW) | 4822
2031 | 2 Clean-Tech Scenario | Coal | Capacity Begin Year (MW)
2031 | 2 Clean-Tech Scenario | Cogeneration | Capacity Begin Year (MW) | 6489
2031 | 2 Clean-Tech Scenario | Coal to Gas - Steam Boiler | Capacity Begin Year (MW) | 935
2031 | 2 Clean-Tech Scenario | Solar/Storage | Capacity Begin Year (MW) | 195
2031 | 2 Clean-Tech Scenario | Hydro | Capacity Begin Year (MW) | 894
2031 | 2 Clean-Tech Scenario | Net Imports | Capacity Begin Year (MW) | 0
2031 | 2 Clean-Tech Scenario | Other | Capacity Begin Year (MW) | 433
2031 | 2 Clean-Tech Scenario | Simple Cycle | Capacity Begin Year (MW) | 1425.8
2031 | 2 Clean-Tech Scenario | Solar | Capacity Begin Year (MW) | 1783.5
2031 | 2 Clean-Tech Scenario | Storage | Capacity Begin Year (MW) | 885
2031 | 2 Clean-Tech Scenario | Wind | Capacity Begin Year (MW) | 4497.3
2032 | 2 Clean-Tech Scenario | Combined Cycle | Capacity Begin Year (MW) | 4822
2032 | 2 Clean-Tech Scenario | Coal | Capacity Begin Year (MW)
2032 | 2 Clean-Tech Scenario | Cogeneration | Capacity Begin Year (MW) | 6579
2032 | 2 Clean-Tech Scenario | Coal to Gas - Steam Boiler | Capacity Begin Year (MW) | 935
2032 | 2 Clean-Tech Scenario | Solar/Storage | Capacity Begin Year (MW) | 195
2032 | 2 Clean-Tech Scenario | Hydro | Capacity Begin Year (MW) | 894
2032 | 2 Clean-Tech Scenario | Net Imports | Capacity Begin Year (MW) | 0
2032 | 2 Clean-Tech Scenario | Other | Capacity Begin Year (MW) | 443
2032 | 2 Clean-Tech Scenario | Simple Cycle | Capacity Begin Year (MW) | 1449.4
2032 | 2 Clean-Tech Scenario | Solar | Capacity Begin Year (MW) | 1963.5
2032 | 2 Clean-Tech Scenario | Storage | Capacity Begin Year (MW) | 935
2032 | 2 Clean-Tech Scenario | Wind | Capacity Begin Year (MW) | 4497.3
2033 | 2 Clean-Tech Scenario | Combined Cycle | Capacity Begin Year (MW) | 4822
2033 | 2 Clean-Tech Scenario | Coal | Capacity Begin Year (MW)
2033 | 2 Clean-Tech Scenario | Cogeneration | Capacity Begin Year (MW) | 6624
2033 | 2 Clean-Tech Scenario | Coal to Gas - Steam Boiler | Capacity Begin Year (MW) | 935
2033 | 2 Clean-Tech Scenario | Solar/Storage | Capacity Begin Year (MW) | 195
2033 | 2 Clean-Tech Scenario | Hydro | Capacity Begin Year (MW) | 894
2033 | 2 Clean-Tech Scenario | Net Imports | Capacity Begin Year (MW) | 0
2033 | 2 Clean-Tech Scenario | Other | Capacity Begin Year (MW) | 453
2033 | 2 Clean-Tech Scenario | Simple Cycle | Capacity Begin Year (MW) | 1473
2033 | 2 Clean-Tech Scenario | Solar | Capacity Begin Year (MW) | 1963.5
2033 | 2 Clean-Tech Scenario | Storage | Capacity Begin Year (MW) | 935
2033 | 2 Clean-Tech Scenario | Wind | Capacity Begin Year (MW) | 4647.3
2034 | 2 Clean-Tech Scenario | Combined Cycle | Capacity Begin Year (MW) | 4822
2034 | 2 Clean-Tech Scenario | Coal | Capacity Begin Year (MW)
2034 | 2 Clean-Tech Scenario | Cogeneration | Capacity Begin Year (MW) | 6624
2034 | 2 Clean-Tech Scenario | Coal to Gas - Steam Boiler | Capacity Begin Year (MW) | 935
2034 | 2 Clean-Tech Scenario | Solar/Storage | Capacity Begin Year (MW) | 195
2034 | 2 Clean-Tech Scenario | Hydro | Capacity Begin Year (MW) | 894
2034 | 2 Clean-Tech Scenario | Net Imports | Capacity Begin Year (MW) | 0
2034 | 2 Clean-Tech Scenario | Other | Capacity Begin Year (MW) | 463
2034 | 2 Clean-Tech Scenario | Simple Cycle | Capacity Begin Year (MW) | 1496.6
2034 | 2 Clean-Tech Scenario | Solar | Capacity Begin Year (MW) | 2113.5
2034 | 2 Clean-Tech Scenario | Storage | Capacity Begin Year (MW) | 1005
2034 | 2 Clean-Tech Scenario | Wind | Capacity Begin Year (MW) | 4647.3
2035 | 2 Clean-Tech Scenario | Combined Cycle | Capacity Begin Year (MW) | 4822
2035 | 2 Clean-Tech Scenario | Coal | Capacity Begin Year (MW)
2035 | 2 Clean-Tech Scenario | Cogeneration | Capacity Begin Year (MW) | 6669
2035 | 2 Clean-Tech Scenario | Coal to Gas - Steam Boiler | Capacity Begin Year (MW) | 935
2035 | 2 Clean-Tech Scenario | Solar/Storage | Capacity Begin Year (MW) | 195
2035 | 2 Clean-Tech Scenario | Hydro | Capacity Begin Year (MW) | 894
2035 | 2 Clean-Tech Scenario | Net Imports | Capacity Begin Year (MW) | 0
2035 | 2 Clean-Tech Scenario | Other | Capacity Begin Year (MW) | 473
2035 | 2 Clean-Tech Scenario | Simple Cycle | Capacity Begin Year (MW) | 1520.2
2035 | 2 Clean-Tech Scenario | Solar | Capacity Begin Year (MW) | 2113.5
2035 | 2 Clean-Tech Scenario | Storage | Capacity Begin Year (MW) | 1005
2035 | 2 Clean-Tech Scenario | Wind | Capacity Begin Year (MW) | 4797.3
2036 | 2 Clean-Tech Scenario | Combined Cycle | Capacity Begin Year (MW) | 4822
2036 | 2 Clean-Tech Scenario | Coal | Capacity Begin Year (MW)
2036 | 2 Clean-Tech Scenario | Cogeneration | Capacity Begin Year (MW) | 6669
2036 | 2 Clean-Tech Scenario | Coal to Gas - Steam Boiler | Capacity Begin Year (MW) | 935
2036 | 2 Clean-Tech Scenario | Solar/Storage | Capacity Begin Year (MW) | 195
2036 | 2 Clean-Tech Scenario | Hydro | Capacity Begin Year (MW) | 894
2036 | 2 Clean-Tech Scenario | Net Imports | Capacity Begin Year (MW) | 0
2036 | 2 Clean-Tech Scenario | Other | Capacity Begin Year (MW) | 483
2036 | 2 Clean-Tech Scenario | Simple Cycle | Capacity Begin Year (MW) | 1543.8
2036 | 2 Clean-Tech Scenario | Solar | Capacity Begin Year (MW) | 2343.5
2036 | 2 Clean-Tech Scenario | Storage | Capacity Begin Year (MW) | 1095
2036 | 2 Clean-Tech Scenario | Wind | Capacity Begin Year (MW) | 4997.3
2037 | 2 Clean-Tech Scenario | Combined Cycle | Capacity Begin Year (MW) | 4822
2037 | 2 Clean-Tech Scenario | Coal | Capacity Begin Year (MW)
2037 | 2 Clean-Tech Scenario | Cogeneration | Capacity Begin Year (MW) | 6714
2037 | 2 Clean-Tech Scenario | Coal to Gas - Steam Boiler | Capacity Begin Year (MW) | 935
2037 | 2 Clean-Tech Scenario | Solar/Storage | Capacity Begin Year (MW) | 195
2037 | 2 Clean-Tech Scenario | Hydro | Capacity Begin Year (MW) | 894
2037 | 2 Clean-Tech Scenario | Net Imports | Capacity Begin Year (MW) | 0
2037 | 2 Clean-Tech Scenario | Other | Capacity Begin Year (MW) | 493
2037 | 2 Clean-Tech Scenario | Simple Cycle | Capacity Begin Year (MW) | 1567.4
2037 | 2 Clean-Tech Scenario | Solar | Capacity Begin Year (MW) | 2423.5
2037 | 2 Clean-Tech Scenario | Storage | Capacity Begin Year (MW) | 1095
2037 | 2 Clean-Tech Scenario | Wind | Capacity Begin Year (MW) | 5147.3
2038 | 2 Clean-Tech Scenario | Combined Cycle | Capacity Begin Year (MW) | 4822
2038 | 2 Clean-Tech Scenario | Coal | Capacity Begin Year (MW)
2038 | 2 Clean-Tech Scenario | Cogeneration | Capacity Begin Year (MW) | 6714
2038 | 2 Clean-Tech Scenario | Coal to Gas - Steam Boiler | Capacity Begin Year (MW) | 935
2038 | 2 Clean-Tech Scenario | Solar/Storage | Capacity Begin Year (MW) | 195
2038 | 2 Clean-Tech Scenario | Hydro | Capacity Begin Year (MW) | 894
2038 | 2 Clean-Tech Scenario | Net Imports | Capacity Begin Year (MW) | 0
2038 | 2 Clean-Tech Scenario | Other | Capacity Begin Year (MW) | 503
2038 | 2 Clean-Tech Scenario | Simple Cycle | Capacity Begin Year (MW) | 1591
2038 | 2 Clean-Tech Scenario | Solar | Capacity Begin Year (MW) | 2653.5
2038 | 2 Clean-Tech Scenario | Storage | Capacity Begin Year (MW) | 1185
2038 | 2 Clean-Tech Scenario | Wind | Capacity Begin Year (MW) | 5066.3
2039 | 2 Clean-Tech Scenario | Combined Cycle | Capacity Begin Year (MW) | 4822
2039 | 2 Clean-Tech Scenario | Coal | Capacity Begin Year (MW)
2039 | 2 Clean-Tech Scenario | Cogeneration | Capacity Begin Year (MW) | 6759
2039 | 2 Clean-Tech Scenario | Coal to Gas - Steam Boiler | Capacity Begin Year (MW) | 935
2039 | 2 Clean-Tech Scenario | Solar/Storage | Capacity Begin Year (MW) | 195
2039 | 2 Clean-Tech Scenario | Hydro | Capacity Begin Year (MW) | 894
2039 | 2 Clean-Tech Scenario | Net Imports | Capacity Begin Year (MW) | 0
2039 | 2 Clean-Tech Scenario | Other | Capacity Begin Year (MW) | 513
2039 | 2 Clean-Tech Scenario | Simple Cycle | Capacity Begin Year (MW) | 1613.1
2039 | 2 Clean-Tech Scenario | Solar | Capacity Begin Year (MW) | 2703.5
2039 | 2 Clean-Tech Scenario | Storage | Capacity Begin Year (MW) | 1185
2039 | 2 Clean-Tech Scenario | Wind | Capacity Begin Year (MW) | 5297.3
2040 | 2 Clean-Tech Scenario | Combined Cycle | Capacity Begin Year (MW) | 4749
2040 | 2 Clean-Tech Scenario | Coal | Capacity Begin Year (MW)
2040 | 2 Clean-Tech Scenario | Cogeneration | Capacity Begin Year (MW) | 6759
2040 | 2 Clean-Tech Scenario | Coal to Gas - Steam Boiler | Capacity Begin Year (MW)
2040 | 2 Clean-Tech Scenario | Solar/Storage | Capacity Begin Year (MW) | 195
2040 | 2 Clean-Tech Scenario | Hydro | Capacity Begin Year (MW) | 894
2040 | 2 Clean-Tech Scenario | Net Imports | Capacity Begin Year (MW) | 0
2040 | 2 Clean-Tech Scenario | Other | Capacity Begin Year (MW) | 523
2040 | 2 Clean-Tech Scenario | Simple Cycle | Capacity Begin Year (MW) | 2005.2
2040 | 2 Clean-Tech Scenario | Solar | Capacity Begin Year (MW) | 2933.5
2040 | 2 Clean-Tech Scenario | Storage | Capacity Begin Year (MW) | 1295
2040 | 2 Clean-Tech Scenario | Wind | Capacity Begin Year (MW) | 5297.3
2041 | 2 Clean-Tech Scenario | Combined Cycle | Capacity Begin Year (MW) | 4749
2041 | 2 Clean-Tech Scenario | Coal | Capacity Begin Year (MW)
2041 | 2 Clean-Tech Scenario | Cogeneration | Capacity Begin Year (MW) | 6804
2041 | 2 Clean-Tech Scenario | Coal to Gas - Steam Boiler | Capacity Begin Year (MW)
2041 | 2 Clean-Tech Scenario | Solar/Storage | Capacity Begin Year (MW) | 195
2041 | 2 Clean-Tech Scenario | Hydro | Capacity Begin Year (MW) | 894
2041 | 2 Clean-Tech Scenario | Net Imports | Capacity Begin Year (MW) | 0
2041 | 2 Clean-Tech Scenario | Other | Capacity Begin Year (MW) | 523
2041 | 2 Clean-Tech Scenario | Simple Cycle | Capacity Begin Year (MW) | 2028.8
2041 | 2 Clean-Tech Scenario | Solar | Capacity Begin Year (MW) | 2933.5
2041 | 2 Clean-Tech Scenario | Storage | Capacity Begin Year (MW) | 1265
2041 | 2 Clean-Tech Scenario | Wind | Capacity Begin Year (MW) | 5447.3
2021 | 3 Robust Scenario | Combined Cycle | Capacity Begin Year (MW) | 1748
2021 | 3 Robust Scenario | Coal | Capacity Begin Year (MW) | 3886
2021 | 3 Robust Scenario | Cogeneration | Capacity Begin Year (MW) | 5085
2021 | 3 Robust Scenario | Coal to Gas - Steam Boiler | Capacity Begin Year (MW) | 1186
2021 | 3 Robust Scenario | Solar/Storage | Capacity Begin Year (MW)
2021 | 3 Robust Scenario | Hydro | Capacity Begin Year (MW) | 894
2021 | 3 Robust Scenario | Net Imports | Capacity Begin Year (MW) | 0
2021 | 3 Robust Scenario | Other | Capacity Begin Year (MW) | 423
2021 | 3 Robust Scenario | Simple Cycle | Capacity Begin Year (MW) | 1126
2021 | 3 Robust Scenario | Solar | Capacity Begin Year (MW) | 236
2021 | 3 Robust Scenario | Storage | Capacity Begin Year (MW) | 30
2021 | 3 Robust Scenario | Wind | Capacity Begin Year (MW) | 1780.6
2022 | 3 Robust Scenario | Combined Cycle | Capacity Begin Year (MW) | 1748
2022 | 3 Robust Scenario | Coal | Capacity Begin Year (MW) | 155
2022 | 3 Robust Scenario | Cogeneration | Capacity Begin Year (MW) | 5188
2022 | 3 Robust Scenario | Coal to Gas - Steam Boiler | Capacity Begin Year (MW) | 3716
2022 | 3 Robust Scenario | Solar/Storage | Capacity Begin Year (MW) | 35
2022 | 3 Robust Scenario | Hydro | Capacity Begin Year (MW) | 894
2022 | 3 Robust Scenario | Net Imports | Capacity Begin Year (MW) | 0
2022 | 3 Robust Scenario | Other | Capacity Begin Year (MW) | 423
2022 | 3 Robust Scenario | Simple Cycle | Capacity Begin Year (MW) | 1206.5
2022 | 3 Robust Scenario | Solar | Capacity Begin Year (MW) | 819.5
2022 | 3 Robust Scenario | Storage | Capacity Begin Year (MW) | 30
2022 | 3 Robust Scenario | Wind | Capacity Begin Year (MW) | 2450.5
2023 | 3 Robust Scenario | Combined Cycle | Capacity Begin Year (MW) | 1748
2023 | 3 Robust Scenario | Coal | Capacity Begin Year (MW) | 155
2023 | 3 Robust Scenario | Cogeneration | Capacity Begin Year (MW) | 5188
2023 | 3 Robust Scenario | Coal to Gas - Steam Boiler | Capacity Begin Year (MW) | 4305
2023 | 3 Robust Scenario | Solar/Storage | Capacity Begin Year (MW) | 35
2023 | 3 Robust Scenario | Hydro | Capacity Begin Year (MW) | 894
2023 | 3 Robust Scenario | Net Imports | Capacity Begin Year (MW) | 0
2023 | 3 Robust Scenario | Other | Capacity Begin Year (MW) | 423
2023 | 3 Robust Scenario | Simple Cycle | Capacity Begin Year (MW) | 1223.2
2023 | 3 Robust Scenario | Solar | Capacity Begin Year (MW) | 953.5
2023 | 3 Robust Scenario | Storage | Capacity Begin Year (MW) | 35
2023 | 3 Robust Scenario | Wind | Capacity Begin Year (MW) | 3357.3
2024 | 3 Robust Scenario | Combined Cycle | Capacity Begin Year (MW) | 2648
2024 | 3 Robust Scenario | Coal | Capacity Begin Year (MW) | 155
2024 | 3 Robust Scenario | Cogeneration | Capacity Begin Year (MW) | 5188
2024 | 3 Robust Scenario | Coal to Gas - Steam Boiler | Capacity Begin Year (MW) | 4305
2024 | 3 Robust Scenario | Solar/Storage | Capacity Begin Year (MW) | 35
2024 | 3 Robust Scenario | Hydro | Capacity Begin Year (MW) | 894
2024 | 3 Robust Scenario | Net Imports | Capacity Begin Year (MW) | 0
2024 | 3 Robust Scenario | Other | Capacity Begin Year (MW) | 423
2024 | 3 Robust Scenario | Simple Cycle | Capacity Begin Year (MW) | 1239.9
2024 | 3 Robust Scenario | Solar | Capacity Begin Year (MW) | 1003.5
2024 | 3 Robust Scenario | Storage | Capacity Begin Year (MW) | 40
2024 | 3 Robust Scenario | Wind | Capacity Begin Year (MW) | 3357.3
2025 | 3 Robust Scenario | Combined Cycle | Capacity Begin Year (MW) | 2648
2025 | 3 Robust Scenario | Coal | Capacity Begin Year (MW) | 155
2025 | 3 Robust Scenario | Cogeneration | Capacity Begin Year (MW) | 6039
2025 | 3 Robust Scenario | Coal to Gas - Steam Boiler | Capacity Begin Year (MW) | 4305
2025 | 3 Robust Scenario | Solar/Storage | Capacity Begin Year (MW) | 35
2025 | 3 Robust Scenario | Hydro | Capacity Begin Year (MW) | 894
2025 | 3 Robust Scenario | Net Imports | Capacity Begin Year (MW) | 0
2025 | 3 Robust Scenario | Other | Capacity Begin Year (MW) | 423
2025 | 3 Robust Scenario | Simple Cycle | Capacity Begin Year (MW) | 1256.6
2025 | 3 Robust Scenario | Solar | Capacity Begin Year (MW) | 1003.5
2025 | 3 Robust Scenario | Storage | Capacity Begin Year (MW) | 45
2025 | 3 Robust Scenario | Wind | Capacity Begin Year (MW) | 3357.3
2026 | 3 Robust Scenario | Combined Cycle | Capacity Begin Year (MW) | 2648
2026 | 3 Robust Scenario | Coal | Capacity Begin Year (MW)
2026 | 3 Robust Scenario | Cogeneration | Capacity Begin Year (MW) | 6174
2026 | 3 Robust Scenario | Coal to Gas - Steam Boiler | Capacity Begin Year (MW) | 4305
2026 | 3 Robust Scenario | Solar/Storage | Capacity Begin Year (MW) | 35
2026 | 3 Robust Scenario | Hydro | Capacity Begin Year (MW) | 894
2026 | 3 Robust Scenario | Net Imports | Capacity Begin Year (MW) | 0
2026 | 3 Robust Scenario | Other | Capacity Begin Year (MW) | 423
2026 | 3 Robust Scenario | Simple Cycle | Capacity Begin Year (MW) | 1273.3
2026 | 3 Robust Scenario | Solar | Capacity Begin Year (MW) | 1003.5
2026 | 3 Robust Scenario | Storage | Capacity Begin Year (MW) | 45
2026 | 3 Robust Scenario | Wind | Capacity Begin Year (MW) | 3357.3
2027 | 3 Robust Scenario | Combined Cycle | Capacity Begin Year (MW) | 2648
2027 | 3 Robust Scenario | Coal | Capacity Begin Year (MW)
2027 | 3 Robust Scenario | Cogeneration | Capacity Begin Year (MW) | 6399
2027 | 3 Robust Scenario | Coal to Gas - Steam Boiler | Capacity Begin Year (MW) | 4305
2027 | 3 Robust Scenario | Solar/Storage | Capacity Begin Year (MW) | 35
2027 | 3 Robust Scenario | Hydro | Capacity Begin Year (MW) | 894
2027 | 3 Robust Scenario | Net Imports | Capacity Begin Year (MW) | 0
2027 | 3 Robust Scenario | Other | Capacity Begin Year (MW) | 423
2027 | 3 Robust Scenario | Simple Cycle | Capacity Begin Year (MW) | 1290
2027 | 3 Robust Scenario | Solar | Capacity Begin Year (MW) | 1063.5
2027 | 3 Robust Scenario | Storage | Capacity Begin Year (MW) | 45
2027 | 3 Robust Scenario | Wind | Capacity Begin Year (MW) | 3987.3
2028 | 3 Robust Scenario | Combined Cycle | Capacity Begin Year (MW) | 2648
2028 | 3 Robust Scenario | Coal | Capacity Begin Year (MW)
2028 | 3 Robust Scenario | Cogeneration | Capacity Begin Year (MW) | 6579
2028 | 3 Robust Scenario | Coal to Gas - Steam Boiler | Capacity Begin Year (MW) | 4192
2028 | 3 Robust Scenario | Solar/Storage | Capacity Begin Year (MW) | 35
2028 | 3 Robust Scenario | Hydro | Capacity Begin Year (MW) | 894
2028 | 3 Robust Scenario | Net Imports | Capacity Begin Year (MW) | 0
2028 | 3 Robust Scenario | Other | Capacity Begin Year (MW) | 423
2028 | 3 Robust Scenario | Simple Cycle | Capacity Begin Year (MW) | 1306.7
2028 | 3 Robust Scenario | Solar | Capacity Begin Year (MW) | 1063.5
2028 | 3 Robust Scenario | Storage | Capacity Begin Year (MW) | 55
2028 | 3 Robust Scenario | Wind | Capacity Begin Year (MW) | 4367.3
2029 | 3 Robust Scenario | Combined Cycle | Capacity Begin Year (MW) | 2648
2029 | 3 Robust Scenario | Coal | Capacity Begin Year (MW)
2029 | 3 Robust Scenario | Cogeneration | Capacity Begin Year (MW) | 6804
2029 | 3 Robust Scenario | Coal to Gas - Steam Boiler | Capacity Begin Year (MW) | 4192
2029 | 3 Robust Scenario | Solar/Storage | Capacity Begin Year (MW) | 35
2029 | 3 Robust Scenario | Hydro | Capacity Begin Year (MW) | 894
2029 | 3 Robust Scenario | Net Imports | Capacity Begin Year (MW) | 0
2029 | 3 Robust Scenario | Other | Capacity Begin Year (MW) | 423
2029 | 3 Robust Scenario | Simple Cycle | Capacity Begin Year (MW) | 1323.4
2029 | 3 Robust Scenario | Solar | Capacity Begin Year (MW) | 1083.5
2029 | 3 Robust Scenario | Storage | Capacity Begin Year (MW) | 55
2029 | 3 Robust Scenario | Wind | Capacity Begin Year (MW) | 4517.3
2030 | 3 Robust Scenario | Combined Cycle | Capacity Begin Year (MW) | 2648
2030 | 3 Robust Scenario | Coal | Capacity Begin Year (MW)
2030 | 3 Robust Scenario | Cogeneration | Capacity Begin Year (MW) | 6984
2030 | 3 Robust Scenario | Coal to Gas - Steam Boiler | Capacity Begin Year (MW) | 4122
2030 | 3 Robust Scenario | Solar/Storage | Capacity Begin Year (MW) | 35
2030 | 3 Robust Scenario | Hydro | Capacity Begin Year (MW) | 894
2030 | 3 Robust Scenario | Net Imports | Capacity Begin Year (MW) | 0
2030 | 3 Robust Scenario | Other | Capacity Begin Year (MW) | 423
2030 | 3 Robust Scenario | Simple Cycle | Capacity Begin Year (MW) | 1340.1
2030 | 3 Robust Scenario | Solar | Capacity Begin Year (MW) | 1083.5
2030 | 3 Robust Scenario | Storage | Capacity Begin Year (MW) | 65
2030 | 3 Robust Scenario | Wind | Capacity Begin Year (MW) | 4517.3
2031 | 3 Robust Scenario | Combined Cycle | Capacity Begin Year (MW) | 2648
2031 | 3 Robust Scenario | Coal | Capacity Begin Year (MW)
2031 | 3 Robust Scenario | Cogeneration | Capacity Begin Year (MW) | 7209
2031 | 3 Robust Scenario | Coal to Gas - Steam Boiler | Capacity Begin Year (MW) | 4122
2031 | 3 Robust Scenario | Solar/Storage | Capacity Begin Year (MW) | 35
2031 | 3 Robust Scenario | Hydro | Capacity Begin Year (MW) | 894
2031 | 3 Robust Scenario | Net Imports | Capacity Begin Year (MW) | 0
2031 | 3 Robust Scenario | Other | Capacity Begin Year (MW) | 423
2031 | 3 Robust Scenario | Simple Cycle | Capacity Begin Year (MW) | 1350.8
2031 | 3 Robust Scenario | Solar | Capacity Begin Year (MW) | 1083.5
2031 | 3 Robust Scenario | Storage | Capacity Begin Year (MW) | 65
2031 | 3 Robust Scenario | Wind | Capacity Begin Year (MW) | 4517.3
2032 | 3 Robust Scenario | Combined Cycle | Capacity Begin Year (MW) | 2648
2032 | 3 Robust Scenario | Coal | Capacity Begin Year (MW)
2032 | 3 Robust Scenario | Cogeneration | Capacity Begin Year (MW) | 7299
2032 | 3 Robust Scenario | Coal to Gas - Steam Boiler | Capacity Begin Year (MW) | 4122
2032 | 3 Robust Scenario | Solar/Storage | Capacity Begin Year (MW) | 35
2032 | 3 Robust Scenario | Hydro | Capacity Begin Year (MW) | 894
2032 | 3 Robust Scenario | Net Imports | Capacity Begin Year (MW) | 0
2032 | 3 Robust Scenario | Other | Capacity Begin Year (MW) | 423
2032 | 3 Robust Scenario | Simple Cycle | Capacity Begin Year (MW) | 1350.8
2032 | 3 Robust Scenario | Solar | Capacity Begin Year (MW) | 1213.5
2032 | 3 Robust Scenario | Storage | Capacity Begin Year (MW) | 65
2032 | 3 Robust Scenario | Wind | Capacity Begin Year (MW) | 4527.3
2033 | 3 Robust Scenario | Combined Cycle | Capacity Begin Year (MW) | 2648
2033 | 3 Robust Scenario | Coal | Capacity Begin Year (MW)
2033 | 3 Robust Scenario | Cogeneration | Capacity Begin Year (MW) | 7344
2033 | 3 Robust Scenario | Coal to Gas - Steam Boiler | Capacity Begin Year (MW) | 3737
2033 | 3 Robust Scenario | Solar/Storage | Capacity Begin Year (MW) | 35
2033 | 3 Robust Scenario | Hydro | Capacity Begin Year (MW) | 894
2033 | 3 Robust Scenario | Net Imports | Capacity Begin Year (MW) | 0
2033 | 3 Robust Scenario | Other | Capacity Begin Year (MW) | 423
2033 | 3 Robust Scenario | Simple Cycle | Capacity Begin Year (MW) | 1397.3
2033 | 3 Robust Scenario | Solar | Capacity Begin Year (MW) | 1293.5
2033 | 3 Robust Scenario | Storage | Capacity Begin Year (MW) | 75
2033 | 3 Robust Scenario | Wind | Capacity Begin Year (MW) | 4577.3
2034 | 3 Robust Scenario | Combined Cycle | Capacity Begin Year (MW) | 2648
2034 | 3 Robust Scenario | Coal | Capacity Begin Year (MW)
2034 | 3 Robust Scenario | Cogeneration | Capacity Begin Year (MW) | 7479
2034 | 3 Robust Scenario | Coal to Gas - Steam Boiler | Capacity Begin Year (MW) | 2930
2034 | 3 Robust Scenario | Solar/Storage | Capacity Begin Year (MW) | 35
2034 | 3 Robust Scenario | Hydro | Capacity Begin Year (MW) | 894
2034 | 3 Robust Scenario | Net Imports | Capacity Begin Year (MW) | 0
2034 | 3 Robust Scenario | Other | Capacity Begin Year (MW) | 423
2034 | 3 Robust Scenario | Simple Cycle | Capacity Begin Year (MW) | 1397.3
2034 | 3 Robust Scenario | Solar | Capacity Begin Year (MW) | 1423.5
2034 | 3 Robust Scenario | Storage | Capacity Begin Year (MW) | 75
2034 | 3 Robust Scenario | Wind | Capacity Begin Year (MW) | 4577.3
2035 | 3 Robust Scenario | Combined Cycle | Capacity Begin Year (MW) | 2648
2035 | 3 Robust Scenario | Coal | Capacity Begin Year (MW)
2035 | 3 Robust Scenario | Cogeneration | Capacity Begin Year (MW) | 7524
2035 | 3 Robust Scenario | Coal to Gas - Steam Boiler | Capacity Begin Year (MW) | 2535
2035 | 3 Robust Scenario | Solar/Storage | Capacity Begin Year (MW) | 35
2035 | 3 Robust Scenario | Hydro | Capacity Begin Year (MW) | 894
2035 | 3 Robust Scenario | Net Imports | Capacity Begin Year (MW) | 0
2035 | 3 Robust Scenario | Other | Capacity Begin Year (MW) | 423
2035 | 3 Robust Scenario | Simple Cycle | Capacity Begin Year (MW) | 1397.3
2035 | 3 Robust Scenario | Solar | Capacity Begin Year (MW) | 1423.5
2035 | 3 Robust Scenario | Storage | Capacity Begin Year (MW) | 85
2035 | 3 Robust Scenario | Wind | Capacity Begin Year (MW) | 4627.3
2036 | 3 Robust Scenario | Combined Cycle | Capacity Begin Year (MW) | 2648
2036 | 3 Robust Scenario | Coal | Capacity Begin Year (MW)
2036 | 3 Robust Scenario | Cogeneration | Capacity Begin Year (MW) | 7659
2036 | 3 Robust Scenario | Coal to Gas - Steam Boiler | Capacity Begin Year (MW) | 1735
2036 | 3 Robust Scenario | Solar/Storage | Capacity Begin Year (MW) | 35
2036 | 3 Robust Scenario | Hydro | Capacity Begin Year (MW) | 894
2036 | 3 Robust Scenario | Net Imports | Capacity Begin Year (MW) | 0
2036 | 3 Robust Scenario | Other | Capacity Begin Year (MW) | 423
2036 | 3 Robust Scenario | Simple Cycle | Capacity Begin Year (MW) | 1397.3
2036 | 3 Robust Scenario | Solar | Capacity Begin Year (MW) | 1473.5
2036 | 3 Robust Scenario | Storage | Capacity Begin Year (MW) | 85
2036 | 3 Robust Scenario | Wind | Capacity Begin Year (MW) | 4637.3
2037 | 3 Robust Scenario | Combined Cycle | Capacity Begin Year (MW) | 2648
2037 | 3 Robust Scenario | Coal | Capacity Begin Year (MW)
2037 | 3 Robust Scenario | Cogeneration | Capacity Begin Year (MW) | 7659
2037 | 3 Robust Scenario | Coal to Gas - Steam Boiler | Capacity Begin Year (MW) | 935
2037 | 3 Robust Scenario | Solar/Storage | Capacity Begin Year (MW) | 35
2037 | 3 Robust Scenario | Hydro | Capacity Begin Year (MW) | 894
2037 | 3 Robust Scenario | Net Imports | Capacity Begin Year (MW) | 0
2037 | 3 Robust Scenario | Other | Capacity Begin Year (MW) | 423
2037 | 3 Robust Scenario | Simple Cycle | Capacity Begin Year (MW) | 1443.8
2037 | 3 Robust Scenario | Solar | Capacity Begin Year (MW) | 1473.5
2037 | 3 Robust Scenario | Storage | Capacity Begin Year (MW) | 100
2037 | 3 Robust Scenario | Wind | Capacity Begin Year (MW) | 4687.3
2038 | 3 Robust Scenario | Combined Cycle | Capacity Begin Year (MW) | 3606
2038 | 3 Robust Scenario | Coal | Capacity Begin Year (MW)
2038 | 3 Robust Scenario | Cogeneration | Capacity Begin Year (MW) | 7659
2038 | 3 Robust Scenario | Coal to Gas - Steam Boiler | Capacity Begin Year (MW)
2038 | 3 Robust Scenario | Solar/Storage | Capacity Begin Year (MW) | 35
2038 | 3 Robust Scenario | Hydro | Capacity Begin Year (MW) | 894
2038 | 3 Robust Scenario | Net Imports | Capacity Begin Year (MW) | 0
2038 | 3 Robust Scenario | Other | Capacity Begin Year (MW) | 423
2038 | 3 Robust Scenario | Simple Cycle | Capacity Begin Year (MW) | 1490.3
2038 | 3 Robust Scenario | Solar | Capacity Begin Year (MW) | 1523.5
2038 | 3 Robust Scenario | Storage | Capacity Begin Year (MW) | 100
2038 | 3 Robust Scenario | Wind | Capacity Begin Year (MW) | 4606.3
2039 | 3 Robust Scenario | Combined Cycle | Capacity Begin Year (MW) | 3606
2039 | 3 Robust Scenario | Coal | Capacity Begin Year (MW)
2039 | 3 Robust Scenario | Cogeneration | Capacity Begin Year (MW) | 7659
2039 | 3 Robust Scenario | Coal to Gas - Steam Boiler | Capacity Begin Year (MW)
2039 | 3 Robust Scenario | Solar/Storage | Capacity Begin Year (MW) | 35
2039 | 3 Robust Scenario | Hydro | Capacity Begin Year (MW) | 894
2039 | 3 Robust Scenario | Net Imports | Capacity Begin Year (MW) | 0
2039 | 3 Robust Scenario | Other | Capacity Begin Year (MW) | 423
2039 | 3 Robust Scenario | Simple Cycle | Capacity Begin Year (MW) | 1442.3
2039 | 3 Robust Scenario | Solar | Capacity Begin Year (MW) | 1523.5
2039 | 3 Robust Scenario | Storage | Capacity Begin Year (MW) | 120
2039 | 3 Robust Scenario | Wind | Capacity Begin Year (MW) | 4737.3
2040 | 3 Robust Scenario | Combined Cycle | Capacity Begin Year (MW) | 4012
2040 | 3 Robust Scenario | Coal | Capacity Begin Year (MW)
2040 | 3 Robust Scenario | Cogeneration | Capacity Begin Year (MW) | 7659
2040 | 3 Robust Scenario | Coal to Gas - Steam Boiler | Capacity Begin Year (MW)
2040 | 3 Robust Scenario | Solar/Storage | Capacity Begin Year (MW) | 35
2040 | 3 Robust Scenario | Hydro | Capacity Begin Year (MW) | 894
2040 | 3 Robust Scenario | Net Imports | Capacity Begin Year (MW) | 0
2040 | 3 Robust Scenario | Other | Capacity Begin Year (MW) | 423
2040 | 3 Robust Scenario | Simple Cycle | Capacity Begin Year (MW) | 1392.3
2040 | 3 Robust Scenario | Solar | Capacity Begin Year (MW) | 1573.5
2040 | 3 Robust Scenario | Storage | Capacity Begin Year (MW) | 120
2040 | 3 Robust Scenario | Wind | Capacity Begin Year (MW) | 4737.3
2041 | 3 Robust Scenario | Combined Cycle | Capacity Begin Year (MW) | 4012
2041 | 3 Robust Scenario | Coal | Capacity Begin Year (MW)
2041 | 3 Robust Scenario | Cogeneration | Capacity Begin Year (MW) | 7659
2041 | 3 Robust Scenario | Coal to Gas - Steam Boiler | Capacity Begin Year (MW)
2041 | 3 Robust Scenario | Solar/Storage | Capacity Begin Year (MW) | 35
2041 | 3 Robust Scenario | Hydro | Capacity Begin Year (MW) | 894
2041 | 3 Robust Scenario | Net Imports | Capacity Begin Year (MW) | 0
2041 | 3 Robust Scenario | Other | Capacity Begin Year (MW) | 423
2041 | 3 Robust Scenario | Simple Cycle | Capacity Begin Year (MW) | 1392.3
2041 | 3 Robust Scenario | Solar | Capacity Begin Year (MW) | 1573.5
2041 | 3 Robust Scenario | Storage | Capacity Begin Year (MW) | 115
2041 | 3 Robust Scenario | Wind | Capacity Begin Year (MW) | 4787.3
2021 | 4 Stagnant Scenario | Combined Cycle | Capacity Begin Year (MW) | 1748
2021 | 4 Stagnant Scenario | Coal | Capacity Begin Year (MW) | 3886
2021 | 4 Stagnant Scenario | Cogeneration | Capacity Begin Year (MW) | 5085
2021 | 4 Stagnant Scenario | Coal to Gas - Steam Boiler | Capacity Begin Year (MW) | 1186
2021 | 4 Stagnant Scenario | Solar/Storage | Capacity Begin Year (MW)
2021 | 4 Stagnant Scenario | Hydro | Capacity Begin Year (MW) | 894
2021 | 4 Stagnant Scenario | Net Imports | Capacity Begin Year (MW) | 0
2021 | 4 Stagnant Scenario | Other | Capacity Begin Year (MW) | 423
2021 | 4 Stagnant Scenario | Simple Cycle | Capacity Begin Year (MW) | 1126
2021 | 4 Stagnant Scenario | Solar | Capacity Begin Year (MW) | 236
2021 | 4 Stagnant Scenario | Storage | Capacity Begin Year (MW) | 30
2021 | 4 Stagnant Scenario | Wind | Capacity Begin Year (MW) | 1780.6
2022 | 4 Stagnant Scenario | Combined Cycle | Capacity Begin Year (MW) | 1748
2022 | 4 Stagnant Scenario | Coal | Capacity Begin Year (MW) | 155
2022 | 4 Stagnant Scenario | Cogeneration | Capacity Begin Year (MW) | 5188
2022 | 4 Stagnant Scenario | Coal to Gas - Steam Boiler | Capacity Begin Year (MW) | 3716
2022 | 4 Stagnant Scenario | Solar/Storage | Capacity Begin Year (MW) | 35
2022 | 4 Stagnant Scenario | Hydro | Capacity Begin Year (MW) | 894
2022 | 4 Stagnant Scenario | Net Imports | Capacity Begin Year (MW) | 0
2022 | 4 Stagnant Scenario | Other | Capacity Begin Year (MW) | 423
2022 | 4 Stagnant Scenario | Simple Cycle | Capacity Begin Year (MW) | 1206.5
2022 | 4 Stagnant Scenario | Solar | Capacity Begin Year (MW) | 819.5
2022 | 4 Stagnant Scenario | Storage | Capacity Begin Year (MW) | 30
2022 | 4 Stagnant Scenario | Wind | Capacity Begin Year (MW) | 2450.5
2023 | 4 Stagnant Scenario | Combined Cycle | Capacity Begin Year (MW) | 1748
2023 | 4 Stagnant Scenario | Coal | Capacity Begin Year (MW) | 155
2023 | 4 Stagnant Scenario | Cogeneration | Capacity Begin Year (MW) | 5188
2023 | 4 Stagnant Scenario | Coal to Gas - Steam Boiler | Capacity Begin Year (MW) | 3899
2023 | 4 Stagnant Scenario | Solar/Storage | Capacity Begin Year (MW) | 35
2023 | 4 Stagnant Scenario | Hydro | Capacity Begin Year (MW) | 894
2023 | 4 Stagnant Scenario | Net Imports | Capacity Begin Year (MW) | 0
2023 | 4 Stagnant Scenario | Other | Capacity Begin Year (MW) | 423
2023 | 4 Stagnant Scenario | Simple Cycle | Capacity Begin Year (MW) | 1223.2
2023 | 4 Stagnant Scenario | Solar | Capacity Begin Year (MW) | 953.5
2023 | 4 Stagnant Scenario | Storage | Capacity Begin Year (MW) | 35
2023 | 4 Stagnant Scenario | Wind | Capacity Begin Year (MW) | 3327.3
2024 | 4 Stagnant Scenario | Combined Cycle | Capacity Begin Year (MW) | 2648
2024 | 4 Stagnant Scenario | Coal | Capacity Begin Year (MW) | 155
2024 | 4 Stagnant Scenario | Cogeneration | Capacity Begin Year (MW) | 5188
2024 | 4 Stagnant Scenario | Coal to Gas - Steam Boiler | Capacity Begin Year (MW) | 3899
2024 | 4 Stagnant Scenario | Solar/Storage | Capacity Begin Year (MW) | 35
2024 | 4 Stagnant Scenario | Hydro | Capacity Begin Year (MW) | 894
2024 | 4 Stagnant Scenario | Net Imports | Capacity Begin Year (MW) | 0
2024 | 4 Stagnant Scenario | Other | Capacity Begin Year (MW) | 423
2024 | 4 Stagnant Scenario | Simple Cycle | Capacity Begin Year (MW) | 1239.9
2024 | 4 Stagnant Scenario | Solar | Capacity Begin Year (MW) | 1003.5
2024 | 4 Stagnant Scenario | Storage | Capacity Begin Year (MW) | 40
2024 | 4 Stagnant Scenario | Wind | Capacity Begin Year (MW) | 3327.3
2025 | 4 Stagnant Scenario | Combined Cycle | Capacity Begin Year (MW) | 2648
2025 | 4 Stagnant Scenario | Coal | Capacity Begin Year (MW) | 155
2025 | 4 Stagnant Scenario | Cogeneration | Capacity Begin Year (MW) | 5994
2025 | 4 Stagnant Scenario | Coal to Gas - Steam Boiler | Capacity Begin Year (MW) | 3716
2025 | 4 Stagnant Scenario | Solar/Storage | Capacity Begin Year (MW) | 35
2025 | 4 Stagnant Scenario | Hydro | Capacity Begin Year (MW) | 894
2025 | 4 Stagnant Scenario | Net Imports | Capacity Begin Year (MW) | 0
2025 | 4 Stagnant Scenario | Other | Capacity Begin Year (MW) | 423
2025 | 4 Stagnant Scenario | Simple Cycle | Capacity Begin Year (MW) | 1256.6
2025 | 4 Stagnant Scenario | Solar | Capacity Begin Year (MW) | 1003.5
2025 | 4 Stagnant Scenario | Storage | Capacity Begin Year (MW) | 45
2025 | 4 Stagnant Scenario | Wind | Capacity Begin Year (MW) | 3327.3
2026 | 4 Stagnant Scenario | Combined Cycle | Capacity Begin Year (MW) | 2648
2026 | 4 Stagnant Scenario | Coal | Capacity Begin Year (MW)
2026 | 4 Stagnant Scenario | Cogeneration | Capacity Begin Year (MW) | 5994
2026 | 4 Stagnant Scenario | Coal to Gas - Steam Boiler | Capacity Begin Year (MW) | 2535
2026 | 4 Stagnant Scenario | Solar/Storage | Capacity Begin Year (MW) | 35
2026 | 4 Stagnant Scenario | Hydro | Capacity Begin Year (MW) | 894
2026 | 4 Stagnant Scenario | Net Imports | Capacity Begin Year (MW) | 0
2026 | 4 Stagnant Scenario | Other | Capacity Begin Year (MW) | 423
2026 | 4 Stagnant Scenario | Simple Cycle | Capacity Begin Year (MW) | 1273.3
2026 | 4 Stagnant Scenario | Solar | Capacity Begin Year (MW) | 1003.5
2026 | 4 Stagnant Scenario | Storage | Capacity Begin Year (MW) | 45
2026 | 4 Stagnant Scenario | Wind | Capacity Begin Year (MW) | 3327.3
2027 | 4 Stagnant Scenario | Combined Cycle | Capacity Begin Year (MW) | 2648
2027 | 4 Stagnant Scenario | Coal | Capacity Begin Year (MW)
2027 | 4 Stagnant Scenario | Cogeneration | Capacity Begin Year (MW) | 5994
2027 | 4 Stagnant Scenario | Coal to Gas - Steam Boiler | Capacity Begin Year (MW) | 1735
2027 | 4 Stagnant Scenario | Solar/Storage | Capacity Begin Year (MW) | 35
2027 | 4 Stagnant Scenario | Hydro | Capacity Begin Year (MW) | 894
2027 | 4 Stagnant Scenario | Net Imports | Capacity Begin Year (MW) | 0
2027 | 4 Stagnant Scenario | Other | Capacity Begin Year (MW) | 423
2027 | 4 Stagnant Scenario | Simple Cycle | Capacity Begin Year (MW) | 1290
2027 | 4 Stagnant Scenario | Solar | Capacity Begin Year (MW) | 1003.5
2027 | 4 Stagnant Scenario | Storage | Capacity Begin Year (MW) | 45
2027 | 4 Stagnant Scenario | Wind | Capacity Begin Year (MW) | 3677.3
2028 | 4 Stagnant Scenario | Combined Cycle | Capacity Begin Year (MW) | 2648
2028 | 4 Stagnant Scenario | Coal | Capacity Begin Year (MW)
2028 | 4 Stagnant Scenario | Cogeneration | Capacity Begin Year (MW) | 5994
2028 | 4 Stagnant Scenario | Coal to Gas - Steam Boiler | Capacity Begin Year (MW) | 1735
2028 | 4 Stagnant Scenario | Solar/Storage | Capacity Begin Year (MW) | 35
2028 | 4 Stagnant Scenario | Hydro | Capacity Begin Year (MW) | 894
2028 | 4 Stagnant Scenario | Net Imports | Capacity Begin Year (MW) | 0
2028 | 4 Stagnant Scenario | Other | Capacity Begin Year (MW) | 423
2028 | 4 Stagnant Scenario | Simple Cycle | Capacity Begin Year (MW) | 1353.2
2028 | 4 Stagnant Scenario | Solar | Capacity Begin Year (MW) | 1003.5
2028 | 4 Stagnant Scenario | Storage | Capacity Begin Year (MW) | 55
2028 | 4 Stagnant Scenario | Wind | Capacity Begin Year (MW) | 3827.3
2029 | 4 Stagnant Scenario | Combined Cycle | Capacity Begin Year (MW) | 2648
2029 | 4 Stagnant Scenario | Coal | Capacity Begin Year (MW)
2029 | 4 Stagnant Scenario | Cogeneration | Capacity Begin Year (MW) | 5994
2029 | 4 Stagnant Scenario | Coal to Gas - Steam Boiler | Capacity Begin Year (MW) | 1735
2029 | 4 Stagnant Scenario | Solar/Storage | Capacity Begin Year (MW) | 35
2029 | 4 Stagnant Scenario | Hydro | Capacity Begin Year (MW) | 894
2029 | 4 Stagnant Scenario | Net Imports | Capacity Begin Year (MW) | 0
2029 | 4 Stagnant Scenario | Other | Capacity Begin Year (MW) | 423
2029 | 4 Stagnant Scenario | Simple Cycle | Capacity Begin Year (MW) | 1369.9
2029 | 4 Stagnant Scenario | Solar | Capacity Begin Year (MW) | 1003.5
2029 | 4 Stagnant Scenario | Storage | Capacity Begin Year (MW) | 55
2029 | 4 Stagnant Scenario | Wind | Capacity Begin Year (MW) | 3877.3
2030 | 4 Stagnant Scenario | Combined Cycle | Capacity Begin Year (MW) | 2648
2030 | 4 Stagnant Scenario | Coal | Capacity Begin Year (MW)
2030 | 4 Stagnant Scenario | Cogeneration | Capacity Begin Year (MW) | 5994
2030 | 4 Stagnant Scenario | Coal to Gas - Steam Boiler | Capacity Begin Year (MW) | 1735
2030 | 4 Stagnant Scenario | Solar/Storage | Capacity Begin Year (MW) | 35
2030 | 4 Stagnant Scenario | Hydro | Capacity Begin Year (MW) | 894
2030 | 4 Stagnant Scenario | Net Imports | Capacity Begin Year (MW) | 0
2030 | 4 Stagnant Scenario | Other | Capacity Begin Year (MW) | 423
2030 | 4 Stagnant Scenario | Simple Cycle | Capacity Begin Year (MW) | 1386.6
2030 | 4 Stagnant Scenario | Solar | Capacity Begin Year (MW) | 1003.5
2030 | 4 Stagnant Scenario | Storage | Capacity Begin Year (MW) | 65
2030 | 4 Stagnant Scenario | Wind | Capacity Begin Year (MW) | 3907.3
2031 | 4 Stagnant Scenario | Combined Cycle | Capacity Begin Year (MW) | 2648
2031 | 4 Stagnant Scenario | Coal | Capacity Begin Year (MW)
2031 | 4 Stagnant Scenario | Cogeneration | Capacity Begin Year (MW) | 5994
2031 | 4 Stagnant Scenario | Coal to Gas - Steam Boiler | Capacity Begin Year (MW) | 1735
2031 | 4 Stagnant Scenario | Solar/Storage | Capacity Begin Year (MW) | 35
2031 | 4 Stagnant Scenario | Hydro | Capacity Begin Year (MW) | 894
2031 | 4 Stagnant Scenario | Net Imports | Capacity Begin Year (MW) | 0
2031 | 4 Stagnant Scenario | Other | Capacity Begin Year (MW) | 423
2031 | 4 Stagnant Scenario | Simple Cycle | Capacity Begin Year (MW) | 1397.3
2031 | 4 Stagnant Scenario | Solar | Capacity Begin Year (MW) | 1003.5
2031 | 4 Stagnant Scenario | Storage | Capacity Begin Year (MW) | 65
2031 | 4 Stagnant Scenario | Wind | Capacity Begin Year (MW) | 3907.3
2032 | 4 Stagnant Scenario | Combined Cycle | Capacity Begin Year (MW) | 2648
2032 | 4 Stagnant Scenario | Coal | Capacity Begin Year (MW)
2032 | 4 Stagnant Scenario | Cogeneration | Capacity Begin Year (MW) | 5994
2032 | 4 Stagnant Scenario | Coal to Gas - Steam Boiler | Capacity Begin Year (MW) | 1735
2032 | 4 Stagnant Scenario | Solar/Storage | Capacity Begin Year (MW) | 35
2032 | 4 Stagnant Scenario | Hydro | Capacity Begin Year (MW) | 894
2032 | 4 Stagnant Scenario | Net Imports | Capacity Begin Year (MW) | 0
2032 | 4 Stagnant Scenario | Other | Capacity Begin Year (MW) | 423
2032 | 4 Stagnant Scenario | Simple Cycle | Capacity Begin Year (MW) | 1397.3
2032 | 4 Stagnant Scenario | Solar | Capacity Begin Year (MW) | 1053.5
2032 | 4 Stagnant Scenario | Storage | Capacity Begin Year (MW) | 65
2032 | 4 Stagnant Scenario | Wind | Capacity Begin Year (MW) | 3907.3
2033 | 4 Stagnant Scenario | Combined Cycle | Capacity Begin Year (MW) | 2648
2033 | 4 Stagnant Scenario | Coal | Capacity Begin Year (MW)
2033 | 4 Stagnant Scenario | Cogeneration | Capacity Begin Year (MW) | 5994
2033 | 4 Stagnant Scenario | Coal to Gas - Steam Boiler | Capacity Begin Year (MW) | 1735
2033 | 4 Stagnant Scenario | Solar/Storage | Capacity Begin Year (MW) | 35
2033 | 4 Stagnant Scenario | Hydro | Capacity Begin Year (MW) | 894
2033 | 4 Stagnant Scenario | Net Imports | Capacity Begin Year (MW) | 0
2033 | 4 Stagnant Scenario | Other | Capacity Begin Year (MW) | 423
2033 | 4 Stagnant Scenario | Simple Cycle | Capacity Begin Year (MW) | 1397.3
2033 | 4 Stagnant Scenario | Solar | Capacity Begin Year (MW) | 1053.5
2033 | 4 Stagnant Scenario | Storage | Capacity Begin Year (MW) | 75
2033 | 4 Stagnant Scenario | Wind | Capacity Begin Year (MW) | 3957.3
2034 | 4 Stagnant Scenario | Combined Cycle | Capacity Begin Year (MW) | 2648
2034 | 4 Stagnant Scenario | Coal | Capacity Begin Year (MW)
2034 | 4 Stagnant Scenario | Cogeneration | Capacity Begin Year (MW) | 5994
2034 | 4 Stagnant Scenario | Coal to Gas - Steam Boiler | Capacity Begin Year (MW) | 1735
2034 | 4 Stagnant Scenario | Solar/Storage | Capacity Begin Year (MW) | 35
2034 | 4 Stagnant Scenario | Hydro | Capacity Begin Year (MW) | 894
2034 | 4 Stagnant Scenario | Net Imports | Capacity Begin Year (MW) | 0
2034 | 4 Stagnant Scenario | Other | Capacity Begin Year (MW) | 423
2034 | 4 Stagnant Scenario | Simple Cycle | Capacity Begin Year (MW) | 1397.3
2034 | 4 Stagnant Scenario | Solar | Capacity Begin Year (MW) | 1103.5
2034 | 4 Stagnant Scenario | Storage | Capacity Begin Year (MW) | 75
2034 | 4 Stagnant Scenario | Wind | Capacity Begin Year (MW) | 3957.3
2035 | 4 Stagnant Scenario | Combined Cycle | Capacity Begin Year (MW) | 2648
2035 | 4 Stagnant Scenario | Coal | Capacity Begin Year (MW)
2035 | 4 Stagnant Scenario | Cogeneration | Capacity Begin Year (MW) | 5994
2035 | 4 Stagnant Scenario | Coal to Gas - Steam Boiler | Capacity Begin Year (MW) | 1735
2035 | 4 Stagnant Scenario | Solar/Storage | Capacity Begin Year (MW) | 35
2035 | 4 Stagnant Scenario | Hydro | Capacity Begin Year (MW) | 894
2035 | 4 Stagnant Scenario | Net Imports | Capacity Begin Year (MW) | 0
2035 | 4 Stagnant Scenario | Other | Capacity Begin Year (MW) | 423
2035 | 4 Stagnant Scenario | Simple Cycle | Capacity Begin Year (MW) | 1397.3
2035 | 4 Stagnant Scenario | Solar | Capacity Begin Year (MW) | 1103.5
2035 | 4 Stagnant Scenario | Storage | Capacity Begin Year (MW) | 85
2035 | 4 Stagnant Scenario | Wind | Capacity Begin Year (MW) | 4007.3
2036 | 4 Stagnant Scenario | Combined Cycle | Capacity Begin Year (MW) | 2648
2036 | 4 Stagnant Scenario | Coal | Capacity Begin Year (MW)
2036 | 4 Stagnant Scenario | Cogeneration | Capacity Begin Year (MW) | 5994
2036 | 4 Stagnant Scenario | Coal to Gas - Steam Boiler | Capacity Begin Year (MW) | 1735
2036 | 4 Stagnant Scenario | Solar/Storage | Capacity Begin Year (MW) | 35
2036 | 4 Stagnant Scenario | Hydro | Capacity Begin Year (MW) | 894
2036 | 4 Stagnant Scenario | Net Imports | Capacity Begin Year (MW) | 0
2036 | 4 Stagnant Scenario | Other | Capacity Begin Year (MW) | 423
2036 | 4 Stagnant Scenario | Simple Cycle | Capacity Begin Year (MW) | 1397.3
2036 | 4 Stagnant Scenario | Solar | Capacity Begin Year (MW) | 1153.5
2036 | 4 Stagnant Scenario | Storage | Capacity Begin Year (MW) | 85
2036 | 4 Stagnant Scenario | Wind | Capacity Begin Year (MW) | 4007.3
2037 | 4 Stagnant Scenario | Combined Cycle | Capacity Begin Year (MW) | 2648
2037 | 4 Stagnant Scenario | Coal | Capacity Begin Year (MW)
2037 | 4 Stagnant Scenario | Cogeneration | Capacity Begin Year (MW) | 5994
2037 | 4 Stagnant Scenario | Coal to Gas - Steam Boiler | Capacity Begin Year (MW) | 935
2037 | 4 Stagnant Scenario | Solar/Storage | Capacity Begin Year (MW) | 35
2037 | 4 Stagnant Scenario | Hydro | Capacity Begin Year (MW) | 894
2037 | 4 Stagnant Scenario | Net Imports | Capacity Begin Year (MW) | 0
2037 | 4 Stagnant Scenario | Other | Capacity Begin Year (MW) | 423
2037 | 4 Stagnant Scenario | Simple Cycle | Capacity Begin Year (MW) | 1490.3
2037 | 4 Stagnant Scenario | Solar | Capacity Begin Year (MW) | 1153.5
2037 | 4 Stagnant Scenario | Storage | Capacity Begin Year (MW) | 100
2037 | 4 Stagnant Scenario | Wind | Capacity Begin Year (MW) | 4057.3
2038 | 4 Stagnant Scenario | Combined Cycle | Capacity Begin Year (MW) | 2648
2038 | 4 Stagnant Scenario | Coal | Capacity Begin Year (MW)
2038 | 4 Stagnant Scenario | Cogeneration | Capacity Begin Year (MW) | 5994
2038 | 4 Stagnant Scenario | Coal to Gas - Steam Boiler | Capacity Begin Year (MW)
2038 | 4 Stagnant Scenario | Solar/Storage | Capacity Begin Year (MW) | 35
2038 | 4 Stagnant Scenario | Hydro | Capacity Begin Year (MW) | 894
2038 | 4 Stagnant Scenario | Net Imports | Capacity Begin Year (MW) | 0
2038 | 4 Stagnant Scenario | Other | Capacity Begin Year (MW) | 423
2038 | 4 Stagnant Scenario | Simple Cycle | Capacity Begin Year (MW) | 1536.8
2038 | 4 Stagnant Scenario | Solar | Capacity Begin Year (MW) | 1203.5
2038 | 4 Stagnant Scenario | Storage | Capacity Begin Year (MW) | 100
2038 | 4 Stagnant Scenario | Wind | Capacity Begin Year (MW) | 3976.3
2039 | 4 Stagnant Scenario | Combined Cycle | Capacity Begin Year (MW) | 3127
2039 | 4 Stagnant Scenario | Coal | Capacity Begin Year (MW)
2039 | 4 Stagnant Scenario | Cogeneration | Capacity Begin Year (MW) | 5994
2039 | 4 Stagnant Scenario | Coal to Gas - Steam Boiler | Capacity Begin Year (MW)
2039 | 4 Stagnant Scenario | Solar/Storage | Capacity Begin Year (MW) | 35
2039 | 4 Stagnant Scenario | Hydro | Capacity Begin Year (MW) | 894
2039 | 4 Stagnant Scenario | Net Imports | Capacity Begin Year (MW) | 0
2039 | 4 Stagnant Scenario | Other | Capacity Begin Year (MW) | 423
2039 | 4 Stagnant Scenario | Simple Cycle | Capacity Begin Year (MW) | 1488.8
2039 | 4 Stagnant Scenario | Solar | Capacity Begin Year (MW) | 1203.5
2039 | 4 Stagnant Scenario | Storage | Capacity Begin Year (MW) | 120
2039 | 4 Stagnant Scenario | Wind | Capacity Begin Year (MW) | 4107.3
2040 | 4 Stagnant Scenario | Combined Cycle | Capacity Begin Year (MW) | 3533
2040 | 4 Stagnant Scenario | Coal | Capacity Begin Year (MW)
2040 | 4 Stagnant Scenario | Cogeneration | Capacity Begin Year (MW) | 5994
2040 | 4 Stagnant Scenario | Coal to Gas - Steam Boiler | Capacity Begin Year (MW)
2040 | 4 Stagnant Scenario | Solar/Storage | Capacity Begin Year (MW) | 35
2040 | 4 Stagnant Scenario | Hydro | Capacity Begin Year (MW) | 894
2040 | 4 Stagnant Scenario | Net Imports | Capacity Begin Year (MW) | 0
2040 | 4 Stagnant Scenario | Other | Capacity Begin Year (MW) | 423
2040 | 4 Stagnant Scenario | Simple Cycle | Capacity Begin Year (MW) | 1531.8
2040 | 4 Stagnant Scenario | Solar | Capacity Begin Year (MW) | 1253.5
2040 | 4 Stagnant Scenario | Storage | Capacity Begin Year (MW) | 120
2040 | 4 Stagnant Scenario | Wind | Capacity Begin Year (MW) | 4107.3
2041 | 4 Stagnant Scenario | Combined Cycle | Capacity Begin Year (MW) | 3533
2041 | 4 Stagnant Scenario | Coal | Capacity Begin Year (MW)
2041 | 4 Stagnant Scenario | Cogeneration | Capacity Begin Year (MW) | 5994
2041 | 4 Stagnant Scenario | Coal to Gas - Steam Boiler | Capacity Begin Year (MW)
2041 | 4 Stagnant Scenario | Solar/Storage | Capacity Begin Year (MW) | 35
2041 | 4 Stagnant Scenario | Hydro | Capacity Begin Year (MW) | 894
2041 | 4 Stagnant Scenario | Net Imports | Capacity Begin Year (MW) | 0
2041 | 4 Stagnant Scenario | Other | Capacity Begin Year (MW) | 423
2041 | 4 Stagnant Scenario | Simple Cycle | Capacity Begin Year (MW) | 1671.3
2041 | 4 Stagnant Scenario | Solar | Capacity Begin Year (MW) | 1253.5
2041 | 4 Stagnant Scenario | Storage | Capacity Begin Year (MW) | 115
2041 | 4 Stagnant Scenario | Wind | Capacity Begin Year (MW) | 4157.3
2021 | 1 Reference Case | Combined Cycle | Capacity End Year (MW) | 1748
2021 | 1 Reference Case | Coal | Capacity End Year (MW) | 956
2021 | 1 Reference Case | Cogeneration | Capacity End Year (MW) | 5188
2021 | 1 Reference Case | Coal to Gas - Steam Boiler | Capacity End Year (MW) | 3716
2021 | 1 Reference Case | Solar/Storage | Capacity End Year (MW) | 35
2021 | 1 Reference Case | Hydro | Capacity End Year (MW) | 894
2021 | 1 Reference Case | Net Imports | Capacity End Year (MW) | 0
2021 | 1 Reference Case | Other | Capacity End Year (MW) | 423
2021 | 1 Reference Case | Simple Cycle | Capacity End Year (MW) | 1206.5
2021 | 1 Reference Case | Solar | Capacity End Year (MW) | 796.5
2021 | 1 Reference Case | Storage | Capacity End Year (MW) | 30
2021 | 1 Reference Case | Wind | Capacity End Year (MW) | 2353.5
2022 | 1 Reference Case | Combined Cycle | Capacity End Year (MW) | 1748
2022 | 1 Reference Case | Coal | Capacity End Year (MW) | 155
2022 | 1 Reference Case | Cogeneration | Capacity End Year (MW) | 5188
2022 | 1 Reference Case | Coal to Gas - Steam Boiler | Capacity End Year (MW) | 4305
2022 | 1 Reference Case | Solar/Storage | Capacity End Year (MW) | 35
2022 | 1 Reference Case | Hydro | Capacity End Year (MW) | 894
2022 | 1 Reference Case | Net Imports | Capacity End Year (MW) | 0
2022 | 1 Reference Case | Other | Capacity End Year (MW) | 423
2022 | 1 Reference Case | Simple Cycle | Capacity End Year (MW) | 1223.2
2022 | 1 Reference Case | Solar | Capacity End Year (MW) | 953.5
2022 | 1 Reference Case | Storage | Capacity End Year (MW) | 35
2022 | 1 Reference Case | Wind | Capacity End Year (MW) | 3327.3
2023 | 1 Reference Case | Combined Cycle | Capacity End Year (MW) | 2648
2023 | 1 Reference Case | Coal | Capacity End Year (MW) | 155
2023 | 1 Reference Case | Cogeneration | Capacity End Year (MW) | 5188
2023 | 1 Reference Case | Coal to Gas - Steam Boiler | Capacity End Year (MW) | 4305
2023 | 1 Reference Case | Solar/Storage | Capacity End Year (MW) | 35
2023 | 1 Reference Case | Hydro | Capacity End Year (MW) | 894
2023 | 1 Reference Case | Net Imports | Capacity End Year (MW) | 0
2023 | 1 Reference Case | Other | Capacity End Year (MW) | 423
2023 | 1 Reference Case | Simple Cycle | Capacity End Year (MW) | 1239.9
2023 | 1 Reference Case | Solar | Capacity End Year (MW) | 953.5
2023 | 1 Reference Case | Storage | Capacity End Year (MW) | 40
2023 | 1 Reference Case | Wind | Capacity End Year (MW) | 3327.3
2024 | 1 Reference Case | Combined Cycle | Capacity End Year (MW) | 2648
2024 | 1 Reference Case | Coal | Capacity End Year (MW) | 155
2024 | 1 Reference Case | Cogeneration | Capacity End Year (MW) | 6039
2024 | 1 Reference Case | Coal to Gas - Steam Boiler | Capacity End Year (MW) | 4305
2024 | 1 Reference Case | Solar/Storage | Capacity End Year (MW) | 35
2024 | 1 Reference Case | Hydro | Capacity End Year (MW) | 894
2024 | 1 Reference Case | Net Imports | Capacity End Year (MW) | 0
2024 | 1 Reference Case | Other | Capacity End Year (MW) | 423
2024 | 1 Reference Case | Simple Cycle | Capacity End Year (MW) | 1256.6
2024 | 1 Reference Case | Solar | Capacity End Year (MW) | 1003.5
2024 | 1 Reference Case | Storage | Capacity End Year (MW) | 45
2024 | 1 Reference Case | Wind | Capacity End Year (MW) | 3327.3
2025 | 1 Reference Case | Combined Cycle | Capacity End Year (MW) | 2648
2025 | 1 Reference Case | Coal | Capacity End Year (MW) | 155
2025 | 1 Reference Case | Cogeneration | Capacity End Year (MW) | 6129
2025 | 1 Reference Case | Coal to Gas - Steam Boiler | Capacity End Year (MW) | 4305
2025 | 1 Reference Case | Solar/Storage | Capacity End Year (MW) | 35
2025 | 1 Reference Case | Hydro | Capacity End Year (MW) | 894
2025 | 1 Reference Case | Net Imports | Capacity End Year (MW) | 0
2025 | 1 Reference Case | Other | Capacity End Year (MW) | 423
2025 | 1 Reference Case | Simple Cycle | Capacity End Year (MW) | 1273.3
2025 | 1 Reference Case | Solar | Capacity End Year (MW) | 1003.5
2025 | 1 Reference Case | Storage | Capacity End Year (MW) | 45
2025 | 1 Reference Case | Wind | Capacity End Year (MW) | 3327.3
2026 | 1 Reference Case | Combined Cycle | Capacity End Year (MW) | 2648
2026 | 1 Reference Case | Coal | Capacity End Year (MW)
2026 | 1 Reference Case | Cogeneration | Capacity End Year (MW) | 6174
2026 | 1 Reference Case | Coal to Gas - Steam Boiler | Capacity End Year (MW) | 4305
2026 | 1 Reference Case | Solar/Storage | Capacity End Year (MW) | 35
2026 | 1 Reference Case | Hydro | Capacity End Year (MW) | 894
2026 | 1 Reference Case | Net Imports | Capacity End Year (MW) | 0
2026 | 1 Reference Case | Other | Capacity End Year (MW) | 423
2026 | 1 Reference Case | Simple Cycle | Capacity End Year (MW) | 1290
2026 | 1 Reference Case | Solar | Capacity End Year (MW) | 1003.5
2026 | 1 Reference Case | Storage | Capacity End Year (MW) | 45
2026 | 1 Reference Case | Wind | Capacity End Year (MW) | 4007.3
2027 | 1 Reference Case | Combined Cycle | Capacity End Year (MW) | 2648
2027 | 1 Reference Case | Coal | Capacity End Year (MW)
2027 | 1 Reference Case | Cogeneration | Capacity End Year (MW) | 6264
2027 | 1 Reference Case | Coal to Gas - Steam Boiler | Capacity End Year (MW) | 4305
2027 | 1 Reference Case | Solar/Storage | Capacity End Year (MW) | 35
2027 | 1 Reference Case | Hydro | Capacity End Year (MW) | 894
2027 | 1 Reference Case | Net Imports | Capacity End Year (MW) | 0
2027 | 1 Reference Case | Other | Capacity End Year (MW) | 423
2027 | 1 Reference Case | Simple Cycle | Capacity End Year (MW) | 1306.7
2027 | 1 Reference Case | Solar | Capacity End Year (MW) | 1003.5
2027 | 1 Reference Case | Storage | Capacity End Year (MW) | 55
2027 | 1 Reference Case | Wind | Capacity End Year (MW) | 4457.3
2028 | 1 Reference Case | Combined Cycle | Capacity End Year (MW) | 2648
2028 | 1 Reference Case | Coal | Capacity End Year (MW)
2028 | 1 Reference Case | Cogeneration | Capacity End Year (MW) | 6309
2028 | 1 Reference Case | Coal to Gas - Steam Boiler | Capacity End Year (MW) | 4192
2028 | 1 Reference Case | Solar/Storage | Capacity End Year (MW) | 35
2028 | 1 Reference Case | Hydro | Capacity End Year (MW) | 894
2028 | 1 Reference Case | Net Imports | Capacity End Year (MW) | 0
2028 | 1 Reference Case | Other | Capacity End Year (MW) | 423
2028 | 1 Reference Case | Simple Cycle | Capacity End Year (MW) | 1323.4
2028 | 1 Reference Case | Solar | Capacity End Year (MW) | 1003.5
2028 | 1 Reference Case | Storage | Capacity End Year (MW) | 55
2028 | 1 Reference Case | Wind | Capacity End Year (MW) | 4607.3
2029 | 1 Reference Case | Combined Cycle | Capacity End Year (MW) | 2648
2029 | 1 Reference Case | Coal | Capacity End Year (MW)
2029 | 1 Reference Case | Cogeneration | Capacity End Year (MW) | 6399
2029 | 1 Reference Case | Coal to Gas - Steam Boiler | Capacity End Year (MW) | 4192
2029 | 1 Reference Case | Solar/Storage | Capacity End Year (MW) | 35
2029 | 1 Reference Case | Hydro | Capacity End Year (MW) | 894
2029 | 1 Reference Case | Net Imports | Capacity End Year (MW) | 0
2029 | 1 Reference Case | Other | Capacity End Year (MW) | 423
2029 | 1 Reference Case | Simple Cycle | Capacity End Year (MW) | 1340.1
2029 | 1 Reference Case | Solar | Capacity End Year (MW) | 1003.5
2029 | 1 Reference Case | Storage | Capacity End Year (MW) | 65
2029 | 1 Reference Case | Wind | Capacity End Year (MW) | 4607.3
2030 | 1 Reference Case | Combined Cycle | Capacity End Year (MW) | 2648
2030 | 1 Reference Case | Coal | Capacity End Year (MW)
2030 | 1 Reference Case | Cogeneration | Capacity End Year (MW) | 6489
2030 | 1 Reference Case | Coal to Gas - Steam Boiler | Capacity End Year (MW) | 4122
2030 | 1 Reference Case | Solar/Storage | Capacity End Year (MW) | 35
2030 | 1 Reference Case | Hydro | Capacity End Year (MW) | 894
2030 | 1 Reference Case | Net Imports | Capacity End Year (MW) | 0
2030 | 1 Reference Case | Other | Capacity End Year (MW) | 423
2030 | 1 Reference Case | Simple Cycle | Capacity End Year (MW) | 1356.8
2030 | 1 Reference Case | Solar | Capacity End Year (MW) | 1003.5
2030 | 1 Reference Case | Storage | Capacity End Year (MW) | 65
2030 | 1 Reference Case | Wind | Capacity End Year (MW) | 4607.3
2031 | 1 Reference Case | Combined Cycle | Capacity End Year (MW) | 2648
2031 | 1 Reference Case | Coal | Capacity End Year (MW)
2031 | 1 Reference Case | Cogeneration | Capacity End Year (MW) | 6579
2031 | 1 Reference Case | Coal to Gas - Steam Boiler | Capacity End Year (MW) | 4122
2031 | 1 Reference Case | Solar/Storage | Capacity End Year (MW) | 35
2031 | 1 Reference Case | Hydro | Capacity End Year (MW) | 894
2031 | 1 Reference Case | Net Imports | Capacity End Year (MW) | 0
2031 | 1 Reference Case | Other | Capacity End Year (MW) | 423
2031 | 1 Reference Case | Simple Cycle | Capacity End Year (MW) | 1350.8
2031 | 1 Reference Case | Solar | Capacity End Year (MW) | 1053.5
2031 | 1 Reference Case | Storage | Capacity End Year (MW) | 65
2031 | 1 Reference Case | Wind | Capacity End Year (MW) | 4617.3
2032 | 1 Reference Case | Combined Cycle | Capacity End Year (MW) | 2648
2032 | 1 Reference Case | Coal | Capacity End Year (MW)
2032 | 1 Reference Case | Cogeneration | Capacity End Year (MW) | 6624
2032 | 1 Reference Case | Coal to Gas - Steam Boiler | Capacity End Year (MW) | 4122
2032 | 1 Reference Case | Solar/Storage | Capacity End Year (MW) | 35
2032 | 1 Reference Case | Hydro | Capacity End Year (MW) | 894
2032 | 1 Reference Case | Net Imports | Capacity End Year (MW) | 0
2032 | 1 Reference Case | Other | Capacity End Year (MW) | 423
2032 | 1 Reference Case | Simple Cycle | Capacity End Year (MW) | 1350.8
2032 | 1 Reference Case | Solar | Capacity End Year (MW) | 1053.5
2032 | 1 Reference Case | Storage | Capacity End Year (MW) | 75
2032 | 1 Reference Case | Wind | Capacity End Year (MW) | 4667.3
2033 | 1 Reference Case | Combined Cycle | Capacity End Year (MW) | 2648
2033 | 1 Reference Case | Coal | Capacity End Year (MW)
2033 | 1 Reference Case | Cogeneration | Capacity End Year (MW) | 6624
2033 | 1 Reference Case | Coal to Gas - Steam Boiler | Capacity End Year (MW) | 3737
2033 | 1 Reference Case | Solar/Storage | Capacity End Year (MW) | 35
2033 | 1 Reference Case | Hydro | Capacity End Year (MW) | 894
2033 | 1 Reference Case | Net Imports | Capacity End Year (MW) | 0
2033 | 1 Reference Case | Other | Capacity End Year (MW) | 423
2033 | 1 Reference Case | Simple Cycle | Capacity End Year (MW) | 1397.3
2033 | 1 Reference Case | Solar | Capacity End Year (MW) | 1103.5
2033 | 1 Reference Case | Storage | Capacity End Year (MW) | 75
2033 | 1 Reference Case | Wind | Capacity End Year (MW) | 4667.3
2034 | 1 Reference Case | Combined Cycle | Capacity End Year (MW) | 2648
2034 | 1 Reference Case | Coal | Capacity End Year (MW)
2034 | 1 Reference Case | Cogeneration | Capacity End Year (MW) | 6669
2034 | 1 Reference Case | Coal to Gas - Steam Boiler | Capacity End Year (MW) | 2930
2034 | 1 Reference Case | Solar/Storage | Capacity End Year (MW) | 35
2034 | 1 Reference Case | Hydro | Capacity End Year (MW) | 894
2034 | 1 Reference Case | Net Imports | Capacity End Year (MW) | 0
2034 | 1 Reference Case | Other | Capacity End Year (MW) | 423
2034 | 1 Reference Case | Simple Cycle | Capacity End Year (MW) | 1397.3
2034 | 1 Reference Case | Solar | Capacity End Year (MW) | 1103.5
2034 | 1 Reference Case | Storage | Capacity End Year (MW) | 85
2034 | 1 Reference Case | Wind | Capacity End Year (MW) | 4717.3
2035 | 1 Reference Case | Combined Cycle | Capacity End Year (MW) | 2648
2035 | 1 Reference Case | Coal | Capacity End Year (MW)
2035 | 1 Reference Case | Cogeneration | Capacity End Year (MW) | 6669
2035 | 1 Reference Case | Coal to Gas - Steam Boiler | Capacity End Year (MW) | 2535
2035 | 1 Reference Case | Solar/Storage | Capacity End Year (MW) | 35
2035 | 1 Reference Case | Hydro | Capacity End Year (MW) | 894
2035 | 1 Reference Case | Net Imports | Capacity End Year (MW) | 0
2035 | 1 Reference Case | Other | Capacity End Year (MW) | 423
2035 | 1 Reference Case | Simple Cycle | Capacity End Year (MW) | 1397.3
2035 | 1 Reference Case | Solar | Capacity End Year (MW) | 1153.5
2035 | 1 Reference Case | Storage | Capacity End Year (MW) | 85
2035 | 1 Reference Case | Wind | Capacity End Year (MW) | 4747.3
2036 | 1 Reference Case | Combined Cycle | Capacity End Year (MW) | 2648
2036 | 1 Reference Case | Coal | Capacity End Year (MW)
2036 | 1 Reference Case | Cogeneration | Capacity End Year (MW) | 6669
2036 | 1 Reference Case | Coal to Gas - Steam Boiler | Capacity End Year (MW) | 1735
2036 | 1 Reference Case | Solar/Storage | Capacity End Year (MW) | 35
2036 | 1 Reference Case | Hydro | Capacity End Year (MW) | 894
2036 | 1 Reference Case | Net Imports | Capacity End Year (MW) | 0
2036 | 1 Reference Case | Other | Capacity End Year (MW) | 423
2036 | 1 Reference Case | Simple Cycle | Capacity End Year (MW) | 1490.3
2036 | 1 Reference Case | Solar | Capacity End Year (MW) | 1153.5
2036 | 1 Reference Case | Storage | Capacity End Year (MW) | 100
2036 | 1 Reference Case | Wind | Capacity End Year (MW) | 4807.3
2037 | 1 Reference Case | Combined Cycle | Capacity End Year (MW) | 3127
2037 | 1 Reference Case | Coal | Capacity End Year (MW)
2037 | 1 Reference Case | Cogeneration | Capacity End Year (MW) | 6669
2037 | 1 Reference Case | Coal to Gas - Steam Boiler | Capacity End Year (MW) | 935
2037 | 1 Reference Case | Solar/Storage | Capacity End Year (MW) | 35
2037 | 1 Reference Case | Hydro | Capacity End Year (MW) | 894
2037 | 1 Reference Case | Net Imports | Capacity End Year (MW) | 0
2037 | 1 Reference Case | Other | Capacity End Year (MW) | 423
2037 | 1 Reference Case | Simple Cycle | Capacity End Year (MW) | 1583.3
2037 | 1 Reference Case | Solar | Capacity End Year (MW) | 1203.5
2037 | 1 Reference Case | Storage | Capacity End Year (MW) | 100
2037 | 1 Reference Case | Wind | Capacity End Year (MW) | 4726.3
2038 | 1 Reference Case | Combined Cycle | Capacity End Year (MW) | 3127
2038 | 1 Reference Case | Coal | Capacity End Year (MW)
2038 | 1 Reference Case | Cogeneration | Capacity End Year (MW) | 6669
2038 | 1 Reference Case | Coal to Gas - Steam Boiler | Capacity End Year (MW)
2038 | 1 Reference Case | Solar/Storage | Capacity End Year (MW) | 35
2038 | 1 Reference Case | Hydro | Capacity End Year (MW) | 894
2038 | 1 Reference Case | Net Imports | Capacity End Year (MW) | 0
2038 | 1 Reference Case | Other | Capacity End Year (MW) | 423
2038 | 1 Reference Case | Simple Cycle | Capacity End Year (MW) | 1535.3
2038 | 1 Reference Case | Solar | Capacity End Year (MW) | 1203.5
2038 | 1 Reference Case | Storage | Capacity End Year (MW) | 120
2038 | 1 Reference Case | Wind | Capacity End Year (MW) | 4857.3
2039 | 1 Reference Case | Combined Cycle | Capacity End Year (MW) | 4012
2039 | 1 Reference Case | Coal | Capacity End Year (MW)
2039 | 1 Reference Case | Cogeneration | Capacity End Year (MW) | 6669
2039 | 1 Reference Case | Coal to Gas - Steam Boiler | Capacity End Year (MW)
2039 | 1 Reference Case | Solar/Storage | Capacity End Year (MW) | 35
2039 | 1 Reference Case | Hydro | Capacity End Year (MW) | 894
2039 | 1 Reference Case | Net Imports | Capacity End Year (MW) | 0
2039 | 1 Reference Case | Other | Capacity End Year (MW) | 423
2039 | 1 Reference Case | Simple Cycle | Capacity End Year (MW) | 1531.8
2039 | 1 Reference Case | Solar | Capacity End Year (MW) | 1253.5
2039 | 1 Reference Case | Storage | Capacity End Year (MW) | 120
2039 | 1 Reference Case | Wind | Capacity End Year (MW) | 4857.3
2040 | 1 Reference Case | Combined Cycle | Capacity End Year (MW) | 4012
2040 | 1 Reference Case | Coal | Capacity End Year (MW)
2040 | 1 Reference Case | Cogeneration | Capacity End Year (MW) | 6669
2040 | 1 Reference Case | Coal to Gas - Steam Boiler | Capacity End Year (MW)
2040 | 1 Reference Case | Solar/Storage | Capacity End Year (MW) | 35
2040 | 1 Reference Case | Hydro | Capacity End Year (MW) | 894
2040 | 1 Reference Case | Net Imports | Capacity End Year (MW) | 0
2040 | 1 Reference Case | Other | Capacity End Year (MW) | 423
2040 | 1 Reference Case | Simple Cycle | Capacity End Year (MW) | 1531.8
2040 | 1 Reference Case | Solar | Capacity End Year (MW) | 1253.5
2040 | 1 Reference Case | Storage | Capacity End Year (MW) | 115
2040 | 1 Reference Case | Wind | Capacity End Year (MW) | 4907.3
2041 | 1 Reference Case | Combined Cycle | Capacity End Year (MW) | 3772
2041 | 1 Reference Case | Coal | Capacity End Year (MW)
2041 | 1 Reference Case | Cogeneration | Capacity End Year (MW) | 6669
2041 | 1 Reference Case | Coal to Gas - Steam Boiler | Capacity End Year (MW)
2041 | 1 Reference Case | Solar/Storage | Capacity End Year (MW) | 35
2041 | 1 Reference Case | Hydro | Capacity End Year (MW) | 894
2041 | 1 Reference Case | Net Imports | Capacity End Year (MW) | 0
2041 | 1 Reference Case | Other | Capacity End Year (MW) | 423
2041 | 1 Reference Case | Simple Cycle | Capacity End Year (MW) | 1460.8
2041 | 1 Reference Case | Solar | Capacity End Year (MW) | 1253.5
2041 | 1 Reference Case | Storage | Capacity End Year (MW) | 115
2041 | 1 Reference Case | Wind | Capacity End Year (MW) | 4907.3
2021 | 2 Clean-Tech Scenario | Combined Cycle | Capacity End Year (MW) | 1748
2021 | 2 Clean-Tech Scenario | Coal | Capacity End Year (MW) | 2162
2021 | 2 Clean-Tech Scenario | Cogeneration | Capacity End Year (MW) | 5188
2021 | 2 Clean-Tech Scenario | Coal to Gas - Steam Boiler | Capacity End Year (MW) | 2916
2021 | 2 Clean-Tech Scenario | Solar/Storage | Capacity End Year (MW) | 35
2021 | 2 Clean-Tech Scenario | Hydro | Capacity End Year (MW) | 894
2021 | 2 Clean-Tech Scenario | Net Imports | Capacity End Year (MW) | 0
2021 | 2 Clean-Tech Scenario | Other | Capacity End Year (MW) | 423
2021 | 2 Clean-Tech Scenario | Simple Cycle | Capacity End Year (MW) | 1213.4
2021 | 2 Clean-Tech Scenario | Solar | Capacity End Year (MW) | 819.5
2021 | 2 Clean-Tech Scenario | Storage | Capacity End Year (MW) | 80
2021 | 2 Clean-Tech Scenario | Wind | Capacity End Year (MW) | 2353.5
2022 | 2 Clean-Tech Scenario | Combined Cycle | Capacity End Year (MW) | 1748
2022 | 2 Clean-Tech Scenario | Coal | Capacity End Year (MW) | 961
2022 | 2 Clean-Tech Scenario | Cogeneration | Capacity End Year (MW) | 5188
2022 | 2 Clean-Tech Scenario | Coal to Gas - Steam Boiler | Capacity End Year (MW) | 3099
2022 | 2 Clean-Tech Scenario | Solar/Storage | Capacity End Year (MW) | 45
2022 | 2 Clean-Tech Scenario | Hydro | Capacity End Year (MW) | 894
2022 | 2 Clean-Tech Scenario | Net Imports | Capacity End Year (MW) | 0
2022 | 2 Clean-Tech Scenario | Other | Capacity End Year (MW) | 423
2022 | 2 Clean-Tech Scenario | Simple Cycle | Capacity End Year (MW) | 1237
2022 | 2 Clean-Tech Scenario | Solar | Capacity End Year (MW) | 953.5
2022 | 2 Clean-Tech Scenario | Storage | Capacity End Year (MW) | 135
2022 | 2 Clean-Tech Scenario | Wind | Capacity End Year (MW) | 3407.3
2023 | 2 Clean-Tech Scenario | Combined Cycle | Capacity End Year (MW) | 3364
2023 | 2 Clean-Tech Scenario | Coal | Capacity End Year (MW) | 561
2023 | 2 Clean-Tech Scenario | Cogeneration | Capacity End Year (MW) | 5188
2023 | 2 Clean-Tech Scenario | Coal to Gas - Steam Boiler | Capacity End Year (MW) | 3099
2023 | 2 Clean-Tech Scenario | Solar/Storage | Capacity End Year (MW) | 130
2023 | 2 Clean-Tech Scenario | Hydro | Capacity End Year (MW) | 894
2023 | 2 Clean-Tech Scenario | Net Imports | Capacity End Year (MW) | 0
2023 | 2 Clean-Tech Scenario | Other | Capacity End Year (MW) | 423
2023 | 2 Clean-Tech Scenario | Simple Cycle | Capacity End Year (MW) | 1260.6
2023 | 2 Clean-Tech Scenario | Solar | Capacity End Year (MW) | 1103.5
2023 | 2 Clean-Tech Scenario | Storage | Capacity End Year (MW) | 210
2023 | 2 Clean-Tech Scenario | Wind | Capacity End Year (MW) | 3507.3
2024 | 2 Clean-Tech Scenario | Combined Cycle | Capacity End Year (MW) | 4822
2024 | 2 Clean-Tech Scenario | Coal | Capacity End Year (MW)
2024 | 2 Clean-Tech Scenario | Cogeneration | Capacity End Year (MW) | 6039
2024 | 2 Clean-Tech Scenario | Coal to Gas - Steam Boiler | Capacity End Year (MW) | 3099
2024 | 2 Clean-Tech Scenario | Solar/Storage | Capacity End Year (MW) | 195
2024 | 2 Clean-Tech Scenario | Hydro | Capacity End Year (MW) | 894
2024 | 2 Clean-Tech Scenario | Net Imports | Capacity End Year (MW) | 0
2024 | 2 Clean-Tech Scenario | Other | Capacity End Year (MW) | 423
2024 | 2 Clean-Tech Scenario | Simple Cycle | Capacity End Year (MW) | 1284.2
2024 | 2 Clean-Tech Scenario | Solar | Capacity End Year (MW) | 1103.5
2024 | 2 Clean-Tech Scenario | Storage | Capacity End Year (MW) | 460
2024 | 2 Clean-Tech Scenario | Wind | Capacity End Year (MW) | 3707.3
2025 | 2 Clean-Tech Scenario | Combined Cycle | Capacity End Year (MW) | 4822
2025 | 2 Clean-Tech Scenario | Coal | Capacity End Year (MW)
2025 | 2 Clean-Tech Scenario | Cogeneration | Capacity End Year (MW) | 6129
2025 | 2 Clean-Tech Scenario | Coal to Gas - Steam Boiler | Capacity End Year (MW) | 2916
2025 | 2 Clean-Tech Scenario | Solar/Storage | Capacity End Year (MW) | 195
2025 | 2 Clean-Tech Scenario | Hydro | Capacity End Year (MW) | 894
2025 | 2 Clean-Tech Scenario | Net Imports | Capacity End Year (MW) | 0
2025 | 2 Clean-Tech Scenario | Other | Capacity End Year (MW) | 423
2025 | 2 Clean-Tech Scenario | Simple Cycle | Capacity End Year (MW) | 1307.8
2025 | 2 Clean-Tech Scenario | Solar | Capacity End Year (MW) | 1103.5
2025 | 2 Clean-Tech Scenario | Storage | Capacity End Year (MW) | 785
2025 | 2 Clean-Tech Scenario | Wind | Capacity End Year (MW) | 3907.3
2026 | 2 Clean-Tech Scenario | Combined Cycle | Capacity End Year (MW) | 4822
2026 | 2 Clean-Tech Scenario | Coal | Capacity End Year (MW)
2026 | 2 Clean-Tech Scenario | Cogeneration | Capacity End Year (MW) | 6174
2026 | 2 Clean-Tech Scenario | Coal to Gas - Steam Boiler | Capacity End Year (MW) | 1735
2026 | 2 Clean-Tech Scenario | Solar/Storage | Capacity End Year (MW) | 195
2026 | 2 Clean-Tech Scenario | Hydro | Capacity End Year (MW) | 894
2026 | 2 Clean-Tech Scenario | Net Imports | Capacity End Year (MW) | 0
2026 | 2 Clean-Tech Scenario | Other | Capacity End Year (MW) | 423
2026 | 2 Clean-Tech Scenario | Simple Cycle | Capacity End Year (MW) | 1331.4
2026 | 2 Clean-Tech Scenario | Solar | Capacity End Year (MW) | 1203.5
2026 | 2 Clean-Tech Scenario | Storage | Capacity End Year (MW) | 785
2026 | 2 Clean-Tech Scenario | Wind | Capacity End Year (MW) | 4167.3
2027 | 2 Clean-Tech Scenario | Combined Cycle | Capacity End Year (MW) | 4822
2027 | 2 Clean-Tech Scenario | Coal | Capacity End Year (MW)
2027 | 2 Clean-Tech Scenario | Cogeneration | Capacity End Year (MW) | 6264
2027 | 2 Clean-Tech Scenario | Coal to Gas - Steam Boiler | Capacity End Year (MW) | 935
2027 | 2 Clean-Tech Scenario | Solar/Storage | Capacity End Year (MW) | 195
2027 | 2 Clean-Tech Scenario | Hydro | Capacity End Year (MW) | 894
2027 | 2 Clean-Tech Scenario | Net Imports | Capacity End Year (MW) | 0
2027 | 2 Clean-Tech Scenario | Other | Capacity End Year (MW) | 423
2027 | 2 Clean-Tech Scenario | Simple Cycle | Capacity End Year (MW) | 1355
2027 | 2 Clean-Tech Scenario | Solar | Capacity End Year (MW) | 1353.5
2027 | 2 Clean-Tech Scenario | Storage | Capacity End Year (MW) | 835
2027 | 2 Clean-Tech Scenario | Wind | Capacity End Year (MW) | 4207.3
2028 | 2 Clean-Tech Scenario | Combined Cycle | Capacity End Year (MW) | 4822
2028 | 2 Clean-Tech Scenario | Coal | Capacity End Year (MW)
2028 | 2 Clean-Tech Scenario | Cogeneration | Capacity End Year (MW) | 6309
2028 | 2 Clean-Tech Scenario | Coal to Gas - Steam Boiler | Capacity End Year (MW) | 935
2028 | 2 Clean-Tech Scenario | Solar/Storage | Capacity End Year (MW) | 195
2028 | 2 Clean-Tech Scenario | Hydro | Capacity End Year (MW) | 894
2028 | 2 Clean-Tech Scenario | Net Imports | Capacity End Year (MW) | 0
2028 | 2 Clean-Tech Scenario | Other | Capacity End Year (MW) | 423
2028 | 2 Clean-Tech Scenario | Simple Cycle | Capacity End Year (MW) | 1378.6
2028 | 2 Clean-Tech Scenario | Solar | Capacity End Year (MW) | 1523.5
2028 | 2 Clean-Tech Scenario | Storage | Capacity End Year (MW) | 835
2028 | 2 Clean-Tech Scenario | Wind | Capacity End Year (MW) | 4467.3
2029 | 2 Clean-Tech Scenario | Combined Cycle | Capacity End Year (MW) | 4822
2029 | 2 Clean-Tech Scenario | Coal | Capacity End Year (MW)
2029 | 2 Clean-Tech Scenario | Cogeneration | Capacity End Year (MW) | 6399
2029 | 2 Clean-Tech Scenario | Coal to Gas - Steam Boiler | Capacity End Year (MW) | 935
2029 | 2 Clean-Tech Scenario | Solar/Storage | Capacity End Year (MW) | 195
2029 | 2 Clean-Tech Scenario | Hydro | Capacity End Year (MW) | 894
2029 | 2 Clean-Tech Scenario | Net Imports | Capacity End Year (MW) | 0
2029 | 2 Clean-Tech Scenario | Other | Capacity End Year (MW) | 423
2029 | 2 Clean-Tech Scenario | Simple Cycle | Capacity End Year (MW) | 1402.2
2029 | 2 Clean-Tech Scenario | Solar | Capacity End Year (MW) | 1703.5
2029 | 2 Clean-Tech Scenario | Storage | Capacity End Year (MW) | 885
2029 | 2 Clean-Tech Scenario | Wind | Capacity End Year (MW) | 4497.3
2030 | 2 Clean-Tech Scenario | Combined Cycle | Capacity End Year (MW) | 4822
2030 | 2 Clean-Tech Scenario | Coal | Capacity End Year (MW)
2030 | 2 Clean-Tech Scenario | Cogeneration | Capacity End Year (MW) | 6489
2030 | 2 Clean-Tech Scenario | Coal to Gas - Steam Boiler | Capacity End Year (MW) | 935
2030 | 2 Clean-Tech Scenario | Solar/Storage | Capacity End Year (MW) | 195
2030 | 2 Clean-Tech Scenario | Hydro | Capacity End Year (MW) | 894
2030 | 2 Clean-Tech Scenario | Net Imports | Capacity End Year (MW) | 0
2030 | 2 Clean-Tech Scenario | Other | Capacity End Year (MW) | 433
2030 | 2 Clean-Tech Scenario | Simple Cycle | Capacity End Year (MW) | 1425.8
2030 | 2 Clean-Tech Scenario | Solar | Capacity End Year (MW) | 1783.5
2030 | 2 Clean-Tech Scenario | Storage | Capacity End Year (MW) | 885
2030 | 2 Clean-Tech Scenario | Wind | Capacity End Year (MW) | 4497.3
2031 | 2 Clean-Tech Scenario | Combined Cycle | Capacity End Year (MW) | 4822
2031 | 2 Clean-Tech Scenario | Coal | Capacity End Year (MW)
2031 | 2 Clean-Tech Scenario | Cogeneration | Capacity End Year (MW) | 6579
2031 | 2 Clean-Tech Scenario | Coal to Gas - Steam Boiler | Capacity End Year (MW) | 935
2031 | 2 Clean-Tech Scenario | Solar/Storage | Capacity End Year (MW) | 195
2031 | 2 Clean-Tech Scenario | Hydro | Capacity End Year (MW) | 894
2031 | 2 Clean-Tech Scenario | Net Imports | Capacity End Year (MW) | 0
2031 | 2 Clean-Tech Scenario | Other | Capacity End Year (MW) | 443
2031 | 2 Clean-Tech Scenario | Simple Cycle | Capacity End Year (MW) | 1449.4
2031 | 2 Clean-Tech Scenario | Solar | Capacity End Year (MW) | 1963.5
2031 | 2 Clean-Tech Scenario | Storage | Capacity End Year (MW) | 935
2031 | 2 Clean-Tech Scenario | Wind | Capacity End Year (MW) | 4497.3
2032 | 2 Clean-Tech Scenario | Combined Cycle | Capacity End Year (MW) | 4822
2032 | 2 Clean-Tech Scenario | Coal | Capacity End Year (MW)
2032 | 2 Clean-Tech Scenario | Cogeneration | Capacity End Year (MW) | 6624
2032 | 2 Clean-Tech Scenario | Coal to Gas - Steam Boiler | Capacity End Year (MW) | 935
2032 | 2 Clean-Tech Scenario | Solar/Storage | Capacity End Year (MW) | 195
2032 | 2 Clean-Tech Scenario | Hydro | Capacity End Year (MW) | 894
2032 | 2 Clean-Tech Scenario | Net Imports | Capacity End Year (MW) | 0
2032 | 2 Clean-Tech Scenario | Other | Capacity End Year (MW) | 453
2032 | 2 Clean-Tech Scenario | Simple Cycle | Capacity End Year (MW) | 1473
2032 | 2 Clean-Tech Scenario | Solar | Capacity End Year (MW) | 1963.5
2032 | 2 Clean-Tech Scenario | Storage | Capacity End Year (MW) | 935
2032 | 2 Clean-Tech Scenario | Wind | Capacity End Year (MW) | 4647.3
2033 | 2 Clean-Tech Scenario | Combined Cycle | Capacity End Year (MW) | 4822
2033 | 2 Clean-Tech Scenario | Coal | Capacity End Year (MW)
2033 | 2 Clean-Tech Scenario | Cogeneration | Capacity End Year (MW) | 6624
2033 | 2 Clean-Tech Scenario | Coal to Gas - Steam Boiler | Capacity End Year (MW) | 935
2033 | 2 Clean-Tech Scenario | Solar/Storage | Capacity End Year (MW) | 195
2033 | 2 Clean-Tech Scenario | Hydro | Capacity End Year (MW) | 894
2033 | 2 Clean-Tech Scenario | Net Imports | Capacity End Year (MW) | 0
2033 | 2 Clean-Tech Scenario | Other | Capacity End Year (MW) | 463
2033 | 2 Clean-Tech Scenario | Simple Cycle | Capacity End Year (MW) | 1496.6
2033 | 2 Clean-Tech Scenario | Solar | Capacity End Year (MW) | 2113.5
2033 | 2 Clean-Tech Scenario | Storage | Capacity End Year (MW) | 1005
2033 | 2 Clean-Tech Scenario | Wind | Capacity End Year (MW) | 4647.3
2034 | 2 Clean-Tech Scenario | Combined Cycle | Capacity End Year (MW) | 4822
2034 | 2 Clean-Tech Scenario | Coal | Capacity End Year (MW)
2034 | 2 Clean-Tech Scenario | Cogeneration | Capacity End Year (MW) | 6669
2034 | 2 Clean-Tech Scenario | Coal to Gas - Steam Boiler | Capacity End Year (MW) | 935
2034 | 2 Clean-Tech Scenario | Solar/Storage | Capacity End Year (MW) | 195
2034 | 2 Clean-Tech Scenario | Hydro | Capacity End Year (MW) | 894
2034 | 2 Clean-Tech Scenario | Net Imports | Capacity End Year (MW) | 0
2034 | 2 Clean-Tech Scenario | Other | Capacity End Year (MW) | 473
2034 | 2 Clean-Tech Scenario | Simple Cycle | Capacity End Year (MW) | 1520.2
2034 | 2 Clean-Tech Scenario | Solar | Capacity End Year (MW) | 2113.5
2034 | 2 Clean-Tech Scenario | Storage | Capacity End Year (MW) | 1005
2034 | 2 Clean-Tech Scenario | Wind | Capacity End Year (MW) | 4797.3
2035 | 2 Clean-Tech Scenario | Combined Cycle | Capacity End Year (MW) | 4822
2035 | 2 Clean-Tech Scenario | Coal | Capacity End Year (MW)
2035 | 2 Clean-Tech Scenario | Cogeneration | Capacity End Year (MW) | 6669
2035 | 2 Clean-Tech Scenario | Coal to Gas - Steam Boiler | Capacity End Year (MW) | 935
2035 | 2 Clean-Tech Scenario | Solar/Storage | Capacity End Year (MW) | 195
2035 | 2 Clean-Tech Scenario | Hydro | Capacity End Year (MW) | 894
2035 | 2 Clean-Tech Scenario | Net Imports | Capacity End Year (MW) | 0
2035 | 2 Clean-Tech Scenario | Other | Capacity End Year (MW) | 483
2035 | 2 Clean-Tech Scenario | Simple Cycle | Capacity End Year (MW) | 1543.8
2035 | 2 Clean-Tech Scenario | Solar | Capacity End Year (MW) | 2343.5
2035 | 2 Clean-Tech Scenario | Storage | Capacity End Year (MW) | 1095
2035 | 2 Clean-Tech Scenario | Wind | Capacity End Year (MW) | 4997.3
2036 | 2 Clean-Tech Scenario | Combined Cycle | Capacity End Year (MW) | 4822
2036 | 2 Clean-Tech Scenario | Coal | Capacity End Year (MW)
2036 | 2 Clean-Tech Scenario | Cogeneration | Capacity End Year (MW) | 6714
2036 | 2 Clean-Tech Scenario | Coal to Gas - Steam Boiler | Capacity End Year (MW) | 935
2036 | 2 Clean-Tech Scenario | Solar/Storage | Capacity End Year (MW) | 195
2036 | 2 Clean-Tech Scenario | Hydro | Capacity End Year (MW) | 894
2036 | 2 Clean-Tech Scenario | Net Imports | Capacity End Year (MW) | 0
2036 | 2 Clean-Tech Scenario | Other | Capacity End Year (MW) | 493
2036 | 2 Clean-Tech Scenario | Simple Cycle | Capacity End Year (MW) | 1567.4
2036 | 2 Clean-Tech Scenario | Solar | Capacity End Year (MW) | 2423.5
2036 | 2 Clean-Tech Scenario | Storage | Capacity End Year (MW) | 1095
2036 | 2 Clean-Tech Scenario | Wind | Capacity End Year (MW) | 5147.3
2037 | 2 Clean-Tech Scenario | Combined Cycle | Capacity End Year (MW) | 4822
2037 | 2 Clean-Tech Scenario | Coal | Capacity End Year (MW)
2037 | 2 Clean-Tech Scenario | Cogeneration | Capacity End Year (MW) | 6714
2037 | 2 Clean-Tech Scenario | Coal to Gas - Steam Boiler | Capacity End Year (MW) | 935
2037 | 2 Clean-Tech Scenario | Solar/Storage | Capacity End Year (MW) | 195
2037 | 2 Clean-Tech Scenario | Hydro | Capacity End Year (MW) | 894
2037 | 2 Clean-Tech Scenario | Net Imports | Capacity End Year (MW) | 0
2037 | 2 Clean-Tech Scenario | Other | Capacity End Year (MW) | 503
2037 | 2 Clean-Tech Scenario | Simple Cycle | Capacity End Year (MW) | 1591
2037 | 2 Clean-Tech Scenario | Solar | Capacity End Year (MW) | 2653.5
2037 | 2 Clean-Tech Scenario | Storage | Capacity End Year (MW) | 1185
2037 | 2 Clean-Tech Scenario | Wind | Capacity End Year (MW) | 5066.3
2038 | 2 Clean-Tech Scenario | Combined Cycle | Capacity End Year (MW) | 4822
2038 | 2 Clean-Tech Scenario | Coal | Capacity End Year (MW)
2038 | 2 Clean-Tech Scenario | Cogeneration | Capacity End Year (MW) | 6759
2038 | 2 Clean-Tech Scenario | Coal to Gas - Steam Boiler | Capacity End Year (MW) | 935
2038 | 2 Clean-Tech Scenario | Solar/Storage | Capacity End Year (MW) | 195
2038 | 2 Clean-Tech Scenario | Hydro | Capacity End Year (MW) | 894
2038 | 2 Clean-Tech Scenario | Net Imports | Capacity End Year (MW) | 0
2038 | 2 Clean-Tech Scenario | Other | Capacity End Year (MW) | 513
2038 | 2 Clean-Tech Scenario | Simple Cycle | Capacity End Year (MW) | 1613.1
2038 | 2 Clean-Tech Scenario | Solar | Capacity End Year (MW) | 2703.5
2038 | 2 Clean-Tech Scenario | Storage | Capacity End Year (MW) | 1185
2038 | 2 Clean-Tech Scenario | Wind | Capacity End Year (MW) | 5297.3
2039 | 2 Clean-Tech Scenario | Combined Cycle | Capacity End Year (MW) | 4749
2039 | 2 Clean-Tech Scenario | Coal | Capacity End Year (MW)
2039 | 2 Clean-Tech Scenario | Cogeneration | Capacity End Year (MW) | 6759
2039 | 2 Clean-Tech Scenario | Coal to Gas - Steam Boiler | Capacity End Year (MW) | 935
2039 | 2 Clean-Tech Scenario | Solar/Storage | Capacity End Year (MW) | 195
2039 | 2 Clean-Tech Scenario | Hydro | Capacity End Year (MW) | 894
2039 | 2 Clean-Tech Scenario | Net Imports | Capacity End Year (MW) | 0
2039 | 2 Clean-Tech Scenario | Other | Capacity End Year (MW) | 523
2039 | 2 Clean-Tech Scenario | Simple Cycle | Capacity End Year (MW) | 2005.2
2039 | 2 Clean-Tech Scenario | Solar | Capacity End Year (MW) | 2933.5
2039 | 2 Clean-Tech Scenario | Storage | Capacity End Year (MW) | 1295
2039 | 2 Clean-Tech Scenario | Wind | Capacity End Year (MW) | 5297.3
2040 | 2 Clean-Tech Scenario | Combined Cycle | Capacity End Year (MW) | 4749
2040 | 2 Clean-Tech Scenario | Coal | Capacity End Year (MW)
2040 | 2 Clean-Tech Scenario | Cogeneration | Capacity End Year (MW) | 6804
2040 | 2 Clean-Tech Scenario | Coal to Gas - Steam Boiler | Capacity End Year (MW)
2040 | 2 Clean-Tech Scenario | Solar/Storage | Capacity End Year (MW) | 195
2040 | 2 Clean-Tech Scenario | Hydro | Capacity End Year (MW) | 894
2040 | 2 Clean-Tech Scenario | Net Imports | Capacity End Year (MW) | 0
2040 | 2 Clean-Tech Scenario | Other | Capacity End Year (MW) | 523
2040 | 2 Clean-Tech Scenario | Simple Cycle | Capacity End Year (MW) | 2028.8
2040 | 2 Clean-Tech Scenario | Solar | Capacity End Year (MW) | 2933.5
2040 | 2 Clean-Tech Scenario | Storage | Capacity End Year (MW) | 1265
2040 | 2 Clean-Tech Scenario | Wind | Capacity End Year (MW) | 5447.3
2041 | 2 Clean-Tech Scenario | Combined Cycle | Capacity End Year (MW) | 4509
2041 | 2 Clean-Tech Scenario | Coal | Capacity End Year (MW)
2041 | 2 Clean-Tech Scenario | Cogeneration | Capacity End Year (MW) | 6804
2041 | 2 Clean-Tech Scenario | Coal to Gas - Steam Boiler | Capacity End Year (MW)
2041 | 2 Clean-Tech Scenario | Solar/Storage | Capacity End Year (MW) | 195
2041 | 2 Clean-Tech Scenario | Hydro | Capacity End Year (MW) | 894
2041 | 2 Clean-Tech Scenario | Net Imports | Capacity End Year (MW) | 0
2041 | 2 Clean-Tech Scenario | Other | Capacity End Year (MW) | 523
2041 | 2 Clean-Tech Scenario | Simple Cycle | Capacity End Year (MW) | 1975.4
2041 | 2 Clean-Tech Scenario | Solar | Capacity End Year (MW) | 2933.5
2041 | 2 Clean-Tech Scenario | Storage | Capacity End Year (MW) | 1325
2041 | 2 Clean-Tech Scenario | Wind | Capacity End Year (MW) | 5447.3
2021 | 3 Robust Scenario | Combined Cycle | Capacity End Year (MW) | 1748
2021 | 3 Robust Scenario | Coal | Capacity End Year (MW) | 956
2021 | 3 Robust Scenario | Cogeneration | Capacity End Year (MW) | 5188
2021 | 3 Robust Scenario | Coal to Gas - Steam Boiler | Capacity End Year (MW) | 3716
2021 | 3 Robust Scenario | Solar/Storage | Capacity End Year (MW) | 35
2021 | 3 Robust Scenario | Hydro | Capacity End Year (MW) | 894
2021 | 3 Robust Scenario | Net Imports | Capacity End Year (MW) | 0
2021 | 3 Robust Scenario | Other | Capacity End Year (MW) | 423
2021 | 3 Robust Scenario | Simple Cycle | Capacity End Year (MW) | 1206.5
2021 | 3 Robust Scenario | Solar | Capacity End Year (MW) | 819.5
2021 | 3 Robust Scenario | Storage | Capacity End Year (MW) | 30
2021 | 3 Robust Scenario | Wind | Capacity End Year (MW) | 2353.5
2022 | 3 Robust Scenario | Combined Cycle | Capacity End Year (MW) | 1748
2022 | 3 Robust Scenario | Coal | Capacity End Year (MW) | 155
2022 | 3 Robust Scenario | Cogeneration | Capacity End Year (MW) | 5188
2022 | 3 Robust Scenario | Coal to Gas - Steam Boiler | Capacity End Year (MW) | 4305
2022 | 3 Robust Scenario | Solar/Storage | Capacity End Year (MW) | 35
2022 | 3 Robust Scenario | Hydro | Capacity End Year (MW) | 894
2022 | 3 Robust Scenario | Net Imports | Capacity End Year (MW) | 0
2022 | 3 Robust Scenario | Other | Capacity End Year (MW) | 423
2022 | 3 Robust Scenario | Simple Cycle | Capacity End Year (MW) | 1223.2
2022 | 3 Robust Scenario | Solar | Capacity End Year (MW) | 953.5
2022 | 3 Robust Scenario | Storage | Capacity End Year (MW) | 35
2022 | 3 Robust Scenario | Wind | Capacity End Year (MW) | 3357.3
2023 | 3 Robust Scenario | Combined Cycle | Capacity End Year (MW) | 2648
2023 | 3 Robust Scenario | Coal | Capacity End Year (MW) | 155
2023 | 3 Robust Scenario | Cogeneration | Capacity End Year (MW) | 5188
2023 | 3 Robust Scenario | Coal to Gas - Steam Boiler | Capacity End Year (MW) | 4305
2023 | 3 Robust Scenario | Solar/Storage | Capacity End Year (MW) | 35
2023 | 3 Robust Scenario | Hydro | Capacity End Year (MW) | 894
2023 | 3 Robust Scenario | Net Imports | Capacity End Year (MW) | 0
2023 | 3 Robust Scenario | Other | Capacity End Year (MW) | 423
2023 | 3 Robust Scenario | Simple Cycle | Capacity End Year (MW) | 1239.9
2023 | 3 Robust Scenario | Solar | Capacity End Year (MW) | 1003.5
2023 | 3 Robust Scenario | Storage | Capacity End Year (MW) | 40
2023 | 3 Robust Scenario | Wind | Capacity End Year (MW) | 3357.3
2024 | 3 Robust Scenario | Combined Cycle | Capacity End Year (MW) | 2648
2024 | 3 Robust Scenario | Coal | Capacity End Year (MW) | 155
2024 | 3 Robust Scenario | Cogeneration | Capacity End Year (MW) | 6039
2024 | 3 Robust Scenario | Coal to Gas - Steam Boiler | Capacity End Year (MW) | 4305
2024 | 3 Robust Scenario | Solar/Storage | Capacity End Year (MW) | 35
2024 | 3 Robust Scenario | Hydro | Capacity End Year (MW) | 894
2024 | 3 Robust Scenario | Net Imports | Capacity End Year (MW) | 0
2024 | 3 Robust Scenario | Other | Capacity End Year (MW) | 423
2024 | 3 Robust Scenario | Simple Cycle | Capacity End Year (MW) | 1256.6
2024 | 3 Robust Scenario | Solar | Capacity End Year (MW) | 1003.5
2024 | 3 Robust Scenario | Storage | Capacity End Year (MW) | 45
2024 | 3 Robust Scenario | Wind | Capacity End Year (MW) | 3357.3
2025 | 3 Robust Scenario | Combined Cycle | Capacity End Year (MW) | 2648
2025 | 3 Robust Scenario | Coal | Capacity End Year (MW) | 155
2025 | 3 Robust Scenario | Cogeneration | Capacity End Year (MW) | 6174
2025 | 3 Robust Scenario | Coal to Gas - Steam Boiler | Capacity End Year (MW) | 4305
2025 | 3 Robust Scenario | Solar/Storage | Capacity End Year (MW) | 35
2025 | 3 Robust Scenario | Hydro | Capacity End Year (MW) | 894
2025 | 3 Robust Scenario | Net Imports | Capacity End Year (MW) | 0
2025 | 3 Robust Scenario | Other | Capacity End Year (MW) | 423
2025 | 3 Robust Scenario | Simple Cycle | Capacity End Year (MW) | 1273.3
2025 | 3 Robust Scenario | Solar | Capacity End Year (MW) | 1003.5
2025 | 3 Robust Scenario | Storage | Capacity End Year (MW) | 45
2025 | 3 Robust Scenario | Wind | Capacity End Year (MW) | 3357.3
2026 | 3 Robust Scenario | Combined Cycle | Capacity End Year (MW) | 2648
2026 | 3 Robust Scenario | Coal | Capacity End Year (MW)
2026 | 3 Robust Scenario | Cogeneration | Capacity End Year (MW) | 6399
2026 | 3 Robust Scenario | Coal to Gas - Steam Boiler | Capacity End Year (MW) | 4305
2026 | 3 Robust Scenario | Solar/Storage | Capacity End Year (MW) | 35
2026 | 3 Robust Scenario | Hydro | Capacity End Year (MW) | 894
2026 | 3 Robust Scenario | Net Imports | Capacity End Year (MW) | 0
2026 | 3 Robust Scenario | Other | Capacity End Year (MW) | 423
2026 | 3 Robust Scenario | Simple Cycle | Capacity End Year (MW) | 1290
2026 | 3 Robust Scenario | Solar | Capacity End Year (MW) | 1063.5
2026 | 3 Robust Scenario | Storage | Capacity End Year (MW) | 45
2026 | 3 Robust Scenario | Wind | Capacity End Year (MW) | 3987.3
2027 | 3 Robust Scenario | Combined Cycle | Capacity End Year (MW) | 2648
2027 | 3 Robust Scenario | Coal | Capacity End Year (MW)
2027 | 3 Robust Scenario | Cogeneration | Capacity End Year (MW) | 6579
2027 | 3 Robust Scenario | Coal to Gas - Steam Boiler | Capacity End Year (MW) | 4305
2027 | 3 Robust Scenario | Solar/Storage | Capacity End Year (MW) | 35
2027 | 3 Robust Scenario | Hydro | Capacity End Year (MW) | 894
2027 | 3 Robust Scenario | Net Imports | Capacity End Year (MW) | 0
2027 | 3 Robust Scenario | Other | Capacity End Year (MW) | 423
2027 | 3 Robust Scenario | Simple Cycle | Capacity End Year (MW) | 1306.7
2027 | 3 Robust Scenario | Solar | Capacity End Year (MW) | 1063.5
2027 | 3 Robust Scenario | Storage | Capacity End Year (MW) | 55
2027 | 3 Robust Scenario | Wind | Capacity End Year (MW) | 4367.3
2028 | 3 Robust Scenario | Combined Cycle | Capacity End Year (MW) | 2648
2028 | 3 Robust Scenario | Coal | Capacity End Year (MW)
2028 | 3 Robust Scenario | Cogeneration | Capacity End Year (MW) | 6804
2028 | 3 Robust Scenario | Coal to Gas - Steam Boiler | Capacity End Year (MW) | 4192
2028 | 3 Robust Scenario | Solar/Storage | Capacity End Year (MW) | 35
2028 | 3 Robust Scenario | Hydro | Capacity End Year (MW) | 894
2028 | 3 Robust Scenario | Net Imports | Capacity End Year (MW) | 0
2028 | 3 Robust Scenario | Other | Capacity End Year (MW) | 423
2028 | 3 Robust Scenario | Simple Cycle | Capacity End Year (MW) | 1323.4
2028 | 3 Robust Scenario | Solar | Capacity End Year (MW) | 1083.5
2028 | 3 Robust Scenario | Storage | Capacity End Year (MW) | 55
2028 | 3 Robust Scenario | Wind | Capacity End Year (MW) | 4517.3
2029 | 3 Robust Scenario | Combined Cycle | Capacity End Year (MW) | 2648
2029 | 3 Robust Scenario | Coal | Capacity End Year (MW)
2029 | 3 Robust Scenario | Cogeneration | Capacity End Year (MW) | 6984
2029 | 3 Robust Scenario | Coal to Gas - Steam Boiler | Capacity End Year (MW) | 4192
2029 | 3 Robust Scenario | Solar/Storage | Capacity End Year (MW) | 35
2029 | 3 Robust Scenario | Hydro | Capacity End Year (MW) | 894
2029 | 3 Robust Scenario | Net Imports | Capacity End Year (MW) | 0
2029 | 3 Robust Scenario | Other | Capacity End Year (MW) | 423
2029 | 3 Robust Scenario | Simple Cycle | Capacity End Year (MW) | 1340.1
2029 | 3 Robust Scenario | Solar | Capacity End Year (MW) | 1083.5
2029 | 3 Robust Scenario | Storage | Capacity End Year (MW) | 65
2029 | 3 Robust Scenario | Wind | Capacity End Year (MW) | 4517.3
2030 | 3 Robust Scenario | Combined Cycle | Capacity End Year (MW) | 2648
2030 | 3 Robust Scenario | Coal | Capacity End Year (MW)
2030 | 3 Robust Scenario | Cogeneration | Capacity End Year (MW) | 7209
2030 | 3 Robust Scenario | Coal to Gas - Steam Boiler | Capacity End Year (MW) | 4122
2030 | 3 Robust Scenario | Solar/Storage | Capacity End Year (MW) | 35
2030 | 3 Robust Scenario | Hydro | Capacity End Year (MW) | 894
2030 | 3 Robust Scenario | Net Imports | Capacity End Year (MW) | 0
2030 | 3 Robust Scenario | Other | Capacity End Year (MW) | 423
2030 | 3 Robust Scenario | Simple Cycle | Capacity End Year (MW) | 1356.8
2030 | 3 Robust Scenario | Solar | Capacity End Year (MW) | 1083.5
2030 | 3 Robust Scenario | Storage | Capacity End Year (MW) | 65
2030 | 3 Robust Scenario | Wind | Capacity End Year (MW) | 4517.3
2031 | 3 Robust Scenario | Combined Cycle | Capacity End Year (MW) | 2648
2031 | 3 Robust Scenario | Coal | Capacity End Year (MW)
2031 | 3 Robust Scenario | Cogeneration | Capacity End Year (MW) | 7299
2031 | 3 Robust Scenario | Coal to Gas - Steam Boiler | Capacity End Year (MW) | 4122
2031 | 3 Robust Scenario | Solar/Storage | Capacity End Year (MW) | 35
2031 | 3 Robust Scenario | Hydro | Capacity End Year (MW) | 894
2031 | 3 Robust Scenario | Net Imports | Capacity End Year (MW) | 0
2031 | 3 Robust Scenario | Other | Capacity End Year (MW) | 423
2031 | 3 Robust Scenario | Simple Cycle | Capacity End Year (MW) | 1350.8
2031 | 3 Robust Scenario | Solar | Capacity End Year (MW) | 1213.5
2031 | 3 Robust Scenario | Storage | Capacity End Year (MW) | 65
2031 | 3 Robust Scenario | Wind | Capacity End Year (MW) | 4527.3
2032 | 3 Robust Scenario | Combined Cycle | Capacity End Year (MW) | 2648
2032 | 3 Robust Scenario | Coal | Capacity End Year (MW)
2032 | 3 Robust Scenario | Cogeneration | Capacity End Year (MW) | 7344
2032 | 3 Robust Scenario | Coal to Gas - Steam Boiler | Capacity End Year (MW) | 4122
2032 | 3 Robust Scenario | Solar/Storage | Capacity End Year (MW) | 35
2032 | 3 Robust Scenario | Hydro | Capacity End Year (MW) | 894
2032 | 3 Robust Scenario | Net Imports | Capacity End Year (MW) | 0
2032 | 3 Robust Scenario | Other | Capacity End Year (MW) | 423
2032 | 3 Robust Scenario | Simple Cycle | Capacity End Year (MW) | 1397.3
2032 | 3 Robust Scenario | Solar | Capacity End Year (MW) | 1293.5
2032 | 3 Robust Scenario | Storage | Capacity End Year (MW) | 75
2032 | 3 Robust Scenario | Wind | Capacity End Year (MW) | 4577.3
2033 | 3 Robust Scenario | Combined Cycle | Capacity End Year (MW) | 2648
2033 | 3 Robust Scenario | Coal | Capacity End Year (MW)
2033 | 3 Robust Scenario | Cogeneration | Capacity End Year (MW) | 7479
2033 | 3 Robust Scenario | Coal to Gas - Steam Boiler | Capacity End Year (MW) | 3737
2033 | 3 Robust Scenario | Solar/Storage | Capacity End Year (MW) | 35
2033 | 3 Robust Scenario | Hydro | Capacity End Year (MW) | 894
2033 | 3 Robust Scenario | Net Imports | Capacity End Year (MW) | 0
2033 | 3 Robust Scenario | Other | Capacity End Year (MW) | 423
2033 | 3 Robust Scenario | Simple Cycle | Capacity End Year (MW) | 1397.3
2033 | 3 Robust Scenario | Solar | Capacity End Year (MW) | 1423.5
2033 | 3 Robust Scenario | Storage | Capacity End Year (MW) | 75
2033 | 3 Robust Scenario | Wind | Capacity End Year (MW) | 4577.3
2034 | 3 Robust Scenario | Combined Cycle | Capacity End Year (MW) | 2648
2034 | 3 Robust Scenario | Coal | Capacity End Year (MW)
2034 | 3 Robust Scenario | Cogeneration | Capacity End Year (MW) | 7524
2034 | 3 Robust Scenario | Coal to Gas - Steam Boiler | Capacity End Year (MW) | 2930
2034 | 3 Robust Scenario | Solar/Storage | Capacity End Year (MW) | 35
2034 | 3 Robust Scenario | Hydro | Capacity End Year (MW) | 894
2034 | 3 Robust Scenario | Net Imports | Capacity End Year (MW) | 0
2034 | 3 Robust Scenario | Other | Capacity End Year (MW) | 423
2034 | 3 Robust Scenario | Simple Cycle | Capacity End Year (MW) | 1397.3
2034 | 3 Robust Scenario | Solar | Capacity End Year (MW) | 1423.5
2034 | 3 Robust Scenario | Storage | Capacity End Year (MW) | 85
2034 | 3 Robust Scenario | Wind | Capacity End Year (MW) | 4627.3
2035 | 3 Robust Scenario | Combined Cycle | Capacity End Year (MW) | 2648
2035 | 3 Robust Scenario | Coal | Capacity End Year (MW)
2035 | 3 Robust Scenario | Cogeneration | Capacity End Year (MW) | 7659
2035 | 3 Robust Scenario | Coal to Gas - Steam Boiler | Capacity End Year (MW) | 2535
2035 | 3 Robust Scenario | Solar/Storage | Capacity End Year (MW) | 35
2035 | 3 Robust Scenario | Hydro | Capacity End Year (MW) | 894
2035 | 3 Robust Scenario | Net Imports | Capacity End Year (MW) | 0
2035 | 3 Robust Scenario | Other | Capacity End Year (MW) | 423
2035 | 3 Robust Scenario | Simple Cycle | Capacity End Year (MW) | 1397.3
2035 | 3 Robust Scenario | Solar | Capacity End Year (MW) | 1473.5
2035 | 3 Robust Scenario | Storage | Capacity End Year (MW) | 85
2035 | 3 Robust Scenario | Wind | Capacity End Year (MW) | 4637.3
2036 | 3 Robust Scenario | Combined Cycle | Capacity End Year (MW) | 2648
2036 | 3 Robust Scenario | Coal | Capacity End Year (MW)
2036 | 3 Robust Scenario | Cogeneration | Capacity End Year (MW) | 7659
2036 | 3 Robust Scenario | Coal to Gas - Steam Boiler | Capacity End Year (MW) | 1735
2036 | 3 Robust Scenario | Solar/Storage | Capacity End Year (MW) | 35
2036 | 3 Robust Scenario | Hydro | Capacity End Year (MW) | 894
2036 | 3 Robust Scenario | Net Imports | Capacity End Year (MW) | 0
2036 | 3 Robust Scenario | Other | Capacity End Year (MW) | 423
2036 | 3 Robust Scenario | Simple Cycle | Capacity End Year (MW) | 1443.8
2036 | 3 Robust Scenario | Solar | Capacity End Year (MW) | 1473.5
2036 | 3 Robust Scenario | Storage | Capacity End Year (MW) | 100
2036 | 3 Robust Scenario | Wind | Capacity End Year (MW) | 4687.3
2037 | 3 Robust Scenario | Combined Cycle | Capacity End Year (MW) | 3606
2037 | 3 Robust Scenario | Coal | Capacity End Year (MW)
2037 | 3 Robust Scenario | Cogeneration | Capacity End Year (MW) | 7659
2037 | 3 Robust Scenario | Coal to Gas - Steam Boiler | Capacity End Year (MW) | 935
2037 | 3 Robust Scenario | Solar/Storage | Capacity End Year (MW) | 35
2037 | 3 Robust Scenario | Hydro | Capacity End Year (MW) | 894
2037 | 3 Robust Scenario | Net Imports | Capacity End Year (MW) | 0
2037 | 3 Robust Scenario | Other | Capacity End Year (MW) | 423
2037 | 3 Robust Scenario | Simple Cycle | Capacity End Year (MW) | 1490.3
2037 | 3 Robust Scenario | Solar | Capacity End Year (MW) | 1523.5
2037 | 3 Robust Scenario | Storage | Capacity End Year (MW) | 100
2037 | 3 Robust Scenario | Wind | Capacity End Year (MW) | 4606.3
2038 | 3 Robust Scenario | Combined Cycle | Capacity End Year (MW) | 3606
2038 | 3 Robust Scenario | Coal | Capacity End Year (MW)
2038 | 3 Robust Scenario | Cogeneration | Capacity End Year (MW) | 7659
2038 | 3 Robust Scenario | Coal to Gas - Steam Boiler | Capacity End Year (MW)
2038 | 3 Robust Scenario | Solar/Storage | Capacity End Year (MW) | 35
2038 | 3 Robust Scenario | Hydro | Capacity End Year (MW) | 894
2038 | 3 Robust Scenario | Net Imports | Capacity End Year (MW) | 0
2038 | 3 Robust Scenario | Other | Capacity End Year (MW) | 423
2038 | 3 Robust Scenario | Simple Cycle | Capacity End Year (MW) | 1442.3
2038 | 3 Robust Scenario | Solar | Capacity End Year (MW) | 1523.5
2038 | 3 Robust Scenario | Storage | Capacity End Year (MW) | 120
2038 | 3 Robust Scenario | Wind | Capacity End Year (MW) | 4737.3
2039 | 3 Robust Scenario | Combined Cycle | Capacity End Year (MW) | 4012
2039 | 3 Robust Scenario | Coal | Capacity End Year (MW)
2039 | 3 Robust Scenario | Cogeneration | Capacity End Year (MW) | 7659
2039 | 3 Robust Scenario | Coal to Gas - Steam Boiler | Capacity End Year (MW)
2039 | 3 Robust Scenario | Solar/Storage | Capacity End Year (MW) | 35
2039 | 3 Robust Scenario | Hydro | Capacity End Year (MW) | 894
2039 | 3 Robust Scenario | Net Imports | Capacity End Year (MW) | 0
2039 | 3 Robust Scenario | Other | Capacity End Year (MW) | 423
2039 | 3 Robust Scenario | Simple Cycle | Capacity End Year (MW) | 1392.3
2039 | 3 Robust Scenario | Solar | Capacity End Year (MW) | 1573.5
2039 | 3 Robust Scenario | Storage | Capacity End Year (MW) | 120
2039 | 3 Robust Scenario | Wind | Capacity End Year (MW) | 4737.3
2040 | 3 Robust Scenario | Combined Cycle | Capacity End Year (MW) | 4012
2040 | 3 Robust Scenario | Coal | Capacity End Year (MW)
2040 | 3 Robust Scenario | Cogeneration | Capacity End Year (MW) | 7659
2040 | 3 Robust Scenario | Coal to Gas - Steam Boiler | Capacity End Year (MW)
2040 | 3 Robust Scenario | Solar/Storage | Capacity End Year (MW) | 35
2040 | 3 Robust Scenario | Hydro | Capacity End Year (MW) | 894
2040 | 3 Robust Scenario | Net Imports | Capacity End Year (MW) | 0
2040 | 3 Robust Scenario | Other | Capacity End Year (MW) | 423
2040 | 3 Robust Scenario | Simple Cycle | Capacity End Year (MW) | 1392.3
2040 | 3 Robust Scenario | Solar | Capacity End Year (MW) | 1573.5
2040 | 3 Robust Scenario | Storage | Capacity End Year (MW) | 115
2040 | 3 Robust Scenario | Wind | Capacity End Year (MW) | 4787.3
2041 | 3 Robust Scenario | Combined Cycle | Capacity End Year (MW) | 3772
2041 | 3 Robust Scenario | Coal | Capacity End Year (MW)
2041 | 3 Robust Scenario | Cogeneration | Capacity End Year (MW) | 7659
2041 | 3 Robust Scenario | Coal to Gas - Steam Boiler | Capacity End Year (MW)
2041 | 3 Robust Scenario | Solar/Storage | Capacity End Year (MW) | 35
2041 | 3 Robust Scenario | Hydro | Capacity End Year (MW) | 894
2041 | 3 Robust Scenario | Net Imports | Capacity End Year (MW) | 0
2041 | 3 Robust Scenario | Other | Capacity End Year (MW) | 423
2041 | 3 Robust Scenario | Simple Cycle | Capacity End Year (MW) | 1321.3
2041 | 3 Robust Scenario | Solar | Capacity End Year (MW) | 1573.5
2041 | 3 Robust Scenario | Storage | Capacity End Year (MW) | 115
2041 | 3 Robust Scenario | Wind | Capacity End Year (MW) | 4787.3
2021 | 4 Stagnant Scenario | Combined Cycle | Capacity End Year (MW) | 1748
2021 | 4 Stagnant Scenario | Coal | Capacity End Year (MW) | 956
2021 | 4 Stagnant Scenario | Cogeneration | Capacity End Year (MW) | 5188
2021 | 4 Stagnant Scenario | Coal to Gas - Steam Boiler | Capacity End Year (MW) | 3716
2021 | 4 Stagnant Scenario | Solar/Storage | Capacity End Year (MW) | 35
2021 | 4 Stagnant Scenario | Hydro | Capacity End Year (MW) | 894
2021 | 4 Stagnant Scenario | Net Imports | Capacity End Year (MW) | 0
2021 | 4 Stagnant Scenario | Other | Capacity End Year (MW) | 423
2021 | 4 Stagnant Scenario | Simple Cycle | Capacity End Year (MW) | 1206.5
2021 | 4 Stagnant Scenario | Solar | Capacity End Year (MW) | 819.5
2021 | 4 Stagnant Scenario | Storage | Capacity End Year (MW) | 30
2021 | 4 Stagnant Scenario | Wind | Capacity End Year (MW) | 2353.5
2022 | 4 Stagnant Scenario | Combined Cycle | Capacity End Year (MW) | 1748
2022 | 4 Stagnant Scenario | Coal | Capacity End Year (MW) | 155
2022 | 4 Stagnant Scenario | Cogeneration | Capacity End Year (MW) | 5188
2022 | 4 Stagnant Scenario | Coal to Gas - Steam Boiler | Capacity End Year (MW) | 3899
2022 | 4 Stagnant Scenario | Solar/Storage | Capacity End Year (MW) | 35
2022 | 4 Stagnant Scenario | Hydro | Capacity End Year (MW) | 894
2022 | 4 Stagnant Scenario | Net Imports | Capacity End Year (MW) | 0
2022 | 4 Stagnant Scenario | Other | Capacity End Year (MW) | 423
2022 | 4 Stagnant Scenario | Simple Cycle | Capacity End Year (MW) | 1223.2
2022 | 4 Stagnant Scenario | Solar | Capacity End Year (MW) | 953.5
2022 | 4 Stagnant Scenario | Storage | Capacity End Year (MW) | 35
2022 | 4 Stagnant Scenario | Wind | Capacity End Year (MW) | 3327.3
2023 | 4 Stagnant Scenario | Combined Cycle | Capacity End Year (MW) | 2648
2023 | 4 Stagnant Scenario | Coal | Capacity End Year (MW) | 155
2023 | 4 Stagnant Scenario | Cogeneration | Capacity End Year (MW) | 5188
2023 | 4 Stagnant Scenario | Coal to Gas - Steam Boiler | Capacity End Year (MW) | 3899
2023 | 4 Stagnant Scenario | Solar/Storage | Capacity End Year (MW) | 35
2023 | 4 Stagnant Scenario | Hydro | Capacity End Year (MW) | 894
2023 | 4 Stagnant Scenario | Net Imports | Capacity End Year (MW) | 0
2023 | 4 Stagnant Scenario | Other | Capacity End Year (MW) | 423
2023 | 4 Stagnant Scenario | Simple Cycle | Capacity End Year (MW) | 1239.9
2023 | 4 Stagnant Scenario | Solar | Capacity End Year (MW) | 1003.5
2023 | 4 Stagnant Scenario | Storage | Capacity End Year (MW) | 40
2023 | 4 Stagnant Scenario | Wind | Capacity End Year (MW) | 3327.3
2024 | 4 Stagnant Scenario | Combined Cycle | Capacity End Year (MW) | 2648
2024 | 4 Stagnant Scenario | Coal | Capacity End Year (MW) | 155
2024 | 4 Stagnant Scenario | Cogeneration | Capacity End Year (MW) | 5994
2024 | 4 Stagnant Scenario | Coal to Gas - Steam Boiler | Capacity End Year (MW) | 3899
2024 | 4 Stagnant Scenario | Solar/Storage | Capacity End Year (MW) | 35
2024 | 4 Stagnant Scenario | Hydro | Capacity End Year (MW) | 894
2024 | 4 Stagnant Scenario | Net Imports | Capacity End Year (MW) | 0
2024 | 4 Stagnant Scenario | Other | Capacity End Year (MW) | 423
2024 | 4 Stagnant Scenario | Simple Cycle | Capacity End Year (MW) | 1256.6
2024 | 4 Stagnant Scenario | Solar | Capacity End Year (MW) | 1003.5
2024 | 4 Stagnant Scenario | Storage | Capacity End Year (MW) | 45
2024 | 4 Stagnant Scenario | Wind | Capacity End Year (MW) | 3327.3
2025 | 4 Stagnant Scenario | Combined Cycle | Capacity End Year (MW) | 2648
2025 | 4 Stagnant Scenario | Coal | Capacity End Year (MW) | 155
2025 | 4 Stagnant Scenario | Cogeneration | Capacity End Year (MW) | 5994
2025 | 4 Stagnant Scenario | Coal to Gas - Steam Boiler | Capacity End Year (MW) | 3716
2025 | 4 Stagnant Scenario | Solar/Storage | Capacity End Year (MW) | 35
2025 | 4 Stagnant Scenario | Hydro | Capacity End Year (MW) | 894
2025 | 4 Stagnant Scenario | Net Imports | Capacity End Year (MW) | 0
2025 | 4 Stagnant Scenario | Other | Capacity End Year (MW) | 423
2025 | 4 Stagnant Scenario | Simple Cycle | Capacity End Year (MW) | 1273.3
2025 | 4 Stagnant Scenario | Solar | Capacity End Year (MW) | 1003.5
2025 | 4 Stagnant Scenario | Storage | Capacity End Year (MW) | 45
2025 | 4 Stagnant Scenario | Wind | Capacity End Year (MW) | 3327.3
2026 | 4 Stagnant Scenario | Combined Cycle | Capacity End Year (MW) | 2648
2026 | 4 Stagnant Scenario | Coal | Capacity End Year (MW)
2026 | 4 Stagnant Scenario | Cogeneration | Capacity End Year (MW) | 5994
2026 | 4 Stagnant Scenario | Coal to Gas - Steam Boiler | Capacity End Year (MW) | 2535
2026 | 4 Stagnant Scenario | Solar/Storage | Capacity End Year (MW) | 35
2026 | 4 Stagnant Scenario | Hydro | Capacity End Year (MW) | 894
2026 | 4 Stagnant Scenario | Net Imports | Capacity End Year (MW) | 0
2026 | 4 Stagnant Scenario | Other | Capacity End Year (MW) | 423
2026 | 4 Stagnant Scenario | Simple Cycle | Capacity End Year (MW) | 1290
2026 | 4 Stagnant Scenario | Solar | Capacity End Year (MW) | 1003.5
2026 | 4 Stagnant Scenario | Storage | Capacity End Year (MW) | 45
2026 | 4 Stagnant Scenario | Wind | Capacity End Year (MW) | 3677.3
2027 | 4 Stagnant Scenario | Combined Cycle | Capacity End Year (MW) | 2648
2027 | 4 Stagnant Scenario | Coal | Capacity End Year (MW)
2027 | 4 Stagnant Scenario | Cogeneration | Capacity End Year (MW) | 5994
2027 | 4 Stagnant Scenario | Coal to Gas - Steam Boiler | Capacity End Year (MW) | 1735
2027 | 4 Stagnant Scenario | Solar/Storage | Capacity End Year (MW) | 35
2027 | 4 Stagnant Scenario | Hydro | Capacity End Year (MW) | 894
2027 | 4 Stagnant Scenario | Net Imports | Capacity End Year (MW) | 0
2027 | 4 Stagnant Scenario | Other | Capacity End Year (MW) | 423
2027 | 4 Stagnant Scenario | Simple Cycle | Capacity End Year (MW) | 1353.2
2027 | 4 Stagnant Scenario | Solar | Capacity End Year (MW) | 1003.5
2027 | 4 Stagnant Scenario | Storage | Capacity End Year (MW) | 55
2027 | 4 Stagnant Scenario | Wind | Capacity End Year (MW) | 3827.3
2028 | 4 Stagnant Scenario | Combined Cycle | Capacity End Year (MW) | 2648
2028 | 4 Stagnant Scenario | Coal | Capacity End Year (MW)
2028 | 4 Stagnant Scenario | Cogeneration | Capacity End Year (MW) | 5994
2028 | 4 Stagnant Scenario | Coal to Gas - Steam Boiler | Capacity End Year (MW) | 1735
2028 | 4 Stagnant Scenario | Solar/Storage | Capacity End Year (MW) | 35
2028 | 4 Stagnant Scenario | Hydro | Capacity End Year (MW) | 894
2028 | 4 Stagnant Scenario | Net Imports | Capacity End Year (MW) | 0
2028 | 4 Stagnant Scenario | Other | Capacity End Year (MW) | 423
2028 | 4 Stagnant Scenario | Simple Cycle | Capacity End Year (MW) | 1369.9
2028 | 4 Stagnant Scenario | Solar | Capacity End Year (MW) | 1003.5
2028 | 4 Stagnant Scenario | Storage | Capacity End Year (MW) | 55
2028 | 4 Stagnant Scenario | Wind | Capacity End Year (MW) | 3877.3
2029 | 4 Stagnant Scenario | Combined Cycle | Capacity End Year (MW) | 2648
2029 | 4 Stagnant Scenario | Coal | Capacity End Year (MW)
2029 | 4 Stagnant Scenario | Cogeneration | Capacity End Year (MW) | 5994
2029 | 4 Stagnant Scenario | Coal to Gas - Steam Boiler | Capacity End Year (MW) | 1735
2029 | 4 Stagnant Scenario | Solar/Storage | Capacity End Year (MW) | 35
2029 | 4 Stagnant Scenario | Hydro | Capacity End Year (MW) | 894
2029 | 4 Stagnant Scenario | Net Imports | Capacity End Year (MW) | 0
2029 | 4 Stagnant Scenario | Other | Capacity End Year (MW) | 423
2029 | 4 Stagnant Scenario | Simple Cycle | Capacity End Year (MW) | 1386.6
2029 | 4 Stagnant Scenario | Solar | Capacity End Year (MW) | 1003.5
2029 | 4 Stagnant Scenario | Storage | Capacity End Year (MW) | 65
2029 | 4 Stagnant Scenario | Wind | Capacity End Year (MW) | 3907.3
2030 | 4 Stagnant Scenario | Combined Cycle | Capacity End Year (MW) | 2648
2030 | 4 Stagnant Scenario | Coal | Capacity End Year (MW)
2030 | 4 Stagnant Scenario | Cogeneration | Capacity End Year (MW) | 5994
2030 | 4 Stagnant Scenario | Coal to Gas - Steam Boiler | Capacity End Year (MW) | 1735
2030 | 4 Stagnant Scenario | Solar/Storage | Capacity End Year (MW) | 35
2030 | 4 Stagnant Scenario | Hydro | Capacity End Year (MW) | 894
2030 | 4 Stagnant Scenario | Net Imports | Capacity End Year (MW) | 0
2030 | 4 Stagnant Scenario | Other | Capacity End Year (MW) | 423
2030 | 4 Stagnant Scenario | Simple Cycle | Capacity End Year (MW) | 1403.3
2030 | 4 Stagnant Scenario | Solar | Capacity End Year (MW) | 1003.5
2030 | 4 Stagnant Scenario | Storage | Capacity End Year (MW) | 65
2030 | 4 Stagnant Scenario | Wind | Capacity End Year (MW) | 3907.3
2031 | 4 Stagnant Scenario | Combined Cycle | Capacity End Year (MW) | 2648
2031 | 4 Stagnant Scenario | Coal | Capacity End Year (MW)
2031 | 4 Stagnant Scenario | Cogeneration | Capacity End Year (MW) | 5994
2031 | 4 Stagnant Scenario | Coal to Gas - Steam Boiler | Capacity End Year (MW) | 1735
2031 | 4 Stagnant Scenario | Solar/Storage | Capacity End Year (MW) | 35
2031 | 4 Stagnant Scenario | Hydro | Capacity End Year (MW) | 894
2031 | 4 Stagnant Scenario | Net Imports | Capacity End Year (MW) | 0
2031 | 4 Stagnant Scenario | Other | Capacity End Year (MW) | 423
2031 | 4 Stagnant Scenario | Simple Cycle | Capacity End Year (MW) | 1397.3
2031 | 4 Stagnant Scenario | Solar | Capacity End Year (MW) | 1053.5
2031 | 4 Stagnant Scenario | Storage | Capacity End Year (MW) | 65
2031 | 4 Stagnant Scenario | Wind | Capacity End Year (MW) | 3907.3
2032 | 4 Stagnant Scenario | Combined Cycle | Capacity End Year (MW) | 2648
2032 | 4 Stagnant Scenario | Coal | Capacity End Year (MW)
2032 | 4 Stagnant Scenario | Cogeneration | Capacity End Year (MW) | 5994
2032 | 4 Stagnant Scenario | Coal to Gas - Steam Boiler | Capacity End Year (MW) | 1735
2032 | 4 Stagnant Scenario | Solar/Storage | Capacity End Year (MW) | 35
2032 | 4 Stagnant Scenario | Hydro | Capacity End Year (MW) | 894
2032 | 4 Stagnant Scenario | Net Imports | Capacity End Year (MW) | 0
2032 | 4 Stagnant Scenario | Other | Capacity End Year (MW) | 423
2032 | 4 Stagnant Scenario | Simple Cycle | Capacity End Year (MW) | 1397.3
2032 | 4 Stagnant Scenario | Solar | Capacity End Year (MW) | 1053.5
2032 | 4 Stagnant Scenario | Storage | Capacity End Year (MW) | 75
2032 | 4 Stagnant Scenario | Wind | Capacity End Year (MW) | 3957.3
2033 | 4 Stagnant Scenario | Combined Cycle | Capacity End Year (MW) | 2648
2033 | 4 Stagnant Scenario | Coal | Capacity End Year (MW)
2033 | 4 Stagnant Scenario | Cogeneration | Capacity End Year (MW) | 5994
2033 | 4 Stagnant Scenario | Coal to Gas - Steam Boiler | Capacity End Year (MW) | 1735
2033 | 4 Stagnant Scenario | Solar/Storage | Capacity End Year (MW) | 35
2033 | 4 Stagnant Scenario | Hydro | Capacity End Year (MW) | 894
2033 | 4 Stagnant Scenario | Net Imports | Capacity End Year (MW) | 0
2033 | 4 Stagnant Scenario | Other | Capacity End Year (MW) | 423
2033 | 4 Stagnant Scenario | Simple Cycle | Capacity End Year (MW) | 1397.3
2033 | 4 Stagnant Scenario | Solar | Capacity End Year (MW) | 1103.5
2033 | 4 Stagnant Scenario | Storage | Capacity End Year (MW) | 75
2033 | 4 Stagnant Scenario | Wind | Capacity End Year (MW) | 3957.3
2034 | 4 Stagnant Scenario | Combined Cycle | Capacity End Year (MW) | 2648
2034 | 4 Stagnant Scenario | Coal | Capacity End Year (MW)
2034 | 4 Stagnant Scenario | Cogeneration | Capacity End Year (MW) | 5994
2034 | 4 Stagnant Scenario | Coal to Gas - Steam Boiler | Capacity End Year (MW) | 1735
2034 | 4 Stagnant Scenario | Solar/Storage | Capacity End Year (MW) | 35
2034 | 4 Stagnant Scenario | Hydro | Capacity End Year (MW) | 894
2034 | 4 Stagnant Scenario | Net Imports | Capacity End Year (MW) | 0
2034 | 4 Stagnant Scenario | Other | Capacity End Year (MW) | 423
2034 | 4 Stagnant Scenario | Simple Cycle | Capacity End Year (MW) | 1397.3
2034 | 4 Stagnant Scenario | Solar | Capacity End Year (MW) | 1103.5
2034 | 4 Stagnant Scenario | Storage | Capacity End Year (MW) | 85
2034 | 4 Stagnant Scenario | Wind | Capacity End Year (MW) | 4007.3
2035 | 4 Stagnant Scenario | Combined Cycle | Capacity End Year (MW) | 2648
2035 | 4 Stagnant Scenario | Coal | Capacity End Year (MW)
2035 | 4 Stagnant Scenario | Cogeneration | Capacity End Year (MW) | 5994
2035 | 4 Stagnant Scenario | Coal to Gas - Steam Boiler | Capacity End Year (MW) | 1735
2035 | 4 Stagnant Scenario | Solar/Storage | Capacity End Year (MW) | 35
2035 | 4 Stagnant Scenario | Hydro | Capacity End Year (MW) | 894
2035 | 4 Stagnant Scenario | Net Imports | Capacity End Year (MW) | 0
2035 | 4 Stagnant Scenario | Other | Capacity End Year (MW) | 423
2035 | 4 Stagnant Scenario | Simple Cycle | Capacity End Year (MW) | 1397.3
2035 | 4 Stagnant Scenario | Solar | Capacity End Year (MW) | 1153.5
2035 | 4 Stagnant Scenario | Storage | Capacity End Year (MW) | 85
2035 | 4 Stagnant Scenario | Wind | Capacity End Year (MW) | 4007.3
2036 | 4 Stagnant Scenario | Combined Cycle | Capacity End Year (MW) | 2648
2036 | 4 Stagnant Scenario | Coal | Capacity End Year (MW)
2036 | 4 Stagnant Scenario | Cogeneration | Capacity End Year (MW) | 5994
2036 | 4 Stagnant Scenario | Coal to Gas - Steam Boiler | Capacity End Year (MW) | 1735
2036 | 4 Stagnant Scenario | Solar/Storage | Capacity End Year (MW) | 35
2036 | 4 Stagnant Scenario | Hydro | Capacity End Year (MW) | 894
2036 | 4 Stagnant Scenario | Net Imports | Capacity End Year (MW) | 0
2036 | 4 Stagnant Scenario | Other | Capacity End Year (MW) | 423
2036 | 4 Stagnant Scenario | Simple Cycle | Capacity End Year (MW) | 1490.3
2036 | 4 Stagnant Scenario | Solar | Capacity End Year (MW) | 1153.5
2036 | 4 Stagnant Scenario | Storage | Capacity End Year (MW) | 100
2036 | 4 Stagnant Scenario | Wind | Capacity End Year (MW) | 4057.3
2037 | 4 Stagnant Scenario | Combined Cycle | Capacity End Year (MW) | 2648
2037 | 4 Stagnant Scenario | Coal | Capacity End Year (MW)
2037 | 4 Stagnant Scenario | Cogeneration | Capacity End Year (MW) | 5994
2037 | 4 Stagnant Scenario | Coal to Gas - Steam Boiler | Capacity End Year (MW) | 935
2037 | 4 Stagnant Scenario | Solar/Storage | Capacity End Year (MW) | 35
2037 | 4 Stagnant Scenario | Hydro | Capacity End Year (MW) | 894
2037 | 4 Stagnant Scenario | Net Imports | Capacity End Year (MW) | 0
2037 | 4 Stagnant Scenario | Other | Capacity End Year (MW) | 423
2037 | 4 Stagnant Scenario | Simple Cycle | Capacity End Year (MW) | 1536.8
2037 | 4 Stagnant Scenario | Solar | Capacity End Year (MW) | 1203.5
2037 | 4 Stagnant Scenario | Storage | Capacity End Year (MW) | 100
2037 | 4 Stagnant Scenario | Wind | Capacity End Year (MW) | 3976.3
2038 | 4 Stagnant Scenario | Combined Cycle | Capacity End Year (MW) | 3127
2038 | 4 Stagnant Scenario | Coal | Capacity End Year (MW)
2038 | 4 Stagnant Scenario | Cogeneration | Capacity End Year (MW) | 5994
2038 | 4 Stagnant Scenario | Coal to Gas - Steam Boiler | Capacity End Year (MW)
2038 | 4 Stagnant Scenario | Solar/Storage | Capacity End Year (MW) | 35
2038 | 4 Stagnant Scenario | Hydro | Capacity End Year (MW) | 894
2038 | 4 Stagnant Scenario | Net Imports | Capacity End Year (MW) | 0
2038 | 4 Stagnant Scenario | Other | Capacity End Year (MW) | 423
2038 | 4 Stagnant Scenario | Simple Cycle | Capacity End Year (MW) | 1488.8
2038 | 4 Stagnant Scenario | Solar | Capacity End Year (MW) | 1203.5
2038 | 4 Stagnant Scenario | Storage | Capacity End Year (MW) | 120
2038 | 4 Stagnant Scenario | Wind | Capacity End Year (MW) | 4107.3
2039 | 4 Stagnant Scenario | Combined Cycle | Capacity End Year (MW) | 3533
2039 | 4 Stagnant Scenario | Coal | Capacity End Year (MW)
2039 | 4 Stagnant Scenario | Cogeneration | Capacity End Year (MW) | 5994
2039 | 4 Stagnant Scenario | Coal to Gas - Steam Boiler | Capacity End Year (MW)
2039 | 4 Stagnant Scenario | Solar/Storage | Capacity End Year (MW) | 35
2039 | 4 Stagnant Scenario | Hydro | Capacity End Year (MW) | 894
2039 | 4 Stagnant Scenario | Net Imports | Capacity End Year (MW) | 0
2039 | 4 Stagnant Scenario | Other | Capacity End Year (MW) | 423
2039 | 4 Stagnant Scenario | Simple Cycle | Capacity End Year (MW) | 1531.8
2039 | 4 Stagnant Scenario | Solar | Capacity End Year (MW) | 1253.5
2039 | 4 Stagnant Scenario | Storage | Capacity End Year (MW) | 120
2039 | 4 Stagnant Scenario | Wind | Capacity End Year (MW) | 4107.3
2040 | 4 Stagnant Scenario | Combined Cycle | Capacity End Year (MW) | 3533
2040 | 4 Stagnant Scenario | Coal | Capacity End Year (MW)
2040 | 4 Stagnant Scenario | Cogeneration | Capacity End Year (MW) | 5994
2040 | 4 Stagnant Scenario | Coal to Gas - Steam Boiler | Capacity End Year (MW)
2040 | 4 Stagnant Scenario | Solar/Storage | Capacity End Year (MW) | 35
2040 | 4 Stagnant Scenario | Hydro | Capacity End Year (MW) | 894
2040 | 4 Stagnant Scenario | Net Imports | Capacity End Year (MW) | 0
2040 | 4 Stagnant Scenario | Other | Capacity End Year (MW) | 423
2040 | 4 Stagnant Scenario | Simple Cycle | Capacity End Year (MW) | 1671.3
2040 | 4 Stagnant Scenario | Solar | Capacity End Year (MW) | 1253.5
2040 | 4 Stagnant Scenario | Storage | Capacity End Year (MW) | 115
2040 | 4 Stagnant Scenario | Wind | Capacity End Year (MW) | 4157.3
2041 | 4 Stagnant Scenario | Combined Cycle | Capacity End Year (MW) | 3293
2041 | 4 Stagnant Scenario | Coal | Capacity End Year (MW)
2041 | 4 Stagnant Scenario | Cogeneration | Capacity End Year (MW) | 5994
2041 | 4 Stagnant Scenario | Coal to Gas - Steam Boiler | Capacity End Year (MW)
2041 | 4 Stagnant Scenario | Solar/Storage | Capacity End Year (MW) | 35
2041 | 4 Stagnant Scenario | Hydro | Capacity End Year (MW) | 894
2041 | 4 Stagnant Scenario | Net Imports | Capacity End Year (MW) | 0
2041 | 4 Stagnant Scenario | Other | Capacity End Year (MW) | 423
2041 | 4 Stagnant Scenario | Simple Cycle | Capacity End Year (MW) | 1693.3
2041 | 4 Stagnant Scenario | Solar | Capacity End Year (MW) | 1253.5
2041 | 4 Stagnant Scenario | Storage | Capacity End Year (MW) | 115
2041 | 4 Stagnant Scenario | Wind | Capacity End Year (MW) | 4157.3
2021 | 1 Reference Case | Combined Cycle | Capacity Factor | 65.83%
2021 | 1 Reference Case | Coal | Capacity Factor | 45.66%
2021 | 1 Reference Case | Cogeneration | Capacity Factor | 72.75%
2021 | 1 Reference Case | Coal to Gas - Steam Boiler | Capacity Factor | 62.22%
2021 | 1 Reference Case | Solar/Storage | Capacity Factor | 14.75%
2021 | 1 Reference Case | Hydro | Capacity Factor | 32.66%
2021 | 1 Reference Case | Net Imports | Capacity Factor
2021 | 1 Reference Case | Other | Capacity Factor | 55.09%
2021 | 1 Reference Case | Simple Cycle | Capacity Factor | 37.25%
2021 | 1 Reference Case | Solar | Capacity Factor | 20.53%
2021 | 1 Reference Case | Storage | Capacity Factor | 0%
2021 | 1 Reference Case | Wind | Capacity Factor | 38.8%
2022 | 1 Reference Case | Combined Cycle | Capacity Factor | 66.08%
2022 | 1 Reference Case | Coal | Capacity Factor | 3.696%
2022 | 1 Reference Case | Cogeneration | Capacity Factor | 72.93%
2022 | 1 Reference Case | Coal to Gas - Steam Boiler | Capacity Factor | 43.91%
2022 | 1 Reference Case | Solar/Storage | Capacity Factor | 20.94%
2022 | 1 Reference Case | Hydro | Capacity Factor | 32.62%
2022 | 1 Reference Case | Net Imports | Capacity Factor
2022 | 1 Reference Case | Other | Capacity Factor | 54.85%
2022 | 1 Reference Case | Simple Cycle | Capacity Factor | 28.7%
2022 | 1 Reference Case | Solar | Capacity Factor | 21.14%
2022 | 1 Reference Case | Storage | Capacity Factor | 0%
2022 | 1 Reference Case | Wind | Capacity Factor | 37.49%
2023 | 1 Reference Case | Combined Cycle | Capacity Factor | 66.65%
2023 | 1 Reference Case | Coal | Capacity Factor | 2.193%
2023 | 1 Reference Case | Cogeneration | Capacity Factor | 72.6%
2023 | 1 Reference Case | Coal to Gas - Steam Boiler | Capacity Factor | 33.43%
2023 | 1 Reference Case | Solar/Storage | Capacity Factor | 20.94%
2023 | 1 Reference Case | Hydro | Capacity Factor | 32.61%
2023 | 1 Reference Case | Net Imports | Capacity Factor
2023 | 1 Reference Case | Other | Capacity Factor | 55.19%
2023 | 1 Reference Case | Simple Cycle | Capacity Factor | 27.84%
2023 | 1 Reference Case | Solar | Capacity Factor | 20.97%
2023 | 1 Reference Case | Storage | Capacity Factor | 0%
2023 | 1 Reference Case | Wind | Capacity Factor | 36.19%
2024 | 1 Reference Case | Combined Cycle | Capacity Factor | 65.58%
2024 | 1 Reference Case | Coal | Capacity Factor | 0%
2024 | 1 Reference Case | Cogeneration | Capacity Factor | 72.87%
2024 | 1 Reference Case | Coal to Gas - Steam Boiler | Capacity Factor | 26.1%
2024 | 1 Reference Case | Solar/Storage | Capacity Factor | 20.94%
2024 | 1 Reference Case | Hydro | Capacity Factor | 32.59%
2024 | 1 Reference Case | Net Imports | Capacity Factor
2024 | 1 Reference Case | Other | Capacity Factor | 55.39%
2024 | 1 Reference Case | Simple Cycle | Capacity Factor | 25.56%
2024 | 1 Reference Case | Solar | Capacity Factor | 20.94%
2024 | 1 Reference Case | Storage | Capacity Factor | 0%
2024 | 1 Reference Case | Wind | Capacity Factor | 36.14%
2025 | 1 Reference Case | Combined Cycle | Capacity Factor | 63.86%
2025 | 1 Reference Case | Coal | Capacity Factor | 0.5038%
2025 | 1 Reference Case | Cogeneration | Capacity Factor | 73.17%
2025 | 1 Reference Case | Coal to Gas - Steam Boiler | Capacity Factor | 22.82%
2025 | 1 Reference Case | Solar/Storage | Capacity Factor | 20.94%
2025 | 1 Reference Case | Hydro | Capacity Factor | 32.61%
2025 | 1 Reference Case | Net Imports | Capacity Factor
2025 | 1 Reference Case | Other | Capacity Factor | 54.83%
2025 | 1 Reference Case | Simple Cycle | Capacity Factor | 24.3%
2025 | 1 Reference Case | Solar | Capacity Factor | 20.97%
2025 | 1 Reference Case | Storage | Capacity Factor | 0%
2025 | 1 Reference Case | Wind | Capacity Factor | 36.19%
2026 | 1 Reference Case | Combined Cycle | Capacity Factor | 62.75%
2026 | 1 Reference Case | Coal | Capacity Factor
2026 | 1 Reference Case | Cogeneration | Capacity Factor | 73.12%
2026 | 1 Reference Case | Coal to Gas - Steam Boiler | Capacity Factor | 21.69%
2026 | 1 Reference Case | Solar/Storage | Capacity Factor | 20.94%
2026 | 1 Reference Case | Hydro | Capacity Factor | 32.59%
2026 | 1 Reference Case | Net Imports | Capacity Factor
2026 | 1 Reference Case | Other | Capacity Factor | 55.46%
2026 | 1 Reference Case | Simple Cycle | Capacity Factor | 23.66%
2026 | 1 Reference Case | Solar | Capacity Factor | 20.97%
2026 | 1 Reference Case | Storage | Capacity Factor | 0%
2026 | 1 Reference Case | Wind | Capacity Factor | 36.95%
2027 | 1 Reference Case | Combined Cycle | Capacity Factor | 60.9%
2027 | 1 Reference Case | Coal | Capacity Factor
2027 | 1 Reference Case | Cogeneration | Capacity Factor | 72.99%
2027 | 1 Reference Case | Coal to Gas - Steam Boiler | Capacity Factor | 21.95%
2027 | 1 Reference Case | Solar/Storage | Capacity Factor | 20.94%
2027 | 1 Reference Case | Hydro | Capacity Factor | 32.46%
2027 | 1 Reference Case | Net Imports | Capacity Factor
2027 | 1 Reference Case | Other | Capacity Factor | 54.96%
2027 | 1 Reference Case | Simple Cycle | Capacity Factor | 23.94%
2027 | 1 Reference Case | Solar | Capacity Factor | 20.97%
2027 | 1 Reference Case | Storage | Capacity Factor | 0%
2027 | 1 Reference Case | Wind | Capacity Factor | 37.24%
2028 | 1 Reference Case | Combined Cycle | Capacity Factor | 61.79%
2028 | 1 Reference Case | Coal | Capacity Factor
2028 | 1 Reference Case | Cogeneration | Capacity Factor | 73.4%
2028 | 1 Reference Case | Coal to Gas - Steam Boiler | Capacity Factor | 21.6%
2028 | 1 Reference Case | Solar/Storage | Capacity Factor | 20.94%
2028 | 1 Reference Case | Hydro | Capacity Factor | 32.48%
2028 | 1 Reference Case | Net Imports | Capacity Factor
2028 | 1 Reference Case | Other | Capacity Factor | 55.1%
2028 | 1 Reference Case | Simple Cycle | Capacity Factor | 24.13%
2028 | 1 Reference Case | Solar | Capacity Factor | 20.94%
2028 | 1 Reference Case | Storage | Capacity Factor | 0%
2028 | 1 Reference Case | Wind | Capacity Factor | 37.29%
2029 | 1 Reference Case | Combined Cycle | Capacity Factor | 60.63%
2029 | 1 Reference Case | Coal | Capacity Factor
2029 | 1 Reference Case | Cogeneration | Capacity Factor | 73.5%
2029 | 1 Reference Case | Coal to Gas - Steam Boiler | Capacity Factor | 22.4%
2029 | 1 Reference Case | Solar/Storage | Capacity Factor | 20.94%
2029 | 1 Reference Case | Hydro | Capacity Factor | 32.43%
2029 | 1 Reference Case | Net Imports | Capacity Factor
2029 | 1 Reference Case | Other | Capacity Factor | 55.68%
2029 | 1 Reference Case | Simple Cycle | Capacity Factor | 24.34%
2029 | 1 Reference Case | Solar | Capacity Factor | 20.97%
2029 | 1 Reference Case | Storage | Capacity Factor | 0%
2029 | 1 Reference Case | Wind | Capacity Factor | 37.32%
2030 | 1 Reference Case | Combined Cycle | Capacity Factor | 60.6%
2030 | 1 Reference Case | Coal | Capacity Factor
2030 | 1 Reference Case | Cogeneration | Capacity Factor | 73.96%
2030 | 1 Reference Case | Coal to Gas - Steam Boiler | Capacity Factor | 22.89%
2030 | 1 Reference Case | Solar/Storage | Capacity Factor | 20.94%
2030 | 1 Reference Case | Hydro | Capacity Factor | 32.41%
2030 | 1 Reference Case | Net Imports | Capacity Factor
2030 | 1 Reference Case | Other | Capacity Factor | 55.48%
2030 | 1 Reference Case | Simple Cycle | Capacity Factor | 24.57%
2030 | 1 Reference Case | Solar | Capacity Factor | 20.97%
2030 | 1 Reference Case | Storage | Capacity Factor | 0%
2030 | 1 Reference Case | Wind | Capacity Factor | 37.32%
2031 | 1 Reference Case | Combined Cycle | Capacity Factor | 60.7%
2031 | 1 Reference Case | Coal | Capacity Factor
2031 | 1 Reference Case | Cogeneration | Capacity Factor | 74.37%
2031 | 1 Reference Case | Coal to Gas - Steam Boiler | Capacity Factor | 22.79%
2031 | 1 Reference Case | Solar/Storage | Capacity Factor | 20.94%
2031 | 1 Reference Case | Hydro | Capacity Factor | 32.35%
2031 | 1 Reference Case | Net Imports | Capacity Factor
2031 | 1 Reference Case | Other | Capacity Factor | 55.85%
2031 | 1 Reference Case | Simple Cycle | Capacity Factor | 25.24%
2031 | 1 Reference Case | Solar | Capacity Factor | 20.97%
2031 | 1 Reference Case | Storage | Capacity Factor | 0%
2031 | 1 Reference Case | Wind | Capacity Factor | 37.35%
2032 | 1 Reference Case | Combined Cycle | Capacity Factor | 60.71%
2032 | 1 Reference Case | Coal | Capacity Factor
2032 | 1 Reference Case | Cogeneration | Capacity Factor | 74.64%
2032 | 1 Reference Case | Coal to Gas - Steam Boiler | Capacity Factor | 23.01%
2032 | 1 Reference Case | Solar/Storage | Capacity Factor | 20.94%
2032 | 1 Reference Case | Hydro | Capacity Factor | 32.42%
2032 | 1 Reference Case | Net Imports | Capacity Factor
2032 | 1 Reference Case | Other | Capacity Factor | 55.81%
2032 | 1 Reference Case | Simple Cycle | Capacity Factor | 25.18%
2032 | 1 Reference Case | Solar | Capacity Factor | 20.94%
2032 | 1 Reference Case | Storage | Capacity Factor | 0%
2032 | 1 Reference Case | Wind | Capacity Factor | 37.74%
2033 | 1 Reference Case | Combined Cycle | Capacity Factor | 61.1%
2033 | 1 Reference Case | Coal | Capacity Factor
2033 | 1 Reference Case | Cogeneration | Capacity Factor | 74.58%
2033 | 1 Reference Case | Coal to Gas - Steam Boiler | Capacity Factor | 23.96%
2033 | 1 Reference Case | Solar/Storage | Capacity Factor | 20.94%
2033 | 1 Reference Case | Hydro | Capacity Factor | 32.45%
2033 | 1 Reference Case | Net Imports | Capacity Factor
2033 | 1 Reference Case | Other | Capacity Factor | 55.99%
2033 | 1 Reference Case | Simple Cycle | Capacity Factor | 25.95%
2033 | 1 Reference Case | Solar | Capacity Factor | 20.97%
2033 | 1 Reference Case | Storage | Capacity Factor | 0%
2033 | 1 Reference Case | Wind | Capacity Factor | 38.1%
2034 | 1 Reference Case | Combined Cycle | Capacity Factor | 60.92%
2034 | 1 Reference Case | Coal | Capacity Factor
2034 | 1 Reference Case | Cogeneration | Capacity Factor | 74.85%
2034 | 1 Reference Case | Coal to Gas - Steam Boiler | Capacity Factor | 26.16%
2034 | 1 Reference Case | Solar/Storage | Capacity Factor | 20.94%
2034 | 1 Reference Case | Hydro | Capacity Factor | 32.43%
2034 | 1 Reference Case | Net Imports | Capacity Factor
2034 | 1 Reference Case | Other | Capacity Factor | 56.21%
2034 | 1 Reference Case | Simple Cycle | Capacity Factor | 26.15%
2034 | 1 Reference Case | Solar | Capacity Factor | 20.97%
2034 | 1 Reference Case | Storage | Capacity Factor | 0%
2034 | 1 Reference Case | Wind | Capacity Factor | 38.78%
2035 | 1 Reference Case | Combined Cycle | Capacity Factor | 61.04%
2035 | 1 Reference Case | Coal | Capacity Factor
2035 | 1 Reference Case | Cogeneration | Capacity Factor | 75.1%
2035 | 1 Reference Case | Coal to Gas - Steam Boiler | Capacity Factor | 28.03%
2035 | 1 Reference Case | Solar/Storage | Capacity Factor | 20.94%
2035 | 1 Reference Case | Hydro | Capacity Factor | 32.39%
2035 | 1 Reference Case | Net Imports | Capacity Factor
2035 | 1 Reference Case | Other | Capacity Factor | 56.28%
2035 | 1 Reference Case | Simple Cycle | Capacity Factor | 26.35%
2035 | 1 Reference Case | Solar | Capacity Factor | 20.97%
2035 | 1 Reference Case | Storage | Capacity Factor | 0%
2035 | 1 Reference Case | Wind | Capacity Factor | 38.1%
2036 | 1 Reference Case | Combined Cycle | Capacity Factor | 61.56%
2036 | 1 Reference Case | Coal | Capacity Factor
2036 | 1 Reference Case | Cogeneration | Capacity Factor | 74.94%
2036 | 1 Reference Case | Coal to Gas - Steam Boiler | Capacity Factor | 30.4%
2036 | 1 Reference Case | Solar/Storage | Capacity Factor | 20.94%
2036 | 1 Reference Case | Hydro | Capacity Factor | 32.4%
2036 | 1 Reference Case | Net Imports | Capacity Factor
2036 | 1 Reference Case | Other | Capacity Factor | 56.31%
2036 | 1 Reference Case | Simple Cycle | Capacity Factor | 28.2%
2036 | 1 Reference Case | Solar | Capacity Factor | 20.94%
2036 | 1 Reference Case | Storage | Capacity Factor | 0%
2036 | 1 Reference Case | Wind | Capacity Factor | 38.34%
2037 | 1 Reference Case | Combined Cycle | Capacity Factor | 60.57%
2037 | 1 Reference Case | Coal | Capacity Factor
2037 | 1 Reference Case | Cogeneration | Capacity Factor | 75.04%
2037 | 1 Reference Case | Coal to Gas - Steam Boiler | Capacity Factor | 26.64%
2037 | 1 Reference Case | Solar/Storage | Capacity Factor | 20.94%
2037 | 1 Reference Case | Hydro | Capacity Factor | 32.41%
2037 | 1 Reference Case | Net Imports | Capacity Factor
2037 | 1 Reference Case | Other | Capacity Factor | 56.67%
2037 | 1 Reference Case | Simple Cycle | Capacity Factor | 26.64%
2037 | 1 Reference Case | Solar | Capacity Factor | 20.96%
2037 | 1 Reference Case | Storage | Capacity Factor | 0%
2037 | 1 Reference Case | Wind | Capacity Factor | 39.19%
2038 | 1 Reference Case | Combined Cycle | Capacity Factor | 60.85%
2038 | 1 Reference Case | Coal | Capacity Factor
2038 | 1 Reference Case | Cogeneration | Capacity Factor | 75.13%
2038 | 1 Reference Case | Coal to Gas - Steam Boiler | Capacity Factor
2038 | 1 Reference Case | Solar/Storage | Capacity Factor | 20.94%
2038 | 1 Reference Case | Hydro | Capacity Factor | 32.69%
2038 | 1 Reference Case | Net Imports | Capacity Factor
2038 | 1 Reference Case | Other | Capacity Factor | 57.06%
2038 | 1 Reference Case | Simple Cycle | Capacity Factor | 26.98%
2038 | 1 Reference Case | Solar | Capacity Factor | 20.97%
2038 | 1 Reference Case | Storage | Capacity Factor | 0%
2038 | 1 Reference Case | Wind | Capacity Factor | 38.71%
2039 | 1 Reference Case | Combined Cycle | Capacity Factor | 56.2%
2039 | 1 Reference Case | Coal | Capacity Factor
2039 | 1 Reference Case | Cogeneration | Capacity Factor | 74.48%
2039 | 1 Reference Case | Coal to Gas - Steam Boiler | Capacity Factor
2039 | 1 Reference Case | Solar/Storage | Capacity Factor | 20.94%
2039 | 1 Reference Case | Hydro | Capacity Factor | 32.29%
2039 | 1 Reference Case | Net Imports | Capacity Factor
2039 | 1 Reference Case | Other | Capacity Factor | 56.51%
2039 | 1 Reference Case | Simple Cycle | Capacity Factor | 20.94%
2039 | 1 Reference Case | Solar | Capacity Factor | 20.96%
2039 | 1 Reference Case | Storage | Capacity Factor | 0%
2039 | 1 Reference Case | Wind | Capacity Factor | 38.76%
2040 | 1 Reference Case | Combined Cycle | Capacity Factor | 56.7%
2040 | 1 Reference Case | Coal | Capacity Factor
2040 | 1 Reference Case | Cogeneration | Capacity Factor | 75%
2040 | 1 Reference Case | Coal to Gas - Steam Boiler | Capacity Factor
2040 | 1 Reference Case | Solar/Storage | Capacity Factor | 20.94%
2040 | 1 Reference Case | Hydro | Capacity Factor | 32.09%
2040 | 1 Reference Case | Net Imports | Capacity Factor
2040 | 1 Reference Case | Other | Capacity Factor | 57.8%
2040 | 1 Reference Case | Simple Cycle | Capacity Factor | 20.8%
2040 | 1 Reference Case | Solar | Capacity Factor | 20.94%
2040 | 1 Reference Case | Storage | Capacity Factor | 0%
2040 | 1 Reference Case | Wind | Capacity Factor | 39.14%
2041 | 1 Reference Case | Combined Cycle | Capacity Factor | 56.24%
2041 | 1 Reference Case | Coal | Capacity Factor
2041 | 1 Reference Case | Cogeneration | Capacity Factor | 75.27%
2041 | 1 Reference Case | Coal to Gas - Steam Boiler | Capacity Factor
2041 | 1 Reference Case | Solar/Storage | Capacity Factor | 20.94%
2041 | 1 Reference Case | Hydro | Capacity Factor | 32.08%
2041 | 1 Reference Case | Net Imports | Capacity Factor
2041 | 1 Reference Case | Other | Capacity Factor | 57.43%
2041 | 1 Reference Case | Simple Cycle | Capacity Factor | 21.31%
2041 | 1 Reference Case | Solar | Capacity Factor | 20.96%
2041 | 1 Reference Case | Storage | Capacity Factor | 0%
2041 | 1 Reference Case | Wind | Capacity Factor | 38.76%
2021 | 2 Clean-Tech Scenario | Combined Cycle | Capacity Factor | 65.48%
2021 | 2 Clean-Tech Scenario | Coal | Capacity Factor | 44.59%
2021 | 2 Clean-Tech Scenario | Cogeneration | Capacity Factor | 72.79%
2021 | 2 Clean-Tech Scenario | Coal to Gas - Steam Boiler | Capacity Factor | 55.8%
2021 | 2 Clean-Tech Scenario | Solar/Storage | Capacity Factor | 14.59%
2021 | 2 Clean-Tech Scenario | Hydro | Capacity Factor | 32.68%
2021 | 2 Clean-Tech Scenario | Net Imports | Capacity Factor
2021 | 2 Clean-Tech Scenario | Other | Capacity Factor | 55.06%
2021 | 2 Clean-Tech Scenario | Simple Cycle | Capacity Factor | 36.39%
2021 | 2 Clean-Tech Scenario | Solar | Capacity Factor | 20.72%
2021 | 2 Clean-Tech Scenario | Storage | Capacity Factor | 0%
2021 | 2 Clean-Tech Scenario | Wind | Capacity Factor | 38.8%
2022 | 2 Clean-Tech Scenario | Combined Cycle | Capacity Factor | 66.17%
2022 | 2 Clean-Tech Scenario | Coal | Capacity Factor | 34.47%
2022 | 2 Clean-Tech Scenario | Cogeneration | Capacity Factor | 72.92%
2022 | 2 Clean-Tech Scenario | Coal to Gas - Steam Boiler | Capacity Factor | 42.15%
2022 | 2 Clean-Tech Scenario | Solar/Storage | Capacity Factor | 22.34%
2022 | 2 Clean-Tech Scenario | Hydro | Capacity Factor | 32.62%
2022 | 2 Clean-Tech Scenario | Net Imports | Capacity Factor
2022 | 2 Clean-Tech Scenario | Other | Capacity Factor | 54.82%
2022 | 2 Clean-Tech Scenario | Simple Cycle | Capacity Factor | 30.76%
2022 | 2 Clean-Tech Scenario | Solar | Capacity Factor | 21.32%
2022 | 2 Clean-Tech Scenario | Storage | Capacity Factor | 0%
2022 | 2 Clean-Tech Scenario | Wind | Capacity Factor | 37.87%
2023 | 2 Clean-Tech Scenario | Combined Cycle | Capacity Factor | 65.6%
2023 | 2 Clean-Tech Scenario | Coal | Capacity Factor | 18.54%
2023 | 2 Clean-Tech Scenario | Cogeneration | Capacity Factor | 72.44%
2023 | 2 Clean-Tech Scenario | Coal to Gas - Steam Boiler | Capacity Factor | 23.73%
2023 | 2 Clean-Tech Scenario | Solar/Storage | Capacity Factor | 21.66%
2023 | 2 Clean-Tech Scenario | Hydro | Capacity Factor | 32.61%
2023 | 2 Clean-Tech Scenario | Net Imports | Capacity Factor
2023 | 2 Clean-Tech Scenario | Other | Capacity Factor | 55.02%
2023 | 2 Clean-Tech Scenario | Simple Cycle | Capacity Factor | 24.45%
2023 | 2 Clean-Tech Scenario | Solar | Capacity Factor | 21.28%
2023 | 2 Clean-Tech Scenario | Storage | Capacity Factor | 0%
2023 | 2 Clean-Tech Scenario | Wind | Capacity Factor | 37.04%
2024 | 2 Clean-Tech Scenario | Combined Cycle | Capacity Factor | 57.44%
2024 | 2 Clean-Tech Scenario | Coal | Capacity Factor | 36.95%
2024 | 2 Clean-Tech Scenario | Cogeneration | Capacity Factor | 72.2%
2024 | 2 Clean-Tech Scenario | Coal to Gas - Steam Boiler | Capacity Factor | 6.351%
2024 | 2 Clean-Tech Scenario | Solar/Storage | Capacity Factor | 21.72%
2024 | 2 Clean-Tech Scenario | Hydro | Capacity Factor | 32.6%
2024 | 2 Clean-Tech Scenario | Net Imports | Capacity Factor
2024 | 2 Clean-Tech Scenario | Other | Capacity Factor | 54.97%
2024 | 2 Clean-Tech Scenario | Simple Cycle | Capacity Factor | 17.57%
2024 | 2 Clean-Tech Scenario | Solar | Capacity Factor | 21.25%
2024 | 2 Clean-Tech Scenario | Storage | Capacity Factor | 0%
2024 | 2 Clean-Tech Scenario | Wind | Capacity Factor | 37.71%
2025 | 2 Clean-Tech Scenario | Combined Cycle | Capacity Factor | 52.33%
2025 | 2 Clean-Tech Scenario | Coal | Capacity Factor
2025 | 2 Clean-Tech Scenario | Cogeneration | Capacity Factor | 72.37%
2025 | 2 Clean-Tech Scenario | Coal to Gas - Steam Boiler | Capacity Factor | 4.264%
2025 | 2 Clean-Tech Scenario | Solar/Storage | Capacity Factor | 21.74%
2025 | 2 Clean-Tech Scenario | Hydro | Capacity Factor | 32.57%
2025 | 2 Clean-Tech Scenario | Net Imports | Capacity Factor
2025 | 2 Clean-Tech Scenario | Other | Capacity Factor | 54.54%
2025 | 2 Clean-Tech Scenario | Simple Cycle | Capacity Factor | 16.98%
2025 | 2 Clean-Tech Scenario | Solar | Capacity Factor | 21.28%
2025 | 2 Clean-Tech Scenario | Storage | Capacity Factor | 0%
2025 | 2 Clean-Tech Scenario | Wind | Capacity Factor | 38.32%
2026 | 2 Clean-Tech Scenario | Combined Cycle | Capacity Factor | 50.18%
2026 | 2 Clean-Tech Scenario | Coal | Capacity Factor
2026 | 2 Clean-Tech Scenario | Cogeneration | Capacity Factor | 72.6%
2026 | 2 Clean-Tech Scenario | Coal to Gas - Steam Boiler | Capacity Factor | 5.13%
2026 | 2 Clean-Tech Scenario | Solar/Storage | Capacity Factor | 21.74%
2026 | 2 Clean-Tech Scenario | Hydro | Capacity Factor | 32.53%
2026 | 2 Clean-Tech Scenario | Net Imports | Capacity Factor
2026 | 2 Clean-Tech Scenario | Other | Capacity Factor | 55.24%
2026 | 2 Clean-Tech Scenario | Simple Cycle | Capacity Factor | 17.27%
2026 | 2 Clean-Tech Scenario | Solar | Capacity Factor | 21.4%
2026 | 2 Clean-Tech Scenario | Storage | Capacity Factor | 0%
2026 | 2 Clean-Tech Scenario | Wind | Capacity Factor | 38.82%
2027 | 2 Clean-Tech Scenario | Combined Cycle | Capacity Factor | 48.98%
2027 | 2 Clean-Tech Scenario | Coal | Capacity Factor
2027 | 2 Clean-Tech Scenario | Cogeneration | Capacity Factor | 72.54%
2027 | 2 Clean-Tech Scenario | Coal to Gas - Steam Boiler | Capacity Factor | 7.314%
2027 | 2 Clean-Tech Scenario | Solar/Storage | Capacity Factor | 21.74%
2027 | 2 Clean-Tech Scenario | Hydro | Capacity Factor | 32.46%
2027 | 2 Clean-Tech Scenario | Net Imports | Capacity Factor
2027 | 2 Clean-Tech Scenario | Other | Capacity Factor | 54.69%
2027 | 2 Clean-Tech Scenario | Simple Cycle | Capacity Factor | 17.57%
2027 | 2 Clean-Tech Scenario | Solar | Capacity Factor | 21.72%
2027 | 2 Clean-Tech Scenario | Storage | Capacity Factor | 0%
2027 | 2 Clean-Tech Scenario | Wind | Capacity Factor | 38.82%
2028 | 2 Clean-Tech Scenario | Combined Cycle | Capacity Factor | 46.97%
2028 | 2 Clean-Tech Scenario | Coal | Capacity Factor
2028 | 2 Clean-Tech Scenario | Cogeneration | Capacity Factor | 72.91%
2028 | 2 Clean-Tech Scenario | Coal to Gas - Steam Boiler | Capacity Factor | 5.383%
2028 | 2 Clean-Tech Scenario | Solar/Storage | Capacity Factor | 21.72%
2028 | 2 Clean-Tech Scenario | Hydro | Capacity Factor | 32.41%
2028 | 2 Clean-Tech Scenario | Net Imports | Capacity Factor
2028 | 2 Clean-Tech Scenario | Other | Capacity Factor | 54.8%
2028 | 2 Clean-Tech Scenario | Simple Cycle | Capacity Factor | 18.09%
2028 | 2 Clean-Tech Scenario | Solar | Capacity Factor | 21.95%
2028 | 2 Clean-Tech Scenario | Storage | Capacity Factor | 0%
2028 | 2 Clean-Tech Scenario | Wind | Capacity Factor | 38.81%
2029 | 2 Clean-Tech Scenario | Combined Cycle | Capacity Factor | 45.24%
2029 | 2 Clean-Tech Scenario | Coal | Capacity Factor
2029 | 2 Clean-Tech Scenario | Cogeneration | Capacity Factor | 73.08%
2029 | 2 Clean-Tech Scenario | Coal to Gas - Steam Boiler | Capacity Factor | 5.48%
2029 | 2 Clean-Tech Scenario | Solar/Storage | Capacity Factor | 21.74%
2029 | 2 Clean-Tech Scenario | Hydro | Capacity Factor | 32.25%
2029 | 2 Clean-Tech Scenario | Net Imports | Capacity Factor
2029 | 2 Clean-Tech Scenario | Other | Capacity Factor | 55.38%
2029 | 2 Clean-Tech Scenario | Simple Cycle | Capacity Factor | 18.47%
2029 | 2 Clean-Tech Scenario | Solar | Capacity Factor | 22.17%
2029 | 2 Clean-Tech Scenario | Storage | Capacity Factor | 0%
2029 | 2 Clean-Tech Scenario | Wind | Capacity Factor | 38.83%
2030 | 2 Clean-Tech Scenario | Combined Cycle | Capacity Factor | 43.85%
2030 | 2 Clean-Tech Scenario | Coal | Capacity Factor
2030 | 2 Clean-Tech Scenario | Cogeneration | Capacity Factor | 73.49%
2030 | 2 Clean-Tech Scenario | Coal to Gas - Steam Boiler | Capacity Factor | 5.224%
2030 | 2 Clean-Tech Scenario | Solar/Storage | Capacity Factor | 21.74%
2030 | 2 Clean-Tech Scenario | Hydro | Capacity Factor | 32.19%
2030 | 2 Clean-Tech Scenario | Net Imports | Capacity Factor
2030 | 2 Clean-Tech Scenario | Other | Capacity Factor | 57.64%
2030 | 2 Clean-Tech Scenario | Simple Cycle | Capacity Factor | 18.96%
2030 | 2 Clean-Tech Scenario | Solar | Capacity Factor | 22.28%
2030 | 2 Clean-Tech Scenario | Storage | Capacity Factor | 0%
2030 | 2 Clean-Tech Scenario | Wind | Capacity Factor | 38.83%
2031 | 2 Clean-Tech Scenario | Combined Cycle | Capacity Factor | 43.26%
2031 | 2 Clean-Tech Scenario | Coal | Capacity Factor
2031 | 2 Clean-Tech Scenario | Cogeneration | Capacity Factor | 73.78%
2031 | 2 Clean-Tech Scenario | Coal to Gas - Steam Boiler | Capacity Factor | 5.685%
2031 | 2 Clean-Tech Scenario | Solar/Storage | Capacity Factor | 21.74%
2031 | 2 Clean-Tech Scenario | Hydro | Capacity Factor | 31.96%
2031 | 2 Clean-Tech Scenario | Net Imports | Capacity Factor
2031 | 2 Clean-Tech Scenario | Other | Capacity Factor | 60.16%
2031 | 2 Clean-Tech Scenario | Simple Cycle | Capacity Factor | 19.53%
2031 | 2 Clean-Tech Scenario | Solar | Capacity Factor | 22.32%
2031 | 2 Clean-Tech Scenario | Storage | Capacity Factor | 0%
2031 | 2 Clean-Tech Scenario | Wind | Capacity Factor | 38.82%
2032 | 2 Clean-Tech Scenario | Combined Cycle | Capacity Factor | 42.88%
2032 | 2 Clean-Tech Scenario | Coal | Capacity Factor
2032 | 2 Clean-Tech Scenario | Cogeneration | Capacity Factor | 74.06%
2032 | 2 Clean-Tech Scenario | Coal to Gas - Steam Boiler | Capacity Factor | 6.86%
2032 | 2 Clean-Tech Scenario | Solar/Storage | Capacity Factor | 21.72%
2032 | 2 Clean-Tech Scenario | Hydro | Capacity Factor | 31.89%
2032 | 2 Clean-Tech Scenario | Net Imports | Capacity Factor
2032 | 2 Clean-Tech Scenario | Other | Capacity Factor | 62.26%
2032 | 2 Clean-Tech Scenario | Simple Cycle | Capacity Factor | 19.98%
2032 | 2 Clean-Tech Scenario | Solar | Capacity Factor | 22.28%
2032 | 2 Clean-Tech Scenario | Storage | Capacity Factor | 0%
2032 | 2 Clean-Tech Scenario | Wind | Capacity Factor | 39.53%
2033 | 2 Clean-Tech Scenario | Combined Cycle | Capacity Factor | 42.46%
2033 | 2 Clean-Tech Scenario | Coal | Capacity Factor
2033 | 2 Clean-Tech Scenario | Cogeneration | Capacity Factor | 73.9%
2033 | 2 Clean-Tech Scenario | Coal to Gas - Steam Boiler | Capacity Factor | 9.016%
2033 | 2 Clean-Tech Scenario | Solar/Storage | Capacity Factor | 21.74%
2033 | 2 Clean-Tech Scenario | Hydro | Capacity Factor | 31.48%
2033 | 2 Clean-Tech Scenario | Net Imports | Capacity Factor
2033 | 2 Clean-Tech Scenario | Other | Capacity Factor | 63.81%
2033 | 2 Clean-Tech Scenario | Simple Cycle | Capacity Factor | 20.36%
2033 | 2 Clean-Tech Scenario | Solar | Capacity Factor | 22.31%
2033 | 2 Clean-Tech Scenario | Storage | Capacity Factor | 0%
2033 | 2 Clean-Tech Scenario | Wind | Capacity Factor | 39.56%
2034 | 2 Clean-Tech Scenario | Combined Cycle | Capacity Factor | 41.61%
2034 | 2 Clean-Tech Scenario | Coal | Capacity Factor
2034 | 2 Clean-Tech Scenario | Cogeneration | Capacity Factor | 74%
2034 | 2 Clean-Tech Scenario | Coal to Gas - Steam Boiler | Capacity Factor | 9.5%
2034 | 2 Clean-Tech Scenario | Solar/Storage | Capacity Factor | 21.74%
2034 | 2 Clean-Tech Scenario | Hydro | Capacity Factor | 31.33%
2034 | 2 Clean-Tech Scenario | Net Imports | Capacity Factor
2034 | 2 Clean-Tech Scenario | Other | Capacity Factor | 65.76%
2034 | 2 Clean-Tech Scenario | Simple Cycle | Capacity Factor | 20.91%
2034 | 2 Clean-Tech Scenario | Solar | Capacity Factor | 22.3%
2034 | 2 Clean-Tech Scenario | Storage | Capacity Factor | 0%
2034 | 2 Clean-Tech Scenario | Wind | Capacity Factor | 40.49%
2035 | 2 Clean-Tech Scenario | Combined Cycle | Capacity Factor | 40.49%
2035 | 2 Clean-Tech Scenario | Coal | Capacity Factor
2035 | 2 Clean-Tech Scenario | Cogeneration | Capacity Factor | 74.17%
2035 | 2 Clean-Tech Scenario | Coal to Gas - Steam Boiler | Capacity Factor | 12.25%
2035 | 2 Clean-Tech Scenario | Solar/Storage | Capacity Factor | 21.74%
2035 | 2 Clean-Tech Scenario | Hydro | Capacity Factor | 30.41%
2035 | 2 Clean-Tech Scenario | Net Imports | Capacity Factor
2035 | 2 Clean-Tech Scenario | Other | Capacity Factor | 67.3%
2035 | 2 Clean-Tech Scenario | Simple Cycle | Capacity Factor | 21.49%
2035 | 2 Clean-Tech Scenario | Solar | Capacity Factor | 22.35%
2035 | 2 Clean-Tech Scenario | Storage | Capacity Factor | 0%
2035 | 2 Clean-Tech Scenario | Wind | Capacity Factor | 39.58%
2036 | 2 Clean-Tech Scenario | Combined Cycle | Capacity Factor | 40.77%
2036 | 2 Clean-Tech Scenario | Coal | Capacity Factor
2036 | 2 Clean-Tech Scenario | Cogeneration | Capacity Factor | 73.82%
2036 | 2 Clean-Tech Scenario | Coal to Gas - Steam Boiler | Capacity Factor | 14.99%
2036 | 2 Clean-Tech Scenario | Solar/Storage | Capacity Factor | 21.71%
2036 | 2 Clean-Tech Scenario | Hydro | Capacity Factor | 30.11%
2036 | 2 Clean-Tech Scenario | Net Imports | Capacity Factor
2036 | 2 Clean-Tech Scenario | Other | Capacity Factor | 68.38%
2036 | 2 Clean-Tech Scenario | Simple Cycle | Capacity Factor | 22%
2036 | 2 Clean-Tech Scenario | Solar | Capacity Factor | 22.36%
2036 | 2 Clean-Tech Scenario | Storage | Capacity Factor | 0%
2036 | 2 Clean-Tech Scenario | Wind | Capacity Factor | 40.08%
2037 | 2 Clean-Tech Scenario | Combined Cycle | Capacity Factor | 40.51%
2037 | 2 Clean-Tech Scenario | Coal | Capacity Factor
2037 | 2 Clean-Tech Scenario | Cogeneration | Capacity Factor | 74.11%
2037 | 2 Clean-Tech Scenario | Coal to Gas - Steam Boiler | Capacity Factor | 16.12%
2037 | 2 Clean-Tech Scenario | Solar/Storage | Capacity Factor | 21.74%
2037 | 2 Clean-Tech Scenario | Hydro | Capacity Factor | 29.39%
2037 | 2 Clean-Tech Scenario | Net Imports | Capacity Factor
2037 | 2 Clean-Tech Scenario | Other | Capacity Factor | 69.74%
2037 | 2 Clean-Tech Scenario | Simple Cycle | Capacity Factor | 22.47%
2037 | 2 Clean-Tech Scenario | Solar | Capacity Factor | 22.43%
2037 | 2 Clean-Tech Scenario | Storage | Capacity Factor | 0%
2037 | 2 Clean-Tech Scenario | Wind | Capacity Factor | 40.41%
2038 | 2 Clean-Tech Scenario | Combined Cycle | Capacity Factor | 40.83%
2038 | 2 Clean-Tech Scenario | Coal | Capacity Factor
2038 | 2 Clean-Tech Scenario | Cogeneration | Capacity Factor | 74.36%
2038 | 2 Clean-Tech Scenario | Coal to Gas - Steam Boiler | Capacity Factor | 16.01%
2038 | 2 Clean-Tech Scenario | Solar/Storage | Capacity Factor | 21.72%
2038 | 2 Clean-Tech Scenario | Hydro | Capacity Factor | 29.28%
2038 | 2 Clean-Tech Scenario | Net Imports | Capacity Factor
2038 | 2 Clean-Tech Scenario | Other | Capacity Factor | 70.76%
2038 | 2 Clean-Tech Scenario | Simple Cycle | Capacity Factor | 22.64%
2038 | 2 Clean-Tech Scenario | Solar | Capacity Factor | 22.45%
2038 | 2 Clean-Tech Scenario | Storage | Capacity Factor | 0%
2038 | 2 Clean-Tech Scenario | Wind | Capacity Factor | 40.38%
2039 | 2 Clean-Tech Scenario | Combined Cycle | Capacity Factor | 41.74%
2039 | 2 Clean-Tech Scenario | Coal | Capacity Factor
2039 | 2 Clean-Tech Scenario | Cogeneration | Capacity Factor | 74.18%
2039 | 2 Clean-Tech Scenario | Coal to Gas - Steam Boiler | Capacity Factor | 15.93%
2039 | 2 Clean-Tech Scenario | Solar/Storage | Capacity Factor | 21.72%
2039 | 2 Clean-Tech Scenario | Hydro | Capacity Factor | 28.95%
2039 | 2 Clean-Tech Scenario | Net Imports | Capacity Factor
2039 | 2 Clean-Tech Scenario | Other | Capacity Factor | 72.04%
2039 | 2 Clean-Tech Scenario | Simple Cycle | Capacity Factor | 20.96%
2039 | 2 Clean-Tech Scenario | Solar | Capacity Factor | 22.47%
2039 | 2 Clean-Tech Scenario | Storage | Capacity Factor | 0%
2039 | 2 Clean-Tech Scenario | Wind | Capacity Factor | 40.11%
2040 | 2 Clean-Tech Scenario | Combined Cycle | Capacity Factor | 43.8%
2040 | 2 Clean-Tech Scenario | Coal | Capacity Factor
2040 | 2 Clean-Tech Scenario | Cogeneration | Capacity Factor | 74.98%
2040 | 2 Clean-Tech Scenario | Coal to Gas - Steam Boiler | Capacity Factor
2040 | 2 Clean-Tech Scenario | Solar/Storage | Capacity Factor | 21.7%
2040 | 2 Clean-Tech Scenario | Hydro | Capacity Factor | 29.13%
2040 | 2 Clean-Tech Scenario | Net Imports | Capacity Factor
2040 | 2 Clean-Tech Scenario | Other | Capacity Factor | 72.69%
2040 | 2 Clean-Tech Scenario | Simple Cycle | Capacity Factor | 21.63%
2040 | 2 Clean-Tech Scenario | Solar | Capacity Factor | 22.43%
2040 | 2 Clean-Tech Scenario | Storage | Capacity Factor | 0%
2040 | 2 Clean-Tech Scenario | Wind | Capacity Factor | 40.72%
2041 | 2 Clean-Tech Scenario | Combined Cycle | Capacity Factor | 45.15%
2041 | 2 Clean-Tech Scenario | Coal | Capacity Factor
2041 | 2 Clean-Tech Scenario | Cogeneration | Capacity Factor | 75.17%
2041 | 2 Clean-Tech Scenario | Coal to Gas - Steam Boiler | Capacity Factor
2041 | 2 Clean-Tech Scenario | Solar/Storage | Capacity Factor | 21.73%
2041 | 2 Clean-Tech Scenario | Hydro | Capacity Factor | 29.38%
2041 | 2 Clean-Tech Scenario | Net Imports | Capacity Factor
2041 | 2 Clean-Tech Scenario | Other | Capacity Factor | 72.27%
2041 | 2 Clean-Tech Scenario | Simple Cycle | Capacity Factor | 22.36%
2041 | 2 Clean-Tech Scenario | Solar | Capacity Factor | 22.47%
2041 | 2 Clean-Tech Scenario | Storage | Capacity Factor | 0%
2041 | 2 Clean-Tech Scenario | Wind | Capacity Factor | 40.22%
2021 | 3 Robust Scenario | Combined Cycle | Capacity Factor | 66.03%
2021 | 3 Robust Scenario | Coal | Capacity Factor | 46.42%
2021 | 3 Robust Scenario | Cogeneration | Capacity Factor | 72.77%
2021 | 3 Robust Scenario | Coal to Gas - Steam Boiler | Capacity Factor | 63.57%
2021 | 3 Robust Scenario | Solar/Storage | Capacity Factor | 14.75%
2021 | 3 Robust Scenario | Hydro | Capacity Factor | 32.66%
2021 | 3 Robust Scenario | Net Imports | Capacity Factor
2021 | 3 Robust Scenario | Other | Capacity Factor | 55.1%
2021 | 3 Robust Scenario | Simple Cycle | Capacity Factor | 38.32%
2021 | 3 Robust Scenario | Solar | Capacity Factor | 20.53%
2021 | 3 Robust Scenario | Storage | Capacity Factor | 0%
2021 | 3 Robust Scenario | Wind | Capacity Factor | 38.8%
2022 | 3 Robust Scenario | Combined Cycle | Capacity Factor | 68.81%
2022 | 3 Robust Scenario | Coal | Capacity Factor | 14.51%
2022 | 3 Robust Scenario | Cogeneration | Capacity Factor | 72.84%
2022 | 3 Robust Scenario | Coal to Gas - Steam Boiler | Capacity Factor | 46.64%
2022 | 3 Robust Scenario | Solar/Storage | Capacity Factor | 20.94%
2022 | 3 Robust Scenario | Hydro | Capacity Factor | 32.63%
2022 | 3 Robust Scenario | Net Imports | Capacity Factor
2022 | 3 Robust Scenario | Other | Capacity Factor | 54.92%
2022 | 3 Robust Scenario | Simple Cycle | Capacity Factor | 29.59%
2022 | 3 Robust Scenario | Solar | Capacity Factor | 21.14%
2022 | 3 Robust Scenario | Storage | Capacity Factor | 0%
2022 | 3 Robust Scenario | Wind | Capacity Factor | 37.6%
2023 | 3 Robust Scenario | Combined Cycle | Capacity Factor | 69.05%
2023 | 3 Robust Scenario | Coal | Capacity Factor | 6.736%
2023 | 3 Robust Scenario | Cogeneration | Capacity Factor | 72.53%
2023 | 3 Robust Scenario | Coal to Gas - Steam Boiler | Capacity Factor | 36.28%
2023 | 3 Robust Scenario | Solar/Storage | Capacity Factor | 20.94%
2023 | 3 Robust Scenario | Hydro | Capacity Factor | 32.62%
2023 | 3 Robust Scenario | Net Imports | Capacity Factor
2023 | 3 Robust Scenario | Other | Capacity Factor | 55.23%
2023 | 3 Robust Scenario | Simple Cycle | Capacity Factor | 28.99%
2023 | 3 Robust Scenario | Solar | Capacity Factor | 20.97%
2023 | 3 Robust Scenario | Storage | Capacity Factor | 0%
2023 | 3 Robust Scenario | Wind | Capacity Factor | 36.4%
2024 | 3 Robust Scenario | Combined Cycle | Capacity Factor | 68.31%
2024 | 3 Robust Scenario | Coal | Capacity Factor | 5.3%
2024 | 3 Robust Scenario | Cogeneration | Capacity Factor | 72.86%
2024 | 3 Robust Scenario | Coal to Gas - Steam Boiler | Capacity Factor | 29.05%
2024 | 3 Robust Scenario | Solar/Storage | Capacity Factor | 20.94%
2024 | 3 Robust Scenario | Hydro | Capacity Factor | 32.6%
2024 | 3 Robust Scenario | Net Imports | Capacity Factor
2024 | 3 Robust Scenario | Other | Capacity Factor | 55.54%
2024 | 3 Robust Scenario | Simple Cycle | Capacity Factor | 26.85%
2024 | 3 Robust Scenario | Solar | Capacity Factor | 20.94%
2024 | 3 Robust Scenario | Storage | Capacity Factor | 0%
2024 | 3 Robust Scenario | Wind | Capacity Factor | 36.35%
2025 | 3 Robust Scenario | Combined Cycle | Capacity Factor | 66.81%
2025 | 3 Robust Scenario | Coal | Capacity Factor | 6.91%
2025 | 3 Robust Scenario | Cogeneration | Capacity Factor | 73.35%
2025 | 3 Robust Scenario | Coal to Gas - Steam Boiler | Capacity Factor | 25.11%
2025 | 3 Robust Scenario | Solar/Storage | Capacity Factor | 20.94%
2025 | 3 Robust Scenario | Hydro | Capacity Factor | 32.62%
2025 | 3 Robust Scenario | Net Imports | Capacity Factor
2025 | 3 Robust Scenario | Other | Capacity Factor | 54.97%
2025 | 3 Robust Scenario | Simple Cycle | Capacity Factor | 25.46%
2025 | 3 Robust Scenario | Solar | Capacity Factor | 20.97%
2025 | 3 Robust Scenario | Storage | Capacity Factor | 0%
2025 | 3 Robust Scenario | Wind | Capacity Factor | 36.4%
2026 | 3 Robust Scenario | Combined Cycle | Capacity Factor | 65.28%
2026 | 3 Robust Scenario | Coal | Capacity Factor
2026 | 3 Robust Scenario | Cogeneration | Capacity Factor | 74.05%
2026 | 3 Robust Scenario | Coal to Gas - Steam Boiler | Capacity Factor | 22.96%
2026 | 3 Robust Scenario | Solar/Storage | Capacity Factor | 20.94%
2026 | 3 Robust Scenario | Hydro | Capacity Factor | 32.61%
2026 | 3 Robust Scenario | Net Imports | Capacity Factor
2026 | 3 Robust Scenario | Other | Capacity Factor | 55.62%
2026 | 3 Robust Scenario | Simple Cycle | Capacity Factor | 24.5%
2026 | 3 Robust Scenario | Solar | Capacity Factor | 20.96%
2026 | 3 Robust Scenario | Storage | Capacity Factor | 0%
2026 | 3 Robust Scenario | Wind | Capacity Factor | 37.02%
2027 | 3 Robust Scenario | Combined Cycle | Capacity Factor | 63.4%
2027 | 3 Robust Scenario | Coal | Capacity Factor
2027 | 3 Robust Scenario | Cogeneration | Capacity Factor | 74.23%
2027 | 3 Robust Scenario | Coal to Gas - Steam Boiler | Capacity Factor | 22.6%
2027 | 3 Robust Scenario | Solar/Storage | Capacity Factor | 20.94%
2027 | 3 Robust Scenario | Hydro | Capacity Factor | 32.56%
2027 | 3 Robust Scenario | Net Imports | Capacity Factor
2027 | 3 Robust Scenario | Other | Capacity Factor | 55.09%
2027 | 3 Robust Scenario | Simple Cycle | Capacity Factor | 24.52%
2027 | 3 Robust Scenario | Solar | Capacity Factor | 20.96%
2027 | 3 Robust Scenario | Storage | Capacity Factor | 0%
2027 | 3 Robust Scenario | Wind | Capacity Factor | 37.33%
2028 | 3 Robust Scenario | Combined Cycle | Capacity Factor | 63.5%
2028 | 3 Robust Scenario | Coal | Capacity Factor
2028 | 3 Robust Scenario | Cogeneration | Capacity Factor | 75.09%
2028 | 3 Robust Scenario | Coal to Gas - Steam Boiler | Capacity Factor | 22.24%
2028 | 3 Robust Scenario | Solar/Storage | Capacity Factor | 20.94%
2028 | 3 Robust Scenario | Hydro | Capacity Factor | 32.54%
2028 | 3 Robust Scenario | Net Imports | Capacity Factor
2028 | 3 Robust Scenario | Other | Capacity Factor | 55.22%
2028 | 3 Robust Scenario | Simple Cycle | Capacity Factor | 24.48%
2028 | 3 Robust Scenario | Solar | Capacity Factor | 20.94%
2028 | 3 Robust Scenario | Storage | Capacity Factor | 0%
2028 | 3 Robust Scenario | Wind | Capacity Factor | 37.37%
2029 | 3 Robust Scenario | Combined Cycle | Capacity Factor | 62.06%
2029 | 3 Robust Scenario | Coal | Capacity Factor
2029 | 3 Robust Scenario | Cogeneration | Capacity Factor | 75.44%
2029 | 3 Robust Scenario | Coal to Gas - Steam Boiler | Capacity Factor | 21.86%
2029 | 3 Robust Scenario | Solar/Storage | Capacity Factor | 20.94%
2029 | 3 Robust Scenario | Hydro | Capacity Factor | 32.51%
2029 | 3 Robust Scenario | Net Imports | Capacity Factor
2029 | 3 Robust Scenario | Other | Capacity Factor | 55.81%
2029 | 3 Robust Scenario | Simple Cycle | Capacity Factor | 24.44%
2029 | 3 Robust Scenario | Solar | Capacity Factor | 20.96%
2029 | 3 Robust Scenario | Storage | Capacity Factor | 0%
2029 | 3 Robust Scenario | Wind | Capacity Factor | 37.4%
2030 | 3 Robust Scenario | Combined Cycle | Capacity Factor | 61.87%
2030 | 3 Robust Scenario | Coal | Capacity Factor
2030 | 3 Robust Scenario | Cogeneration | Capacity Factor | 76.09%
2030 | 3 Robust Scenario | Coal to Gas - Steam Boiler | Capacity Factor | 22.41%
2030 | 3 Robust Scenario | Solar/Storage | Capacity Factor | 20.94%
2030 | 3 Robust Scenario | Hydro | Capacity Factor | 32.52%
2030 | 3 Robust Scenario | Net Imports | Capacity Factor
2030 | 3 Robust Scenario | Other | Capacity Factor | 55.59%
2030 | 3 Robust Scenario | Simple Cycle | Capacity Factor | 24.43%
2030 | 3 Robust Scenario | Solar | Capacity Factor | 20.96%
2030 | 3 Robust Scenario | Storage | Capacity Factor | 0%
2030 | 3 Robust Scenario | Wind | Capacity Factor | 37.4%
2031 | 3 Robust Scenario | Combined Cycle | Capacity Factor | 62.09%
2031 | 3 Robust Scenario | Coal | Capacity Factor
2031 | 3 Robust Scenario | Cogeneration | Capacity Factor | 76.46%
2031 | 3 Robust Scenario | Coal to Gas - Steam Boiler | Capacity Factor | 22.38%
2031 | 3 Robust Scenario | Solar/Storage | Capacity Factor | 20.94%
2031 | 3 Robust Scenario | Hydro | Capacity Factor | 32.51%
2031 | 3 Robust Scenario | Net Imports | Capacity Factor
2031 | 3 Robust Scenario | Other | Capacity Factor | 55.96%
2031 | 3 Robust Scenario | Simple Cycle | Capacity Factor | 25.12%
2031 | 3 Robust Scenario | Solar | Capacity Factor | 20.96%
2031 | 3 Robust Scenario | Storage | Capacity Factor | 0%
2031 | 3 Robust Scenario | Wind | Capacity Factor | 37.42%
2032 | 3 Robust Scenario | Combined Cycle | Capacity Factor | 62.52%
2032 | 3 Robust Scenario | Coal | Capacity Factor
2032 | 3 Robust Scenario | Cogeneration | Capacity Factor | 76.7%
2032 | 3 Robust Scenario | Coal to Gas - Steam Boiler | Capacity Factor | 22.48%
2032 | 3 Robust Scenario | Solar/Storage | Capacity Factor | 20.94%
2032 | 3 Robust Scenario | Hydro | Capacity Factor | 32.49%
2032 | 3 Robust Scenario | Net Imports | Capacity Factor
2032 | 3 Robust Scenario | Other | Capacity Factor | 55.95%
2032 | 3 Robust Scenario | Simple Cycle | Capacity Factor | 25.83%
2032 | 3 Robust Scenario | Solar | Capacity Factor | 20.94%
2032 | 3 Robust Scenario | Storage | Capacity Factor | 0%
2032 | 3 Robust Scenario | Wind | Capacity Factor | 37.79%
2033 | 3 Robust Scenario | Combined Cycle | Capacity Factor | 61.62%
2033 | 3 Robust Scenario | Coal | Capacity Factor
2033 | 3 Robust Scenario | Cogeneration | Capacity Factor | 76.79%
2033 | 3 Robust Scenario | Coal to Gas - Steam Boiler | Capacity Factor | 23.57%
2033 | 3 Robust Scenario | Solar/Storage | Capacity Factor | 20.94%
2033 | 3 Robust Scenario | Hydro | Capacity Factor | 32.47%
2033 | 3 Robust Scenario | Net Imports | Capacity Factor
2033 | 3 Robust Scenario | Other | Capacity Factor | 56.1%
2033 | 3 Robust Scenario | Simple Cycle | Capacity Factor | 25.63%
2033 | 3 Robust Scenario | Solar | Capacity Factor | 20.95%
2033 | 3 Robust Scenario | Storage | Capacity Factor | 0%
2033 | 3 Robust Scenario | Wind | Capacity Factor | 38.13%
2034 | 3 Robust Scenario | Combined Cycle | Capacity Factor | 61.95%
2034 | 3 Robust Scenario | Coal | Capacity Factor
2034 | 3 Robust Scenario | Cogeneration | Capacity Factor | 77.02%
2034 | 3 Robust Scenario | Coal to Gas - Steam Boiler | Capacity Factor | 25.54%
2034 | 3 Robust Scenario | Solar/Storage | Capacity Factor | 20.94%
2034 | 3 Robust Scenario | Hydro | Capacity Factor | 32.49%
2034 | 3 Robust Scenario | Net Imports | Capacity Factor
2034 | 3 Robust Scenario | Other | Capacity Factor | 56.41%
2034 | 3 Robust Scenario | Simple Cycle | Capacity Factor | 25.84%
2034 | 3 Robust Scenario | Solar | Capacity Factor | 20.95%
2034 | 3 Robust Scenario | Storage | Capacity Factor | 0%
2034 | 3 Robust Scenario | Wind | Capacity Factor | 38.78%
2035 | 3 Robust Scenario | Combined Cycle | Capacity Factor | 61.5%
2035 | 3 Robust Scenario | Coal | Capacity Factor
2035 | 3 Robust Scenario | Cogeneration | Capacity Factor | 77.71%
2035 | 3 Robust Scenario | Coal to Gas - Steam Boiler | Capacity Factor | 26.62%
2035 | 3 Robust Scenario | Solar/Storage | Capacity Factor | 20.94%
2035 | 3 Robust Scenario | Hydro | Capacity Factor | 32.45%
2035 | 3 Robust Scenario | Net Imports | Capacity Factor
2035 | 3 Robust Scenario | Other | Capacity Factor | 56.41%
2035 | 3 Robust Scenario | Simple Cycle | Capacity Factor | 25.74%
2035 | 3 Robust Scenario | Solar | Capacity Factor | 20.95%
2035 | 3 Robust Scenario | Storage | Capacity Factor | 0%
2035 | 3 Robust Scenario | Wind | Capacity Factor | 38.12%
2036 | 3 Robust Scenario | Combined Cycle | Capacity Factor | 62.99%
2036 | 3 Robust Scenario | Coal | Capacity Factor
2036 | 3 Robust Scenario | Cogeneration | Capacity Factor | 77.36%
2036 | 3 Robust Scenario | Coal to Gas - Steam Boiler | Capacity Factor | 30.49%
2036 | 3 Robust Scenario | Solar/Storage | Capacity Factor | 20.94%
2036 | 3 Robust Scenario | Hydro | Capacity Factor | 32.47%
2036 | 3 Robust Scenario | Net Imports | Capacity Factor
2036 | 3 Robust Scenario | Other | Capacity Factor | 56.29%
2036 | 3 Robust Scenario | Simple Cycle | Capacity Factor | 27.04%
2036 | 3 Robust Scenario | Solar | Capacity Factor | 20.94%
2036 | 3 Robust Scenario | Storage | Capacity Factor | 0%
2036 | 3 Robust Scenario | Wind | Capacity Factor | 38.34%
2037 | 3 Robust Scenario | Combined Cycle | Capacity Factor | 59.71%
2037 | 3 Robust Scenario | Coal | Capacity Factor
2037 | 3 Robust Scenario | Cogeneration | Capacity Factor | 77.48%
2037 | 3 Robust Scenario | Coal to Gas - Steam Boiler | Capacity Factor | 22.74%
2037 | 3 Robust Scenario | Solar/Storage | Capacity Factor | 20.94%
2037 | 3 Robust Scenario | Hydro | Capacity Factor | 32.43%
2037 | 3 Robust Scenario | Net Imports | Capacity Factor
2037 | 3 Robust Scenario | Other | Capacity Factor | 56.8%
2037 | 3 Robust Scenario | Simple Cycle | Capacity Factor | 23.59%
2037 | 3 Robust Scenario | Solar | Capacity Factor | 20.95%
2037 | 3 Robust Scenario | Storage | Capacity Factor | 0%
2037 | 3 Robust Scenario | Wind | Capacity Factor | 39.19%
2038 | 3 Robust Scenario | Combined Cycle | Capacity Factor | 58.33%
2038 | 3 Robust Scenario | Coal | Capacity Factor
2038 | 3 Robust Scenario | Cogeneration | Capacity Factor | 77.58%
2038 | 3 Robust Scenario | Coal to Gas - Steam Boiler | Capacity Factor
2038 | 3 Robust Scenario | Solar/Storage | Capacity Factor | 20.94%
2038 | 3 Robust Scenario | Hydro | Capacity Factor | 32.6%
2038 | 3 Robust Scenario | Net Imports | Capacity Factor
2038 | 3 Robust Scenario | Other | Capacity Factor | 57.05%
2038 | 3 Robust Scenario | Simple Cycle | Capacity Factor | 24.06%
2038 | 3 Robust Scenario | Solar | Capacity Factor | 20.95%
2038 | 3 Robust Scenario | Storage | Capacity Factor | 0%
2038 | 3 Robust Scenario | Wind | Capacity Factor | 38.7%
2039 | 3 Robust Scenario | Combined Cycle | Capacity Factor | 55.86%
2039 | 3 Robust Scenario | Coal | Capacity Factor
2039 | 3 Robust Scenario | Cogeneration | Capacity Factor | 77.18%
2039 | 3 Robust Scenario | Coal to Gas - Steam Boiler | Capacity Factor
2039 | 3 Robust Scenario | Solar/Storage | Capacity Factor | 20.94%
2039 | 3 Robust Scenario | Hydro | Capacity Factor | 32.54%
2039 | 3 Robust Scenario | Net Imports | Capacity Factor
2039 | 3 Robust Scenario | Other | Capacity Factor | 56.85%
2039 | 3 Robust Scenario | Simple Cycle | Capacity Factor | 22.6%
2039 | 3 Robust Scenario | Solar | Capacity Factor | 20.95%
2039 | 3 Robust Scenario | Storage | Capacity Factor | 0%
2039 | 3 Robust Scenario | Wind | Capacity Factor | 38.76%
2040 | 3 Robust Scenario | Combined Cycle | Capacity Factor | 57.12%
2040 | 3 Robust Scenario | Coal | Capacity Factor
2040 | 3 Robust Scenario | Cogeneration | Capacity Factor | 77.62%
2040 | 3 Robust Scenario | Coal to Gas - Steam Boiler | Capacity Factor
2040 | 3 Robust Scenario | Solar/Storage | Capacity Factor | 20.94%
2040 | 3 Robust Scenario | Hydro | Capacity Factor | 32.29%
2040 | 3 Robust Scenario | Net Imports | Capacity Factor
2040 | 3 Robust Scenario | Other | Capacity Factor | 58.15%
2040 | 3 Robust Scenario | Simple Cycle | Capacity Factor | 22.71%
2040 | 3 Robust Scenario | Solar | Capacity Factor | 20.94%
2040 | 3 Robust Scenario | Storage | Capacity Factor | 0%
2040 | 3 Robust Scenario | Wind | Capacity Factor | 39.14%
2041 | 3 Robust Scenario | Combined Cycle | Capacity Factor | 56.86%
2041 | 3 Robust Scenario | Coal | Capacity Factor
2041 | 3 Robust Scenario | Cogeneration | Capacity Factor | 77.81%
2041 | 3 Robust Scenario | Coal to Gas - Steam Boiler | Capacity Factor
2041 | 3 Robust Scenario | Solar/Storage | Capacity Factor | 20.94%
2041 | 3 Robust Scenario | Hydro | Capacity Factor | 32.35%
2041 | 3 Robust Scenario | Net Imports | Capacity Factor
2041 | 3 Robust Scenario | Other | Capacity Factor | 57.86%
2041 | 3 Robust Scenario | Simple Cycle | Capacity Factor | 23.4%
2041 | 3 Robust Scenario | Solar | Capacity Factor | 20.95%
2041 | 3 Robust Scenario | Storage | Capacity Factor | 0%
2041 | 3 Robust Scenario | Wind | Capacity Factor | 38.75%
2021 | 4 Stagnant Scenario | Combined Cycle | Capacity Factor | 65.5%
2021 | 4 Stagnant Scenario | Coal | Capacity Factor | 44.25%
2021 | 4 Stagnant Scenario | Cogeneration | Capacity Factor | 72.8%
2021 | 4 Stagnant Scenario | Coal to Gas - Steam Boiler | Capacity Factor | 60.41%
2021 | 4 Stagnant Scenario | Solar/Storage | Capacity Factor | 14.75%
2021 | 4 Stagnant Scenario | Hydro | Capacity Factor | 32.68%
2021 | 4 Stagnant Scenario | Net Imports | Capacity Factor
2021 | 4 Stagnant Scenario | Other | Capacity Factor | 55.06%
2021 | 4 Stagnant Scenario | Simple Cycle | Capacity Factor | 36.35%
2021 | 4 Stagnant Scenario | Solar | Capacity Factor | 20.53%
2021 | 4 Stagnant Scenario | Storage | Capacity Factor | 0%
2021 | 4 Stagnant Scenario | Wind | Capacity Factor | 38.8%
2022 | 4 Stagnant Scenario | Combined Cycle | Capacity Factor | 63.25%
2022 | 4 Stagnant Scenario | Coal | Capacity Factor | 2.515%
2022 | 4 Stagnant Scenario | Cogeneration | Capacity Factor | 73.37%
2022 | 4 Stagnant Scenario | Coal to Gas - Steam Boiler | Capacity Factor | 43.84%
2022 | 4 Stagnant Scenario | Solar/Storage | Capacity Factor | 20.94%
2022 | 4 Stagnant Scenario | Hydro | Capacity Factor | 32.65%
2022 | 4 Stagnant Scenario | Net Imports | Capacity Factor
2022 | 4 Stagnant Scenario | Other | Capacity Factor | 54.2%
2022 | 4 Stagnant Scenario | Simple Cycle | Capacity Factor | 29.15%
2022 | 4 Stagnant Scenario | Solar | Capacity Factor | 21.14%
2022 | 4 Stagnant Scenario | Storage | Capacity Factor | 0%
2022 | 4 Stagnant Scenario | Wind | Capacity Factor | 37.49%
2023 | 4 Stagnant Scenario | Combined Cycle | Capacity Factor | 64.01%
2023 | 4 Stagnant Scenario | Coal | Capacity Factor | 2.16%
2023 | 4 Stagnant Scenario | Cogeneration | Capacity Factor | 72.97%
2023 | 4 Stagnant Scenario | Coal to Gas - Steam Boiler | Capacity Factor | 32.7%
2023 | 4 Stagnant Scenario | Solar/Storage | Capacity Factor | 20.94%
2023 | 4 Stagnant Scenario | Hydro | Capacity Factor | 32.61%
2023 | 4 Stagnant Scenario | Net Imports | Capacity Factor
2023 | 4 Stagnant Scenario | Other | Capacity Factor | 54.59%
2023 | 4 Stagnant Scenario | Simple Cycle | Capacity Factor | 27.86%
2023 | 4 Stagnant Scenario | Solar | Capacity Factor | 20.97%
2023 | 4 Stagnant Scenario | Storage | Capacity Factor | 0%
2023 | 4 Stagnant Scenario | Wind | Capacity Factor | 36.19%
2024 | 4 Stagnant Scenario | Combined Cycle | Capacity Factor | 62.53%
2024 | 4 Stagnant Scenario | Coal | Capacity Factor | 0%
2024 | 4 Stagnant Scenario | Cogeneration | Capacity Factor | 73.12%
2024 | 4 Stagnant Scenario | Coal to Gas - Steam Boiler | Capacity Factor | 25.4%
2024 | 4 Stagnant Scenario | Solar/Storage | Capacity Factor | 20.94%
2024 | 4 Stagnant Scenario | Hydro | Capacity Factor | 32.58%
2024 | 4 Stagnant Scenario | Net Imports | Capacity Factor
2024 | 4 Stagnant Scenario | Other | Capacity Factor | 54.83%
2024 | 4 Stagnant Scenario | Simple Cycle | Capacity Factor | 25.18%
2024 | 4 Stagnant Scenario | Solar | Capacity Factor | 20.94%
2024 | 4 Stagnant Scenario | Storage | Capacity Factor | 0%
2024 | 4 Stagnant Scenario | Wind | Capacity Factor | 36.14%
2025 | 4 Stagnant Scenario | Combined Cycle | Capacity Factor | 61.17%
2025 | 4 Stagnant Scenario | Coal | Capacity Factor | 0%
2025 | 4 Stagnant Scenario | Cogeneration | Capacity Factor | 72.98%
2025 | 4 Stagnant Scenario | Coal to Gas - Steam Boiler | Capacity Factor | 26.3%
2025 | 4 Stagnant Scenario | Solar/Storage | Capacity Factor | 20.94%
2025 | 4 Stagnant Scenario | Hydro | Capacity Factor | 32.58%
2025 | 4 Stagnant Scenario | Net Imports | Capacity Factor
2025 | 4 Stagnant Scenario | Other | Capacity Factor | 54.46%
2025 | 4 Stagnant Scenario | Simple Cycle | Capacity Factor | 24.27%
2025 | 4 Stagnant Scenario | Solar | Capacity Factor | 20.97%
2025 | 4 Stagnant Scenario | Storage | Capacity Factor | 0%
2025 | 4 Stagnant Scenario | Wind | Capacity Factor | 36.19%
2026 | 4 Stagnant Scenario | Combined Cycle | Capacity Factor | 60.35%
2026 | 4 Stagnant Scenario | Coal | Capacity Factor
2026 | 4 Stagnant Scenario | Cogeneration | Capacity Factor | 72.96%
2026 | 4 Stagnant Scenario | Coal to Gas - Steam Boiler | Capacity Factor | 31.06%
2026 | 4 Stagnant Scenario | Solar/Storage | Capacity Factor | 20.94%
2026 | 4 Stagnant Scenario | Hydro | Capacity Factor | 32.56%
2026 | 4 Stagnant Scenario | Net Imports | Capacity Factor
2026 | 4 Stagnant Scenario | Other | Capacity Factor | 55.15%
2026 | 4 Stagnant Scenario | Simple Cycle | Capacity Factor | 24.81%
2026 | 4 Stagnant Scenario | Solar | Capacity Factor | 20.97%
2026 | 4 Stagnant Scenario | Storage | Capacity Factor | 0%
2026 | 4 Stagnant Scenario | Wind | Capacity Factor | 36.63%
2027 | 4 Stagnant Scenario | Combined Cycle | Capacity Factor | 60.02%
2027 | 4 Stagnant Scenario | Coal | Capacity Factor
2027 | 4 Stagnant Scenario | Cogeneration | Capacity Factor | 72.94%
2027 | 4 Stagnant Scenario | Coal to Gas - Steam Boiler | Capacity Factor | 36.37%
2027 | 4 Stagnant Scenario | Solar/Storage | Capacity Factor | 20.94%
2027 | 4 Stagnant Scenario | Hydro | Capacity Factor | 32.53%
2027 | 4 Stagnant Scenario | Net Imports | Capacity Factor
2027 | 4 Stagnant Scenario | Other | Capacity Factor | 54.66%
2027 | 4 Stagnant Scenario | Simple Cycle | Capacity Factor | 27.21%
2027 | 4 Stagnant Scenario | Solar | Capacity Factor | 20.97%
2027 | 4 Stagnant Scenario | Storage | Capacity Factor | 0%
2027 | 4 Stagnant Scenario | Wind | Capacity Factor | 36.78%
2028 | 4 Stagnant Scenario | Combined Cycle | Capacity Factor | 60.4%
2028 | 4 Stagnant Scenario | Coal | Capacity Factor
2028 | 4 Stagnant Scenario | Cogeneration | Capacity Factor | 73.2%
2028 | 4 Stagnant Scenario | Coal to Gas - Steam Boiler | Capacity Factor | 35.43%
2028 | 4 Stagnant Scenario | Solar/Storage | Capacity Factor | 20.94%
2028 | 4 Stagnant Scenario | Hydro | Capacity Factor | 32.52%
2028 | 4 Stagnant Scenario | Net Imports | Capacity Factor
2028 | 4 Stagnant Scenario | Other | Capacity Factor | 54.78%
2028 | 4 Stagnant Scenario | Simple Cycle | Capacity Factor | 27.15%
2028 | 4 Stagnant Scenario | Solar | Capacity Factor | 20.94%
2028 | 4 Stagnant Scenario | Storage | Capacity Factor | 0%
2028 | 4 Stagnant Scenario | Wind | Capacity Factor | 36.78%
2029 | 4 Stagnant Scenario | Combined Cycle | Capacity Factor | 60.71%
2029 | 4 Stagnant Scenario | Coal | Capacity Factor
2029 | 4 Stagnant Scenario | Cogeneration | Capacity Factor | 72.97%
2029 | 4 Stagnant Scenario | Coal to Gas - Steam Boiler | Capacity Factor | 35.54%
2029 | 4 Stagnant Scenario | Solar/Storage | Capacity Factor | 20.94%
2029 | 4 Stagnant Scenario | Hydro | Capacity Factor | 32.5%
2029 | 4 Stagnant Scenario | Net Imports | Capacity Factor
2029 | 4 Stagnant Scenario | Other | Capacity Factor | 55.35%
2029 | 4 Stagnant Scenario | Simple Cycle | Capacity Factor | 27.39%
2029 | 4 Stagnant Scenario | Solar | Capacity Factor | 20.97%
2029 | 4 Stagnant Scenario | Storage | Capacity Factor | 0%
2029 | 4 Stagnant Scenario | Wind | Capacity Factor | 36.95%
2030 | 4 Stagnant Scenario | Combined Cycle | Capacity Factor | 61.36%
2030 | 4 Stagnant Scenario | Coal | Capacity Factor
2030 | 4 Stagnant Scenario | Cogeneration | Capacity Factor | 73.02%
2030 | 4 Stagnant Scenario | Coal to Gas - Steam Boiler | Capacity Factor | 34.58%
2030 | 4 Stagnant Scenario | Solar/Storage | Capacity Factor | 20.94%
2030 | 4 Stagnant Scenario | Hydro | Capacity Factor | 32.49%
2030 | 4 Stagnant Scenario | Net Imports | Capacity Factor
2030 | 4 Stagnant Scenario | Other | Capacity Factor | 55.29%
2030 | 4 Stagnant Scenario | Simple Cycle | Capacity Factor | 27.89%
2030 | 4 Stagnant Scenario | Solar | Capacity Factor | 20.97%
2030 | 4 Stagnant Scenario | Storage | Capacity Factor | 0%
2030 | 4 Stagnant Scenario | Wind | Capacity Factor | 36.95%
2031 | 4 Stagnant Scenario | Combined Cycle | Capacity Factor | 61.08%
2031 | 4 Stagnant Scenario | Coal | Capacity Factor
2031 | 4 Stagnant Scenario | Cogeneration | Capacity Factor | 73.19%
2031 | 4 Stagnant Scenario | Coal to Gas - Steam Boiler | Capacity Factor | 34.4%
2031 | 4 Stagnant Scenario | Solar/Storage | Capacity Factor | 20.94%
2031 | 4 Stagnant Scenario | Hydro | Capacity Factor | 32.44%
2031 | 4 Stagnant Scenario | Net Imports | Capacity Factor
2031 | 4 Stagnant Scenario | Other | Capacity Factor | 55.78%
2031 | 4 Stagnant Scenario | Simple Cycle | Capacity Factor | 28.18%
2031 | 4 Stagnant Scenario | Solar | Capacity Factor | 20.97%
2031 | 4 Stagnant Scenario | Storage | Capacity Factor | 0%
2031 | 4 Stagnant Scenario | Wind | Capacity Factor | 36.95%
2032 | 4 Stagnant Scenario | Combined Cycle | Capacity Factor | 61.58%
2032 | 4 Stagnant Scenario | Coal | Capacity Factor
2032 | 4 Stagnant Scenario | Cogeneration | Capacity Factor | 73.24%
2032 | 4 Stagnant Scenario | Coal to Gas - Steam Boiler | Capacity Factor | 33.28%
2032 | 4 Stagnant Scenario | Solar/Storage | Capacity Factor | 20.94%
2032 | 4 Stagnant Scenario | Hydro | Capacity Factor | 32.48%
2032 | 4 Stagnant Scenario | Net Imports | Capacity Factor
2032 | 4 Stagnant Scenario | Other | Capacity Factor | 55.75%
2032 | 4 Stagnant Scenario | Simple Cycle | Capacity Factor | 27.98%
2032 | 4 Stagnant Scenario | Solar | Capacity Factor | 20.94%
2032 | 4 Stagnant Scenario | Storage | Capacity Factor | 0%
2032 | 4 Stagnant Scenario | Wind | Capacity Factor | 37.46%
2033 | 4 Stagnant Scenario | Combined Cycle | Capacity Factor | 61.19%
2033 | 4 Stagnant Scenario | Coal | Capacity Factor
2033 | 4 Stagnant Scenario | Cogeneration | Capacity Factor | 73.07%
2033 | 4 Stagnant Scenario | Coal to Gas - Steam Boiler | Capacity Factor | 32.17%
2033 | 4 Stagnant Scenario | Solar/Storage | Capacity Factor | 20.94%
2033 | 4 Stagnant Scenario | Hydro | Capacity Factor | 32.48%
2033 | 4 Stagnant Scenario | Net Imports | Capacity Factor
2033 | 4 Stagnant Scenario | Other | Capacity Factor | 55.88%
2033 | 4 Stagnant Scenario | Simple Cycle | Capacity Factor | 27.47%
2033 | 4 Stagnant Scenario | Solar | Capacity Factor | 20.97%
2033 | 4 Stagnant Scenario | Storage | Capacity Factor | 0%
2033 | 4 Stagnant Scenario | Wind | Capacity Factor | 37.9%
2034 | 4 Stagnant Scenario | Combined Cycle | Capacity Factor | 60.54%
2034 | 4 Stagnant Scenario | Coal | Capacity Factor
2034 | 4 Stagnant Scenario | Cogeneration | Capacity Factor | 73.1%
2034 | 4 Stagnant Scenario | Coal to Gas - Steam Boiler | Capacity Factor | 32%
2034 | 4 Stagnant Scenario | Solar/Storage | Capacity Factor | 20.94%
2034 | 4 Stagnant Scenario | Hydro | Capacity Factor | 32.42%
2034 | 4 Stagnant Scenario | Net Imports | Capacity Factor
2034 | 4 Stagnant Scenario | Other | Capacity Factor | 56.21%
2034 | 4 Stagnant Scenario | Simple Cycle | Capacity Factor | 27.4%
2034 | 4 Stagnant Scenario | Solar | Capacity Factor | 20.97%
2034 | 4 Stagnant Scenario | Storage | Capacity Factor | 0%
2034 | 4 Stagnant Scenario | Wind | Capacity Factor | 38.75%
2035 | 4 Stagnant Scenario | Combined Cycle | Capacity Factor | 59.77%
2035 | 4 Stagnant Scenario | Coal | Capacity Factor
2035 | 4 Stagnant Scenario | Cogeneration | Capacity Factor | 73.45%
2035 | 4 Stagnant Scenario | Coal to Gas - Steam Boiler | Capacity Factor | 29.76%
2035 | 4 Stagnant Scenario | Solar/Storage | Capacity Factor | 20.94%
2035 | 4 Stagnant Scenario | Hydro | Capacity Factor | 32.35%
2035 | 4 Stagnant Scenario | Net Imports | Capacity Factor
2035 | 4 Stagnant Scenario | Other | Capacity Factor | 56.19%
2035 | 4 Stagnant Scenario | Simple Cycle | Capacity Factor | 26.72%
2035 | 4 Stagnant Scenario | Solar | Capacity Factor | 20.97%
2035 | 4 Stagnant Scenario | Storage | Capacity Factor | 0%
2035 | 4 Stagnant Scenario | Wind | Capacity Factor | 37.86%
2036 | 4 Stagnant Scenario | Combined Cycle | Capacity Factor | 59.97%
2036 | 4 Stagnant Scenario | Coal | Capacity Factor
2036 | 4 Stagnant Scenario | Cogeneration | Capacity Factor | 72.99%
2036 | 4 Stagnant Scenario | Coal to Gas - Steam Boiler | Capacity Factor | 28.94%
2036 | 4 Stagnant Scenario | Solar/Storage | Capacity Factor | 20.94%
2036 | 4 Stagnant Scenario | Hydro | Capacity Factor | 32.31%
2036 | 4 Stagnant Scenario | Net Imports | Capacity Factor
2036 | 4 Stagnant Scenario | Other | Capacity Factor | 56.04%
2036 | 4 Stagnant Scenario | Simple Cycle | Capacity Factor | 27.75%
2036 | 4 Stagnant Scenario | Solar | Capacity Factor | 20.94%
2036 | 4 Stagnant Scenario | Storage | Capacity Factor | 0%
2036 | 4 Stagnant Scenario | Wind | Capacity Factor | 38.17%
2037 | 4 Stagnant Scenario | Combined Cycle | Capacity Factor | 60.42%
2037 | 4 Stagnant Scenario | Coal | Capacity Factor
2037 | 4 Stagnant Scenario | Cogeneration | Capacity Factor | 73.3%
2037 | 4 Stagnant Scenario | Coal to Gas - Steam Boiler | Capacity Factor | 32.31%
2037 | 4 Stagnant Scenario | Solar/Storage | Capacity Factor | 20.94%
2037 | 4 Stagnant Scenario | Hydro | Capacity Factor | 32.39%
2037 | 4 Stagnant Scenario | Net Imports | Capacity Factor
2037 | 4 Stagnant Scenario | Other | Capacity Factor | 56.63%
2037 | 4 Stagnant Scenario | Simple Cycle | Capacity Factor | 28.95%
2037 | 4 Stagnant Scenario | Solar | Capacity Factor | 20.97%
2037 | 4 Stagnant Scenario | Storage | Capacity Factor | 0%
2037 | 4 Stagnant Scenario | Wind | Capacity Factor | 39.28%
2038 | 4 Stagnant Scenario | Combined Cycle | Capacity Factor | 59.25%
2038 | 4 Stagnant Scenario | Coal | Capacity Factor
2038 | 4 Stagnant Scenario | Cogeneration | Capacity Factor | 73.18%
2038 | 4 Stagnant Scenario | Coal to Gas - Steam Boiler | Capacity Factor
2038 | 4 Stagnant Scenario | Solar/Storage | Capacity Factor | 20.94%
2038 | 4 Stagnant Scenario | Hydro | Capacity Factor | 32.55%
2038 | 4 Stagnant Scenario | Net Imports | Capacity Factor
2038 | 4 Stagnant Scenario | Other | Capacity Factor | 56.72%
2038 | 4 Stagnant Scenario | Simple Cycle | Capacity Factor | 28.05%
2038 | 4 Stagnant Scenario | Solar | Capacity Factor | 20.97%
2038 | 4 Stagnant Scenario | Storage | Capacity Factor | 0%
2038 | 4 Stagnant Scenario | Wind | Capacity Factor | 38.64%
2039 | 4 Stagnant Scenario | Combined Cycle | Capacity Factor | 55.94%
2039 | 4 Stagnant Scenario | Coal | Capacity Factor
2039 | 4 Stagnant Scenario | Cogeneration | Capacity Factor | 72.86%
2039 | 4 Stagnant Scenario | Coal to Gas - Steam Boiler | Capacity Factor
2039 | 4 Stagnant Scenario | Solar/Storage | Capacity Factor | 20.94%
2039 | 4 Stagnant Scenario | Hydro | Capacity Factor | 32.32%
2039 | 4 Stagnant Scenario | Net Imports | Capacity Factor
2039 | 4 Stagnant Scenario | Other | Capacity Factor | 56.34%
2039 | 4 Stagnant Scenario | Simple Cycle | Capacity Factor | 24.75%
2039 | 4 Stagnant Scenario | Solar | Capacity Factor | 20.97%
2039 | 4 Stagnant Scenario | Storage | Capacity Factor | 0%
2039 | 4 Stagnant Scenario | Wind | Capacity Factor | 38.71%
2040 | 4 Stagnant Scenario | Combined Cycle | Capacity Factor | 56.36%
2040 | 4 Stagnant Scenario | Coal | Capacity Factor
2040 | 4 Stagnant Scenario | Cogeneration | Capacity Factor | 73.43%
2040 | 4 Stagnant Scenario | Coal to Gas - Steam Boiler | Capacity Factor
2040 | 4 Stagnant Scenario | Solar/Storage | Capacity Factor | 20.94%
2040 | 4 Stagnant Scenario | Hydro | Capacity Factor | 32.13%
2040 | 4 Stagnant Scenario | Net Imports | Capacity Factor
2040 | 4 Stagnant Scenario | Other | Capacity Factor | 57.62%
2040 | 4 Stagnant Scenario | Simple Cycle | Capacity Factor | 24.37%
2040 | 4 Stagnant Scenario | Solar | Capacity Factor | 20.94%
2040 | 4 Stagnant Scenario | Storage | Capacity Factor | 0%
2040 | 4 Stagnant Scenario | Wind | Capacity Factor | 39.21%
2041 | 4 Stagnant Scenario | Combined Cycle | Capacity Factor | 55.88%
2041 | 4 Stagnant Scenario | Coal | Capacity Factor
2041 | 4 Stagnant Scenario | Cogeneration | Capacity Factor | 73.51%
2041 | 4 Stagnant Scenario | Coal to Gas - Steam Boiler | Capacity Factor
2041 | 4 Stagnant Scenario | Solar/Storage | Capacity Factor | 20.94%
2041 | 4 Stagnant Scenario | Hydro | Capacity Factor | 32.08%
2041 | 4 Stagnant Scenario | Net Imports | Capacity Factor
2041 | 4 Stagnant Scenario | Other | Capacity Factor | 57.22%
2041 | 4 Stagnant Scenario | Simple Cycle | Capacity Factor | 24.16%
2041 | 4 Stagnant Scenario | Solar | Capacity Factor | 20.96%
2041 | 4 Stagnant Scenario | Storage | Capacity Factor | 0%
2041 | 4 Stagnant Scenario | Wind | Capacity Factor | 38.71%
2021 | 1 Reference Case | Combined Cycle | Carbon Emissions (Tonnes) | 4647711.6875
2021 | 1 Reference Case | Coal | Carbon Emissions (Tonnes) | 9531715.6094
2021 | 1 Reference Case | Cogeneration | Carbon Emissions (Tonnes) | 5010384.7188
2021 | 1 Reference Case | Coal to Gas - Steam Boiler | Carbon Emissions (Tonnes) | 6837082.9062
2021 | 1 Reference Case | Solar/Storage | Carbon Emissions (Tonnes)
2021 | 1 Reference Case | Hydro | Carbon Emissions (Tonnes)
2021 | 1 Reference Case | Net Imports | Carbon Emissions (Tonnes)
2021 | 1 Reference Case | Other | Carbon Emissions (Tonnes)
2021 | 1 Reference Case | Simple Cycle | Carbon Emissions (Tonnes) | 2552468.9463
2021 | 1 Reference Case | Solar | Carbon Emissions (Tonnes)
2021 | 1 Reference Case | Storage | Carbon Emissions (Tonnes)
2021 | 1 Reference Case | Wind | Carbon Emissions (Tonnes)
2022 | 1 Reference Case | Combined Cycle | Carbon Emissions (Tonnes) | 4791286.2344
2022 | 1 Reference Case | Coal | Carbon Emissions (Tonnes) | 57384.8906
2022 | 1 Reference Case | Cogeneration | Carbon Emissions (Tonnes) | 5295004.0938
2022 | 1 Reference Case | Coal to Gas - Steam Boiler | Carbon Emissions (Tonnes) | 11403543.0156
2022 | 1 Reference Case | Solar/Storage | Carbon Emissions (Tonnes)
2022 | 1 Reference Case | Hydro | Carbon Emissions (Tonnes)
2022 | 1 Reference Case | Net Imports | Carbon Emissions (Tonnes)
2022 | 1 Reference Case | Other | Carbon Emissions (Tonnes)
2022 | 1 Reference Case | Simple Cycle | Carbon Emissions (Tonnes) | 2121355.1654
2022 | 1 Reference Case | Solar | Carbon Emissions (Tonnes)
2022 | 1 Reference Case | Storage | Carbon Emissions (Tonnes)
2022 | 1 Reference Case | Wind | Carbon Emissions (Tonnes)
2023 | 1 Reference Case | Combined Cycle | Carbon Emissions (Tonnes) | 6648649.0469
2023 | 1 Reference Case | Coal | Carbon Emissions (Tonnes) | 34141.2109
2023 | 1 Reference Case | Cogeneration | Carbon Emissions (Tonnes) | 5284573.8438
2023 | 1 Reference Case | Coal to Gas - Steam Boiler | Carbon Emissions (Tonnes) | 9139502.1055
2023 | 1 Reference Case | Solar/Storage | Carbon Emissions (Tonnes)
2023 | 1 Reference Case | Hydro | Carbon Emissions (Tonnes)
2023 | 1 Reference Case | Net Imports | Carbon Emissions (Tonnes)
2023 | 1 Reference Case | Other | Carbon Emissions (Tonnes)
2023 | 1 Reference Case | Simple Cycle | Carbon Emissions (Tonnes) | 1954726.6141
2023 | 1 Reference Case | Solar | Carbon Emissions (Tonnes)
2023 | 1 Reference Case | Storage | Carbon Emissions (Tonnes)
2023 | 1 Reference Case | Wind | Carbon Emissions (Tonnes)
2024 | 1 Reference Case | Combined Cycle | Carbon Emissions (Tonnes) | 7237160.7578
2024 | 1 Reference Case | Coal | Carbon Emissions (Tonnes) | 0
2024 | 1 Reference Case | Cogeneration | Carbon Emissions (Tonnes) | 5249509.5
2024 | 1 Reference Case | Coal to Gas - Steam Boiler | Carbon Emissions (Tonnes) | 7514399.6855
2024 | 1 Reference Case | Solar/Storage | Carbon Emissions (Tonnes)
2024 | 1 Reference Case | Hydro | Carbon Emissions (Tonnes)
2024 | 1 Reference Case | Net Imports | Carbon Emissions (Tonnes)
2024 | 1 Reference Case | Other | Carbon Emissions (Tonnes)
2024 | 1 Reference Case | Simple Cycle | Carbon Emissions (Tonnes) | 1726468.0803
2024 | 1 Reference Case | Solar | Carbon Emissions (Tonnes)
2024 | 1 Reference Case | Storage | Carbon Emissions (Tonnes)
2024 | 1 Reference Case | Wind | Carbon Emissions (Tonnes)
2025 | 1 Reference Case | Combined Cycle | Carbon Emissions (Tonnes) | 7048262.0859
2025 | 1 Reference Case | Coal | Carbon Emissions (Tonnes) | 7852.1948
2025 | 1 Reference Case | Cogeneration | Carbon Emissions (Tonnes) | 5176471.125
2025 | 1 Reference Case | Coal to Gas - Steam Boiler | Carbon Emissions (Tonnes) | 6710994.6484
2025 | 1 Reference Case | Solar/Storage | Carbon Emissions (Tonnes)
2025 | 1 Reference Case | Hydro | Carbon Emissions (Tonnes)
2025 | 1 Reference Case | Net Imports | Carbon Emissions (Tonnes)
2025 | 1 Reference Case | Other | Carbon Emissions (Tonnes)
2025 | 1 Reference Case | Simple Cycle | Carbon Emissions (Tonnes) | 1565853.7441
2025 | 1 Reference Case | Solar | Carbon Emissions (Tonnes)
2025 | 1 Reference Case | Storage | Carbon Emissions (Tonnes)
2025 | 1 Reference Case | Wind | Carbon Emissions (Tonnes)
2026 | 1 Reference Case | Combined Cycle | Carbon Emissions (Tonnes) | 6966176.5703
2026 | 1 Reference Case | Coal | Carbon Emissions (Tonnes) | 0
2026 | 1 Reference Case | Cogeneration | Carbon Emissions (Tonnes) | 5112935.7344
2026 | 1 Reference Case | Coal to Gas - Steam Boiler | Carbon Emissions (Tonnes) | 6447012.4062
2026 | 1 Reference Case | Solar/Storage | Carbon Emissions (Tonnes)
2026 | 1 Reference Case | Hydro | Carbon Emissions (Tonnes)
2026 | 1 Reference Case | Net Imports | Carbon Emissions (Tonnes)
2026 | 1 Reference Case | Other | Carbon Emissions (Tonnes)
2026 | 1 Reference Case | Simple Cycle | Carbon Emissions (Tonnes) | 1471029.5614
2026 | 1 Reference Case | Solar | Carbon Emissions (Tonnes)
2026 | 1 Reference Case | Storage | Carbon Emissions (Tonnes)
2026 | 1 Reference Case | Wind | Carbon Emissions (Tonnes)
2027 | 1 Reference Case | Combined Cycle | Carbon Emissions (Tonnes) | 6734766.0625
2027 | 1 Reference Case | Coal | Carbon Emissions (Tonnes) | 0
2027 | 1 Reference Case | Cogeneration | Carbon Emissions (Tonnes) | 5087886.6094
2027 | 1 Reference Case | Coal to Gas - Steam Boiler | Carbon Emissions (Tonnes) | 6506190.0625
2027 | 1 Reference Case | Solar/Storage | Carbon Emissions (Tonnes)
2027 | 1 Reference Case | Hydro | Carbon Emissions (Tonnes)
2027 | 1 Reference Case | Net Imports | Carbon Emissions (Tonnes)
2027 | 1 Reference Case | Other | Carbon Emissions (Tonnes)
2027 | 1 Reference Case | Simple Cycle | Carbon Emissions (Tonnes) | 1475544.3941
2027 | 1 Reference Case | Solar | Carbon Emissions (Tonnes)
2027 | 1 Reference Case | Storage | Carbon Emissions (Tonnes)
2027 | 1 Reference Case | Wind | Carbon Emissions (Tonnes)
2028 | 1 Reference Case | Combined Cycle | Carbon Emissions (Tonnes) | 6871632.6484
2028 | 1 Reference Case | Coal | Carbon Emissions (Tonnes) | 0
2028 | 1 Reference Case | Cogeneration | Carbon Emissions (Tonnes) | 5093655.0156
2028 | 1 Reference Case | Coal to Gas - Steam Boiler | Carbon Emissions (Tonnes) | 6007719.5938
2028 | 1 Reference Case | Solar/Storage | Carbon Emissions (Tonnes)
2028 | 1 Reference Case | Hydro | Carbon Emissions (Tonnes)
2028 | 1 Reference Case | Net Imports | Carbon Emissions (Tonnes)
2028 | 1 Reference Case | Other | Carbon Emissions (Tonnes)
2028 | 1 Reference Case | Simple Cycle | Carbon Emissions (Tonnes) | 1464949.6221
2028 | 1 Reference Case | Solar | Carbon Emissions (Tonnes)
2028 | 1 Reference Case | Storage | Carbon Emissions (Tonnes)
2028 | 1 Reference Case | Wind | Carbon Emissions (Tonnes)
2029 | 1 Reference Case | Combined Cycle | Carbon Emissions (Tonnes) | 6717229.4219
2029 | 1 Reference Case | Coal | Carbon Emissions (Tonnes) | 0
2029 | 1 Reference Case | Cogeneration | Carbon Emissions (Tonnes) | 5032302.1562
2029 | 1 Reference Case | Coal to Gas - Steam Boiler | Carbon Emissions (Tonnes) | 6234550.5078
2029 | 1 Reference Case | Solar/Storage | Carbon Emissions (Tonnes)
2029 | 1 Reference Case | Hydro | Carbon Emissions (Tonnes)
2029 | 1 Reference Case | Net Imports | Carbon Emissions (Tonnes)
2029 | 1 Reference Case | Other | Carbon Emissions (Tonnes)
2029 | 1 Reference Case | Simple Cycle | Carbon Emissions (Tonnes) | 1480351.9672
2029 | 1 Reference Case | Solar | Carbon Emissions (Tonnes)
2029 | 1 Reference Case | Storage | Carbon Emissions (Tonnes)
2029 | 1 Reference Case | Wind | Carbon Emissions (Tonnes)
2030 | 1 Reference Case | Combined Cycle | Carbon Emissions (Tonnes) | 6738290.0625
2030 | 1 Reference Case | Coal | Carbon Emissions (Tonnes) | 0
2030 | 1 Reference Case | Cogeneration | Carbon Emissions (Tonnes) | 5036666.1875
2030 | 1 Reference Case | Coal to Gas - Steam Boiler | Carbon Emissions (Tonnes) | 5917246.8125
2030 | 1 Reference Case | Solar/Storage | Carbon Emissions (Tonnes)
2030 | 1 Reference Case | Hydro | Carbon Emissions (Tonnes)
2030 | 1 Reference Case | Net Imports | Carbon Emissions (Tonnes)
2030 | 1 Reference Case | Other | Carbon Emissions (Tonnes)
2030 | 1 Reference Case | Simple Cycle | Carbon Emissions (Tonnes) | 1499513.9934
2030 | 1 Reference Case | Solar | Carbon Emissions (Tonnes)
2030 | 1 Reference Case | Storage | Carbon Emissions (Tonnes)
2030 | 1 Reference Case | Wind | Carbon Emissions (Tonnes)
2031 | 1 Reference Case | Combined Cycle | Carbon Emissions (Tonnes) | 6721817.5312
2031 | 1 Reference Case | Coal | Carbon Emissions (Tonnes) | 0
2031 | 1 Reference Case | Cogeneration | Carbon Emissions (Tonnes) | 5002184.0469
2031 | 1 Reference Case | Coal to Gas - Steam Boiler | Carbon Emissions (Tonnes) | 5853641.3125
2031 | 1 Reference Case | Solar/Storage | Carbon Emissions (Tonnes)
2031 | 1 Reference Case | Hydro | Carbon Emissions (Tonnes)
2031 | 1 Reference Case | Net Imports | Carbon Emissions (Tonnes)
2031 | 1 Reference Case | Other | Carbon Emissions (Tonnes)
2031 | 1 Reference Case | Simple Cycle | Carbon Emissions (Tonnes) | 1488840.8334
2031 | 1 Reference Case | Solar | Carbon Emissions (Tonnes)
2031 | 1 Reference Case | Storage | Carbon Emissions (Tonnes)
2031 | 1 Reference Case | Wind | Carbon Emissions (Tonnes)
2032 | 1 Reference Case | Combined Cycle | Carbon Emissions (Tonnes) | 6760476.1953
2032 | 1 Reference Case | Coal | Carbon Emissions (Tonnes) | 0
2032 | 1 Reference Case | Cogeneration | Carbon Emissions (Tonnes) | 5045434.9688
2032 | 1 Reference Case | Coal to Gas - Steam Boiler | Carbon Emissions (Tonnes) | 5997015.125
2032 | 1 Reference Case | Solar/Storage | Carbon Emissions (Tonnes)
2032 | 1 Reference Case | Hydro | Carbon Emissions (Tonnes)
2032 | 1 Reference Case | Net Imports | Carbon Emissions (Tonnes)
2032 | 1 Reference Case | Other | Carbon Emissions (Tonnes)
2032 | 1 Reference Case | Simple Cycle | Carbon Emissions (Tonnes) | 1504654.4954
2032 | 1 Reference Case | Solar | Carbon Emissions (Tonnes)
2032 | 1 Reference Case | Storage | Carbon Emissions (Tonnes)
2032 | 1 Reference Case | Wind | Carbon Emissions (Tonnes)
2033 | 1 Reference Case | Combined Cycle | Carbon Emissions (Tonnes) | 6786599.8125
2033 | 1 Reference Case | Coal | Carbon Emissions (Tonnes) | 0
2033 | 1 Reference Case | Cogeneration | Carbon Emissions (Tonnes) | 5044692.5938
2033 | 1 Reference Case | Coal to Gas - Steam Boiler | Carbon Emissions (Tonnes) | 5565499.875
2033 | 1 Reference Case | Solar/Storage | Carbon Emissions (Tonnes)
2033 | 1 Reference Case | Hydro | Carbon Emissions (Tonnes)
2033 | 1 Reference Case | Net Imports | Carbon Emissions (Tonnes)
2033 | 1 Reference Case | Other | Carbon Emissions (Tonnes)
2033 | 1 Reference Case | Simple Cycle | Carbon Emissions (Tonnes) | 1599574.1507
2033 | 1 Reference Case | Solar | Carbon Emissions (Tonnes)
2033 | 1 Reference Case | Storage | Carbon Emissions (Tonnes)
2033 | 1 Reference Case | Wind | Carbon Emissions (Tonnes)
2034 | 1 Reference Case | Combined Cycle | Carbon Emissions (Tonnes) | 6683189.6797
2034 | 1 Reference Case | Coal | Carbon Emissions (Tonnes) | 0
2034 | 1 Reference Case | Cogeneration | Carbon Emissions (Tonnes) | 5025855.0938
2034 | 1 Reference Case | Coal to Gas - Steam Boiler | Carbon Emissions (Tonnes) | 4626052.75
2034 | 1 Reference Case | Solar/Storage | Carbon Emissions (Tonnes)
2034 | 1 Reference Case | Hydro | Carbon Emissions (Tonnes)
2034 | 1 Reference Case | Net Imports | Carbon Emissions (Tonnes)
2034 | 1 Reference Case | Other | Carbon Emissions (Tonnes)
2034 | 1 Reference Case | Simple Cycle | Carbon Emissions (Tonnes) | 1679662.4699
2034 | 1 Reference Case | Solar | Carbon Emissions (Tonnes)
2034 | 1 Reference Case | Storage | Carbon Emissions (Tonnes)
2034 | 1 Reference Case | Wind | Carbon Emissions (Tonnes)
2035 | 1 Reference Case | Combined Cycle | Carbon Emissions (Tonnes) | 6715946.9766
2035 | 1 Reference Case | Coal | Carbon Emissions (Tonnes) | 0
2035 | 1 Reference Case | Cogeneration | Carbon Emissions (Tonnes) | 5052268.5938
2035 | 1 Reference Case | Coal to Gas - Steam Boiler | Carbon Emissions (Tonnes) | 4202463.9688
2035 | 1 Reference Case | Solar/Storage | Carbon Emissions (Tonnes)
2035 | 1 Reference Case | Hydro | Carbon Emissions (Tonnes)
2035 | 1 Reference Case | Net Imports | Carbon Emissions (Tonnes)
2035 | 1 Reference Case | Other | Carbon Emissions (Tonnes)
2035 | 1 Reference Case | Simple Cycle | Carbon Emissions (Tonnes) | 1697889.7952
2035 | 1 Reference Case | Solar | Carbon Emissions (Tonnes)
2035 | 1 Reference Case | Storage | Carbon Emissions (Tonnes)
2035 | 1 Reference Case | Wind | Carbon Emissions (Tonnes)
2036 | 1 Reference Case | Combined Cycle | Carbon Emissions (Tonnes) | 6806086.6719
2036 | 1 Reference Case | Coal | Carbon Emissions (Tonnes) | 0
2036 | 1 Reference Case | Cogeneration | Carbon Emissions (Tonnes) | 5084786.2344
2036 | 1 Reference Case | Coal to Gas - Steam Boiler | Carbon Emissions (Tonnes) | 3176800.1875
2036 | 1 Reference Case | Solar/Storage | Carbon Emissions (Tonnes)
2036 | 1 Reference Case | Hydro | Carbon Emissions (Tonnes)
2036 | 1 Reference Case | Net Imports | Carbon Emissions (Tonnes)
2036 | 1 Reference Case | Other | Carbon Emissions (Tonnes)
2036 | 1 Reference Case | Simple Cycle | Carbon Emissions (Tonnes) | 2036399.2817
2036 | 1 Reference Case | Solar | Carbon Emissions (Tonnes)
2036 | 1 Reference Case | Storage | Carbon Emissions (Tonnes)
2036 | 1 Reference Case | Wind | Carbon Emissions (Tonnes)
2037 | 1 Reference Case | Combined Cycle | Carbon Emissions (Tonnes) | 7908755.3906
2037 | 1 Reference Case | Coal | Carbon Emissions (Tonnes) | 0
2037 | 1 Reference Case | Cogeneration | Carbon Emissions (Tonnes) | 5016236.3281
2037 | 1 Reference Case | Coal to Gas - Steam Boiler | Carbon Emissions (Tonnes) | 1501114.4375
2037 | 1 Reference Case | Solar/Storage | Carbon Emissions (Tonnes)
2037 | 1 Reference Case | Hydro | Carbon Emissions (Tonnes)
2037 | 1 Reference Case | Net Imports | Carbon Emissions (Tonnes)
2037 | 1 Reference Case | Other | Carbon Emissions (Tonnes)
2037 | 1 Reference Case | Simple Cycle | Carbon Emissions (Tonnes) | 1937940.0961
2037 | 1 Reference Case | Solar | Carbon Emissions (Tonnes)
2037 | 1 Reference Case | Storage | Carbon Emissions (Tonnes)
2037 | 1 Reference Case | Wind | Carbon Emissions (Tonnes)
2038 | 1 Reference Case | Combined Cycle | Carbon Emissions (Tonnes) | 7966778.0234
2038 | 1 Reference Case | Coal | Carbon Emissions (Tonnes) | 0
2038 | 1 Reference Case | Cogeneration | Carbon Emissions (Tonnes) | 5068851.0938
2038 | 1 Reference Case | Coal to Gas - Steam Boiler | Carbon Emissions (Tonnes) | 0
2038 | 1 Reference Case | Solar/Storage | Carbon Emissions (Tonnes)
2038 | 1 Reference Case | Hydro | Carbon Emissions (Tonnes)
2038 | 1 Reference Case | Net Imports | Carbon Emissions (Tonnes)
2038 | 1 Reference Case | Other | Carbon Emissions (Tonnes)
2038 | 1 Reference Case | Simple Cycle | Carbon Emissions (Tonnes) | 2019911.1165
2038 | 1 Reference Case | Solar | Carbon Emissions (Tonnes)
2038 | 1 Reference Case | Storage | Carbon Emissions (Tonnes)
2038 | 1 Reference Case | Wind | Carbon Emissions (Tonnes)
2039 | 1 Reference Case | Combined Cycle | Carbon Emissions (Tonnes) | 9716749.7733
2039 | 1 Reference Case | Coal | Carbon Emissions (Tonnes) | 0
2039 | 1 Reference Case | Cogeneration | Carbon Emissions (Tonnes) | 4911565.9531
2039 | 1 Reference Case | Coal to Gas - Steam Boiler | Carbon Emissions (Tonnes) | 0
2039 | 1 Reference Case | Solar/Storage | Carbon Emissions (Tonnes)
2039 | 1 Reference Case | Hydro | Carbon Emissions (Tonnes)
2039 | 1 Reference Case | Net Imports | Carbon Emissions (Tonnes)
2039 | 1 Reference Case | Other | Carbon Emissions (Tonnes)
2039 | 1 Reference Case | Simple Cycle | Carbon Emissions (Tonnes) | 1328048.8518
2039 | 1 Reference Case | Solar | Carbon Emissions (Tonnes)
2039 | 1 Reference Case | Storage | Carbon Emissions (Tonnes)
2039 | 1 Reference Case | Wind | Carbon Emissions (Tonnes)
2040 | 1 Reference Case | Combined Cycle | Carbon Emissions (Tonnes) | 9797175.7812
2040 | 1 Reference Case | Coal | Carbon Emissions (Tonnes) | 0
2040 | 1 Reference Case | Cogeneration | Carbon Emissions (Tonnes) | 5037533.1406
2040 | 1 Reference Case | Coal to Gas - Steam Boiler | Carbon Emissions (Tonnes) | 0
2040 | 1 Reference Case | Solar/Storage | Carbon Emissions (Tonnes)
2040 | 1 Reference Case | Hydro | Carbon Emissions (Tonnes)
2040 | 1 Reference Case | Net Imports | Carbon Emissions (Tonnes)
2040 | 1 Reference Case | Other | Carbon Emissions (Tonnes)
2040 | 1 Reference Case | Simple Cycle | Carbon Emissions (Tonnes) | 1260088.7137
2040 | 1 Reference Case | Solar | Carbon Emissions (Tonnes)
2040 | 1 Reference Case | Storage | Carbon Emissions (Tonnes)
2040 | 1 Reference Case | Wind | Carbon Emissions (Tonnes)
2041 | 1 Reference Case | Combined Cycle | Carbon Emissions (Tonnes) | 9528090
2041 | 1 Reference Case | Coal | Carbon Emissions (Tonnes) | 0
2041 | 1 Reference Case | Cogeneration | Carbon Emissions (Tonnes) | 5009974.0312
2041 | 1 Reference Case | Coal to Gas - Steam Boiler | Carbon Emissions (Tonnes) | 0
2041 | 1 Reference Case | Solar/Storage | Carbon Emissions (Tonnes)
2041 | 1 Reference Case | Hydro | Carbon Emissions (Tonnes)
2041 | 1 Reference Case | Net Imports | Carbon Emissions (Tonnes)
2041 | 1 Reference Case | Other | Carbon Emissions (Tonnes)
2041 | 1 Reference Case | Simple Cycle | Carbon Emissions (Tonnes) | 1302126.3835
2041 | 1 Reference Case | Solar | Carbon Emissions (Tonnes)
2041 | 1 Reference Case | Storage | Carbon Emissions (Tonnes)
2041 | 1 Reference Case | Wind | Carbon Emissions (Tonnes)
2021 | 2 Clean-Tech Scenario | Combined Cycle | Carbon Emissions (Tonnes) | 4637737.8281
2021 | 2 Clean-Tech Scenario | Coal | Carbon Emissions (Tonnes) | 11654237.7969
2021 | 2 Clean-Tech Scenario | Cogeneration | Carbon Emissions (Tonnes) | 5011192.7812
2021 | 2 Clean-Tech Scenario | Coal to Gas - Steam Boiler | Carbon Emissions (Tonnes) | 5674248.4688
2021 | 2 Clean-Tech Scenario | Solar/Storage | Carbon Emissions (Tonnes)
2021 | 2 Clean-Tech Scenario | Hydro | Carbon Emissions (Tonnes)
2021 | 2 Clean-Tech Scenario | Net Imports | Carbon Emissions (Tonnes)
2021 | 2 Clean-Tech Scenario | Other | Carbon Emissions (Tonnes)
2021 | 2 Clean-Tech Scenario | Simple Cycle | Carbon Emissions (Tonnes) | 2499294.8347
2021 | 2 Clean-Tech Scenario | Solar | Carbon Emissions (Tonnes)
2021 | 2 Clean-Tech Scenario | Storage | Carbon Emissions (Tonnes)
2021 | 2 Clean-Tech Scenario | Wind | Carbon Emissions (Tonnes)
2022 | 2 Clean-Tech Scenario | Combined Cycle | Carbon Emissions (Tonnes) | 4802776.7188
2022 | 2 Clean-Tech Scenario | Coal | Carbon Emissions (Tonnes) | 4934568.3984
2022 | 2 Clean-Tech Scenario | Cogeneration | Carbon Emissions (Tonnes) | 5289342.8594
2022 | 2 Clean-Tech Scenario | Coal to Gas - Steam Boiler | Carbon Emissions (Tonnes) | 8120414.4922
2022 | 2 Clean-Tech Scenario | Solar/Storage | Carbon Emissions (Tonnes)
2022 | 2 Clean-Tech Scenario | Hydro | Carbon Emissions (Tonnes)
2022 | 2 Clean-Tech Scenario | Net Imports | Carbon Emissions (Tonnes)
2022 | 2 Clean-Tech Scenario | Other | Carbon Emissions (Tonnes)
2022 | 2 Clean-Tech Scenario | Simple Cycle | Carbon Emissions (Tonnes) | 2293217.2667
2022 | 2 Clean-Tech Scenario | Solar | Carbon Emissions (Tonnes)
2022 | 2 Clean-Tech Scenario | Storage | Carbon Emissions (Tonnes)
2022 | 2 Clean-Tech Scenario | Wind | Carbon Emissions (Tonnes)
2023 | 2 Clean-Tech Scenario | Combined Cycle | Carbon Emissions (Tonnes) | 8505549.8594
2023 | 2 Clean-Tech Scenario | Coal | Carbon Emissions (Tonnes) | 2242787.2495
2023 | 2 Clean-Tech Scenario | Cogeneration | Carbon Emissions (Tonnes) | 5225611.5
2023 | 2 Clean-Tech Scenario | Coal to Gas - Steam Boiler | Carbon Emissions (Tonnes) | 5044705.5586
2023 | 2 Clean-Tech Scenario | Solar/Storage | Carbon Emissions (Tonnes)
2023 | 2 Clean-Tech Scenario | Hydro | Carbon Emissions (Tonnes)
2023 | 2 Clean-Tech Scenario | Net Imports | Carbon Emissions (Tonnes)
2023 | 2 Clean-Tech Scenario | Other | Carbon Emissions (Tonnes)
2023 | 2 Clean-Tech Scenario | Simple Cycle | Carbon Emissions (Tonnes) | 1575082.4443
2023 | 2 Clean-Tech Scenario | Solar | Carbon Emissions (Tonnes)
2023 | 2 Clean-Tech Scenario | Storage | Carbon Emissions (Tonnes)
2023 | 2 Clean-Tech Scenario | Wind | Carbon Emissions (Tonnes)
2024 | 2 Clean-Tech Scenario | Combined Cycle | Carbon Emissions (Tonnes) | 12404336.6602
2024 | 2 Clean-Tech Scenario | Coal | Carbon Emissions (Tonnes) | 4585.1841
2024 | 2 Clean-Tech Scenario | Cogeneration | Carbon Emissions (Tonnes) | 5044318.5781
2024 | 2 Clean-Tech Scenario | Coal to Gas - Steam Boiler | Carbon Emissions (Tonnes) | 1538998.8877
2024 | 2 Clean-Tech Scenario | Solar/Storage | Carbon Emissions (Tonnes)
2024 | 2 Clean-Tech Scenario | Hydro | Carbon Emissions (Tonnes)
2024 | 2 Clean-Tech Scenario | Net Imports | Carbon Emissions (Tonnes)
2024 | 2 Clean-Tech Scenario | Other | Carbon Emissions (Tonnes)
2024 | 2 Clean-Tech Scenario | Simple Cycle | Carbon Emissions (Tonnes) | 754311.9789
2024 | 2 Clean-Tech Scenario | Solar | Carbon Emissions (Tonnes)
2024 | 2 Clean-Tech Scenario | Storage | Carbon Emissions (Tonnes)
2024 | 2 Clean-Tech Scenario | Wind | Carbon Emissions (Tonnes)
2025 | 2 Clean-Tech Scenario | Combined Cycle | Carbon Emissions (Tonnes) | 11736782.9531
2025 | 2 Clean-Tech Scenario | Coal | Carbon Emissions (Tonnes) | 0
2025 | 2 Clean-Tech Scenario | Cogeneration | Carbon Emissions (Tonnes) | 4956741.625
2025 | 2 Clean-Tech Scenario | Coal to Gas - Steam Boiler | Carbon Emissions (Tonnes) | 824530.6992
2025 | 2 Clean-Tech Scenario | Solar/Storage | Carbon Emissions (Tonnes)
2025 | 2 Clean-Tech Scenario | Hydro | Carbon Emissions (Tonnes)
2025 | 2 Clean-Tech Scenario | Net Imports | Carbon Emissions (Tonnes)
2025 | 2 Clean-Tech Scenario | Other | Carbon Emissions (Tonnes)
2025 | 2 Clean-Tech Scenario | Simple Cycle | Carbon Emissions (Tonnes) | 655232.2795
2025 | 2 Clean-Tech Scenario | Solar | Carbon Emissions (Tonnes)
2025 | 2 Clean-Tech Scenario | Storage | Carbon Emissions (Tonnes)
2025 | 2 Clean-Tech Scenario | Wind | Carbon Emissions (Tonnes)
2026 | 2 Clean-Tech Scenario | Combined Cycle | Carbon Emissions (Tonnes) | 11450359.1992
2026 | 2 Clean-Tech Scenario | Coal | Carbon Emissions (Tonnes) | 0
2026 | 2 Clean-Tech Scenario | Cogeneration | Carbon Emissions (Tonnes) | 4956164.6094
2026 | 2 Clean-Tech Scenario | Coal to Gas - Steam Boiler | Carbon Emissions (Tonnes) | 570057.0625
2026 | 2 Clean-Tech Scenario | Solar/Storage | Carbon Emissions (Tonnes)
2026 | 2 Clean-Tech Scenario | Hydro | Carbon Emissions (Tonnes)
2026 | 2 Clean-Tech Scenario | Net Imports | Carbon Emissions (Tonnes)
2026 | 2 Clean-Tech Scenario | Other | Carbon Emissions (Tonnes)
2026 | 2 Clean-Tech Scenario | Simple Cycle | Carbon Emissions (Tonnes) | 665880.2271
2026 | 2 Clean-Tech Scenario | Solar | Carbon Emissions (Tonnes)
2026 | 2 Clean-Tech Scenario | Storage | Carbon Emissions (Tonnes)
2026 | 2 Clean-Tech Scenario | Wind | Carbon Emissions (Tonnes)
2027 | 2 Clean-Tech Scenario | Combined Cycle | Carbon Emissions (Tonnes) | 11195330.9258
2027 | 2 Clean-Tech Scenario | Coal | Carbon Emissions (Tonnes) | 0
2027 | 2 Clean-Tech Scenario | Cogeneration | Carbon Emissions (Tonnes) | 4953604.6875
2027 | 2 Clean-Tech Scenario | Coal to Gas - Steam Boiler | Carbon Emissions (Tonnes) | 463353.2344
2027 | 2 Clean-Tech Scenario | Solar/Storage | Carbon Emissions (Tonnes)
2027 | 2 Clean-Tech Scenario | Hydro | Carbon Emissions (Tonnes)
2027 | 2 Clean-Tech Scenario | Net Imports | Carbon Emissions (Tonnes)
2027 | 2 Clean-Tech Scenario | Other | Carbon Emissions (Tonnes)
2027 | 2 Clean-Tech Scenario | Simple Cycle | Carbon Emissions (Tonnes) | 695960.9612
2027 | 2 Clean-Tech Scenario | Solar | Carbon Emissions (Tonnes)
2027 | 2 Clean-Tech Scenario | Storage | Carbon Emissions (Tonnes)
2027 | 2 Clean-Tech Scenario | Wind | Carbon Emissions (Tonnes)
2028 | 2 Clean-Tech Scenario | Combined Cycle | Carbon Emissions (Tonnes) | 10942879.3047
2028 | 2 Clean-Tech Scenario | Coal | Carbon Emissions (Tonnes) | 0
2028 | 2 Clean-Tech Scenario | Cogeneration | Carbon Emissions (Tonnes) | 4944306.9375
2028 | 2 Clean-Tech Scenario | Coal to Gas - Steam Boiler | Carbon Emissions (Tonnes) | 341138.2031
2028 | 2 Clean-Tech Scenario | Solar/Storage | Carbon Emissions (Tonnes)
2028 | 2 Clean-Tech Scenario | Hydro | Carbon Emissions (Tonnes)
2028 | 2 Clean-Tech Scenario | Net Imports | Carbon Emissions (Tonnes)
2028 | 2 Clean-Tech Scenario | Other | Carbon Emissions (Tonnes)
2028 | 2 Clean-Tech Scenario | Simple Cycle | Carbon Emissions (Tonnes) | 730530.2056
2028 | 2 Clean-Tech Scenario | Solar | Carbon Emissions (Tonnes)
2028 | 2 Clean-Tech Scenario | Storage | Carbon Emissions (Tonnes)
2028 | 2 Clean-Tech Scenario | Wind | Carbon Emissions (Tonnes)
2029 | 2 Clean-Tech Scenario | Combined Cycle | Carbon Emissions (Tonnes) | 10536529.3066
2029 | 2 Clean-Tech Scenario | Coal | Carbon Emissions (Tonnes) | 0
2029 | 2 Clean-Tech Scenario | Cogeneration | Carbon Emissions (Tonnes) | 4889572.5625
2029 | 2 Clean-Tech Scenario | Coal to Gas - Steam Boiler | Carbon Emissions (Tonnes) | 348142.5625
2029 | 2 Clean-Tech Scenario | Solar/Storage | Carbon Emissions (Tonnes)
2029 | 2 Clean-Tech Scenario | Hydro | Carbon Emissions (Tonnes)
2029 | 2 Clean-Tech Scenario | Net Imports | Carbon Emissions (Tonnes)
2029 | 2 Clean-Tech Scenario | Other | Carbon Emissions (Tonnes)
2029 | 2 Clean-Tech Scenario | Simple Cycle | Carbon Emissions (Tonnes) | 749593.3251
2029 | 2 Clean-Tech Scenario | Solar | Carbon Emissions (Tonnes)
2029 | 2 Clean-Tech Scenario | Storage | Carbon Emissions (Tonnes)
2029 | 2 Clean-Tech Scenario | Wind | Carbon Emissions (Tonnes)
2030 | 2 Clean-Tech Scenario | Combined Cycle | Carbon Emissions (Tonnes) | 10337721.2891
2030 | 2 Clean-Tech Scenario | Coal | Carbon Emissions (Tonnes) | 0
2030 | 2 Clean-Tech Scenario | Cogeneration | Carbon Emissions (Tonnes) | 4891674.1094
2030 | 2 Clean-Tech Scenario | Coal to Gas - Steam Boiler | Carbon Emissions (Tonnes) | 330620.6562
2030 | 2 Clean-Tech Scenario | Solar/Storage | Carbon Emissions (Tonnes)
2030 | 2 Clean-Tech Scenario | Hydro | Carbon Emissions (Tonnes)
2030 | 2 Clean-Tech Scenario | Net Imports | Carbon Emissions (Tonnes)
2030 | 2 Clean-Tech Scenario | Other | Carbon Emissions (Tonnes)
2030 | 2 Clean-Tech Scenario | Simple Cycle | Carbon Emissions (Tonnes) | 791863.6838
2030 | 2 Clean-Tech Scenario | Solar | Carbon Emissions (Tonnes)
2030 | 2 Clean-Tech Scenario | Storage | Carbon Emissions (Tonnes)
2030 | 2 Clean-Tech Scenario | Wind | Carbon Emissions (Tonnes)
2031 | 2 Clean-Tech Scenario | Combined Cycle | Carbon Emissions (Tonnes) | 10100658.4512
2031 | 2 Clean-Tech Scenario | Coal | Carbon Emissions (Tonnes) | 0
2031 | 2 Clean-Tech Scenario | Cogeneration | Carbon Emissions (Tonnes) | 4849837.8125
2031 | 2 Clean-Tech Scenario | Coal to Gas - Steam Boiler | Carbon Emissions (Tonnes) | 357928.0156
2031 | 2 Clean-Tech Scenario | Solar/Storage | Carbon Emissions (Tonnes)
2031 | 2 Clean-Tech Scenario | Hydro | Carbon Emissions (Tonnes)
2031 | 2 Clean-Tech Scenario | Net Imports | Carbon Emissions (Tonnes)
2031 | 2 Clean-Tech Scenario | Other | Carbon Emissions (Tonnes)
2031 | 2 Clean-Tech Scenario | Simple Cycle | Carbon Emissions (Tonnes) | 843315.4466
2031 | 2 Clean-Tech Scenario | Solar | Carbon Emissions (Tonnes)
2031 | 2 Clean-Tech Scenario | Storage | Carbon Emissions (Tonnes)
2031 | 2 Clean-Tech Scenario | Wind | Carbon Emissions (Tonnes)
2032 | 2 Clean-Tech Scenario | Combined Cycle | Carbon Emissions (Tonnes) | 10097627.084
2032 | 2 Clean-Tech Scenario | Coal | Carbon Emissions (Tonnes) | 0
2032 | 2 Clean-Tech Scenario | Cogeneration | Carbon Emissions (Tonnes) | 4872485.7656
2032 | 2 Clean-Tech Scenario | Coal to Gas - Steam Boiler | Carbon Emissions (Tonnes) | 436289.75
2032 | 2 Clean-Tech Scenario | Solar/Storage | Carbon Emissions (Tonnes)
2032 | 2 Clean-Tech Scenario | Hydro | Carbon Emissions (Tonnes)
2032 | 2 Clean-Tech Scenario | Net Imports | Carbon Emissions (Tonnes)
2032 | 2 Clean-Tech Scenario | Other | Carbon Emissions (Tonnes)
2032 | 2 Clean-Tech Scenario | Simple Cycle | Carbon Emissions (Tonnes) | 881965.9823
2032 | 2 Clean-Tech Scenario | Solar | Carbon Emissions (Tonnes)
2032 | 2 Clean-Tech Scenario | Storage | Carbon Emissions (Tonnes)
2032 | 2 Clean-Tech Scenario | Wind | Carbon Emissions (Tonnes)
2033 | 2 Clean-Tech Scenario | Combined Cycle | Carbon Emissions (Tonnes) | 9856938.3711
2033 | 2 Clean-Tech Scenario | Coal | Carbon Emissions (Tonnes) | 0
2033 | 2 Clean-Tech Scenario | Cogeneration | Carbon Emissions (Tonnes) | 4825644.0625
2033 | 2 Clean-Tech Scenario | Coal to Gas - Steam Boiler | Carbon Emissions (Tonnes) | 568082.8438
2033 | 2 Clean-Tech Scenario | Solar/Storage | Carbon Emissions (Tonnes)
2033 | 2 Clean-Tech Scenario | Hydro | Carbon Emissions (Tonnes)
2033 | 2 Clean-Tech Scenario | Net Imports | Carbon Emissions (Tonnes)
2033 | 2 Clean-Tech Scenario | Other | Carbon Emissions (Tonnes)
2033 | 2 Clean-Tech Scenario | Simple Cycle | Carbon Emissions (Tonnes) | 937381.7217
2033 | 2 Clean-Tech Scenario | Solar | Carbon Emissions (Tonnes)
2033 | 2 Clean-Tech Scenario | Storage | Carbon Emissions (Tonnes)
2033 | 2 Clean-Tech Scenario | Wind | Carbon Emissions (Tonnes)
2034 | 2 Clean-Tech Scenario | Combined Cycle | Carbon Emissions (Tonnes) | 9692334.8965
2034 | 2 Clean-Tech Scenario | Coal | Carbon Emissions (Tonnes) | 0
2034 | 2 Clean-Tech Scenario | Cogeneration | Carbon Emissions (Tonnes) | 4792211.5625
2034 | 2 Clean-Tech Scenario | Coal to Gas - Steam Boiler | Carbon Emissions (Tonnes) | 600919.7188
2034 | 2 Clean-Tech Scenario | Solar/Storage | Carbon Emissions (Tonnes)
2034 | 2 Clean-Tech Scenario | Hydro | Carbon Emissions (Tonnes)
2034 | 2 Clean-Tech Scenario | Net Imports | Carbon Emissions (Tonnes)
2034 | 2 Clean-Tech Scenario | Other | Carbon Emissions (Tonnes)
2034 | 2 Clean-Tech Scenario | Simple Cycle | Carbon Emissions (Tonnes) | 990284.6416
2034 | 2 Clean-Tech Scenario | Solar | Carbon Emissions (Tonnes)
2034 | 2 Clean-Tech Scenario | Storage | Carbon Emissions (Tonnes)
2034 | 2 Clean-Tech Scenario | Wind | Carbon Emissions (Tonnes)
2035 | 2 Clean-Tech Scenario | Combined Cycle | Carbon Emissions (Tonnes) | 9276614.7988
2035 | 2 Clean-Tech Scenario | Coal | Carbon Emissions (Tonnes) | 0
2035 | 2 Clean-Tech Scenario | Cogeneration | Carbon Emissions (Tonnes) | 4769543.7344
2035 | 2 Clean-Tech Scenario | Coal to Gas - Steam Boiler | Carbon Emissions (Tonnes) | 771933.0625
2035 | 2 Clean-Tech Scenario | Solar/Storage | Carbon Emissions (Tonnes)
2035 | 2 Clean-Tech Scenario | Hydro | Carbon Emissions (Tonnes)
2035 | 2 Clean-Tech Scenario | Net Imports | Carbon Emissions (Tonnes)
2035 | 2 Clean-Tech Scenario | Other | Carbon Emissions (Tonnes)
2035 | 2 Clean-Tech Scenario | Simple Cycle | Carbon Emissions (Tonnes) | 1059594.797
2035 | 2 Clean-Tech Scenario | Solar | Carbon Emissions (Tonnes)
2035 | 2 Clean-Tech Scenario | Storage | Carbon Emissions (Tonnes)
2035 | 2 Clean-Tech Scenario | Wind | Carbon Emissions (Tonnes)
2036 | 2 Clean-Tech Scenario | Combined Cycle | Carbon Emissions (Tonnes) | 9263228.3848
2036 | 2 Clean-Tech Scenario | Coal | Carbon Emissions (Tonnes) | 0
2036 | 2 Clean-Tech Scenario | Cogeneration | Carbon Emissions (Tonnes) | 4778168
2036 | 2 Clean-Tech Scenario | Coal to Gas - Steam Boiler | Carbon Emissions (Tonnes) | 947168.7188
2036 | 2 Clean-Tech Scenario | Solar/Storage | Carbon Emissions (Tonnes)
2036 | 2 Clean-Tech Scenario | Hydro | Carbon Emissions (Tonnes)
2036 | 2 Clean-Tech Scenario | Net Imports | Carbon Emissions (Tonnes)
2036 | 2 Clean-Tech Scenario | Other | Carbon Emissions (Tonnes)
2036 | 2 Clean-Tech Scenario | Simple Cycle | Carbon Emissions (Tonnes) | 1133487.1958
2036 | 2 Clean-Tech Scenario | Solar | Carbon Emissions (Tonnes)
2036 | 2 Clean-Tech Scenario | Storage | Carbon Emissions (Tonnes)
2036 | 2 Clean-Tech Scenario | Wind | Carbon Emissions (Tonnes)
2037 | 2 Clean-Tech Scenario | Combined Cycle | Carbon Emissions (Tonnes) | 9081458.6406
2037 | 2 Clean-Tech Scenario | Coal | Carbon Emissions (Tonnes) | 0
2037 | 2 Clean-Tech Scenario | Cogeneration | Carbon Emissions (Tonnes) | 4727970.1719
2037 | 2 Clean-Tech Scenario | Coal to Gas - Steam Boiler | Carbon Emissions (Tonnes) | 1007177.5
2037 | 2 Clean-Tech Scenario | Solar/Storage | Carbon Emissions (Tonnes)
2037 | 2 Clean-Tech Scenario | Hydro | Carbon Emissions (Tonnes)
2037 | 2 Clean-Tech Scenario | Net Imports | Carbon Emissions (Tonnes)
2037 | 2 Clean-Tech Scenario | Other | Carbon Emissions (Tonnes)
2037 | 2 Clean-Tech Scenario | Simple Cycle | Carbon Emissions (Tonnes) | 1206137.1652
2037 | 2 Clean-Tech Scenario | Solar | Carbon Emissions (Tonnes)
2037 | 2 Clean-Tech Scenario | Storage | Carbon Emissions (Tonnes)
2037 | 2 Clean-Tech Scenario | Wind | Carbon Emissions (Tonnes)
2038 | 2 Clean-Tech Scenario | Combined Cycle | Carbon Emissions (Tonnes) | 9153954.2617
2038 | 2 Clean-Tech Scenario | Coal | Carbon Emissions (Tonnes) | 0
2038 | 2 Clean-Tech Scenario | Cogeneration | Carbon Emissions (Tonnes) | 4727079.5625
2038 | 2 Clean-Tech Scenario | Coal to Gas - Steam Boiler | Carbon Emissions (Tonnes) | 1010409.625
2038 | 2 Clean-Tech Scenario | Solar/Storage | Carbon Emissions (Tonnes)
2038 | 2 Clean-Tech Scenario | Hydro | Carbon Emissions (Tonnes)
2038 | 2 Clean-Tech Scenario | Net Imports | Carbon Emissions (Tonnes)
2038 | 2 Clean-Tech Scenario | Other | Carbon Emissions (Tonnes)
2038 | 2 Clean-Tech Scenario | Simple Cycle | Carbon Emissions (Tonnes) | 1285373.7455
2038 | 2 Clean-Tech Scenario | Solar | Carbon Emissions (Tonnes)
2038 | 2 Clean-Tech Scenario | Storage | Carbon Emissions (Tonnes)
2038 | 2 Clean-Tech Scenario | Wind | Carbon Emissions (Tonnes)
2039 | 2 Clean-Tech Scenario | Combined Cycle | Carbon Emissions (Tonnes) | 9021511.032
2039 | 2 Clean-Tech Scenario | Coal | Carbon Emissions (Tonnes) | 0
2039 | 2 Clean-Tech Scenario | Cogeneration | Carbon Emissions (Tonnes) | 4717202.9062
2039 | 2 Clean-Tech Scenario | Coal to Gas - Steam Boiler | Carbon Emissions (Tonnes) | 1001183
2039 | 2 Clean-Tech Scenario | Solar/Storage | Carbon Emissions (Tonnes)
2039 | 2 Clean-Tech Scenario | Hydro | Carbon Emissions (Tonnes)
2039 | 2 Clean-Tech Scenario | Net Imports | Carbon Emissions (Tonnes)
2039 | 2 Clean-Tech Scenario | Other | Carbon Emissions (Tonnes)
2039 | 2 Clean-Tech Scenario | Simple Cycle | Carbon Emissions (Tonnes) | 1483761.2707
2039 | 2 Clean-Tech Scenario | Solar | Carbon Emissions (Tonnes)
2039 | 2 Clean-Tech Scenario | Storage | Carbon Emissions (Tonnes)
2039 | 2 Clean-Tech Scenario | Wind | Carbon Emissions (Tonnes)
2040 | 2 Clean-Tech Scenario | Combined Cycle | Carbon Emissions (Tonnes) | 9562473.3164
2040 | 2 Clean-Tech Scenario | Coal | Carbon Emissions (Tonnes) | 0
2040 | 2 Clean-Tech Scenario | Cogeneration | Carbon Emissions (Tonnes) | 4913686.6719
2040 | 2 Clean-Tech Scenario | Coal to Gas - Steam Boiler | Carbon Emissions (Tonnes) | 0
2040 | 2 Clean-Tech Scenario | Solar/Storage | Carbon Emissions (Tonnes)
2040 | 2 Clean-Tech Scenario | Hydro | Carbon Emissions (Tonnes)
2040 | 2 Clean-Tech Scenario | Net Imports | Carbon Emissions (Tonnes)
2040 | 2 Clean-Tech Scenario | Other | Carbon Emissions (Tonnes)
2040 | 2 Clean-Tech Scenario | Simple Cycle | Carbon Emissions (Tonnes) | 1578649.9266
2040 | 2 Clean-Tech Scenario | Solar | Carbon Emissions (Tonnes)
2040 | 2 Clean-Tech Scenario | Storage | Carbon Emissions (Tonnes)
2040 | 2 Clean-Tech Scenario | Wind | Carbon Emissions (Tonnes)
2041 | 2 Clean-Tech Scenario | Combined Cycle | Carbon Emissions (Tonnes) | 9694128.7422
2041 | 2 Clean-Tech Scenario | Coal | Carbon Emissions (Tonnes) | 0
2041 | 2 Clean-Tech Scenario | Cogeneration | Carbon Emissions (Tonnes) | 4895577.2344
2041 | 2 Clean-Tech Scenario | Coal to Gas - Steam Boiler | Carbon Emissions (Tonnes) | 0
2041 | 2 Clean-Tech Scenario | Solar/Storage | Carbon Emissions (Tonnes)
2041 | 2 Clean-Tech Scenario | Hydro | Carbon Emissions (Tonnes)
2041 | 2 Clean-Tech Scenario | Net Imports | Carbon Emissions (Tonnes)
2041 | 2 Clean-Tech Scenario | Other | Carbon Emissions (Tonnes)
2041 | 2 Clean-Tech Scenario | Simple Cycle | Carbon Emissions (Tonnes) | 1682264.1911
2041 | 2 Clean-Tech Scenario | Solar | Carbon Emissions (Tonnes)
2041 | 2 Clean-Tech Scenario | Storage | Carbon Emissions (Tonnes)
2041 | 2 Clean-Tech Scenario | Wind | Carbon Emissions (Tonnes)
2021 | 3 Robust Scenario | Combined Cycle | Carbon Emissions (Tonnes) | 4654744.8047
2021 | 3 Robust Scenario | Coal | Carbon Emissions (Tonnes) | 9745868.25
2021 | 3 Robust Scenario | Cogeneration | Carbon Emissions (Tonnes) | 5011134.125
2021 | 3 Robust Scenario | Coal to Gas - Steam Boiler | Carbon Emissions (Tonnes) | 6997596.2031
2021 | 3 Robust Scenario | Solar/Storage | Carbon Emissions (Tonnes)
2021 | 3 Robust Scenario | Hydro | Carbon Emissions (Tonnes)
2021 | 3 Robust Scenario | Net Imports | Carbon Emissions (Tonnes)
2021 | 3 Robust Scenario | Other | Carbon Emissions (Tonnes)
2021 | 3 Robust Scenario | Simple Cycle | Carbon Emissions (Tonnes) | 2636414.5755
2021 | 3 Robust Scenario | Solar | Carbon Emissions (Tonnes)
2021 | 3 Robust Scenario | Storage | Carbon Emissions (Tonnes)
2021 | 3 Robust Scenario | Wind | Carbon Emissions (Tonnes)
2022 | 3 Robust Scenario | Combined Cycle | Carbon Emissions (Tonnes) | 4889320.7812
2022 | 3 Robust Scenario | Coal | Carbon Emissions (Tonnes) | 217170.0938
2022 | 3 Robust Scenario | Cogeneration | Carbon Emissions (Tonnes) | 5262306.6719
2022 | 3 Robust Scenario | Coal to Gas - Steam Boiler | Carbon Emissions (Tonnes) | 11922640.75
2022 | 3 Robust Scenario | Solar/Storage | Carbon Emissions (Tonnes)
2022 | 3 Robust Scenario | Hydro | Carbon Emissions (Tonnes)
2022 | 3 Robust Scenario | Net Imports | Carbon Emissions (Tonnes)
2022 | 3 Robust Scenario | Other | Carbon Emissions (Tonnes)
2022 | 3 Robust Scenario | Simple Cycle | Carbon Emissions (Tonnes) | 2161847.4867
2022 | 3 Robust Scenario | Solar | Carbon Emissions (Tonnes)
2022 | 3 Robust Scenario | Storage | Carbon Emissions (Tonnes)
2022 | 3 Robust Scenario | Wind | Carbon Emissions (Tonnes)
2023 | 3 Robust Scenario | Combined Cycle | Carbon Emissions (Tonnes) | 6760549.1953
2023 | 3 Robust Scenario | Coal | Carbon Emissions (Tonnes) | 100539.4922
2023 | 3 Robust Scenario | Cogeneration | Carbon Emissions (Tonnes) | 5260142.3594
2023 | 3 Robust Scenario | Coal to Gas - Steam Boiler | Carbon Emissions (Tonnes) | 9723588.4297
2023 | 3 Robust Scenario | Solar/Storage | Carbon Emissions (Tonnes)
2023 | 3 Robust Scenario | Hydro | Carbon Emissions (Tonnes)
2023 | 3 Robust Scenario | Net Imports | Carbon Emissions (Tonnes)
2023 | 3 Robust Scenario | Other | Carbon Emissions (Tonnes)
2023 | 3 Robust Scenario | Simple Cycle | Carbon Emissions (Tonnes) | 2023916.4451
2023 | 3 Robust Scenario | Solar | Carbon Emissions (Tonnes)
2023 | 3 Robust Scenario | Storage | Carbon Emissions (Tonnes)
2023 | 3 Robust Scenario | Wind | Carbon Emissions (Tonnes)
2024 | 3 Robust Scenario | Combined Cycle | Carbon Emissions (Tonnes) | 7390325.3828
2024 | 3 Robust Scenario | Coal | Carbon Emissions (Tonnes) | 79836.2266
2024 | 3 Robust Scenario | Cogeneration | Carbon Emissions (Tonnes) | 5244001.4219
2024 | 3 Robust Scenario | Coal to Gas - Steam Boiler | Carbon Emissions (Tonnes) | 8216275.1592
2024 | 3 Robust Scenario | Solar/Storage | Carbon Emissions (Tonnes)
2024 | 3 Robust Scenario | Hydro | Carbon Emissions (Tonnes)
2024 | 3 Robust Scenario | Net Imports | Carbon Emissions (Tonnes)
2024 | 3 Robust Scenario | Other | Carbon Emissions (Tonnes)
2024 | 3 Robust Scenario | Simple Cycle | Carbon Emissions (Tonnes) | 1813851.3693
2024 | 3 Robust Scenario | Solar | Carbon Emissions (Tonnes)
2024 | 3 Robust Scenario | Storage | Carbon Emissions (Tonnes)
2024 | 3 Robust Scenario | Wind | Carbon Emissions (Tonnes)
2025 | 3 Robust Scenario | Combined Cycle | Carbon Emissions (Tonnes) | 7220840.8281
2025 | 3 Robust Scenario | Coal | Carbon Emissions (Tonnes) | 104677.8125
2025 | 3 Robust Scenario | Cogeneration | Carbon Emissions (Tonnes) | 5165996.6562
2025 | 3 Robust Scenario | Coal to Gas - Steam Boiler | Carbon Emissions (Tonnes) | 7266043.0078
2025 | 3 Robust Scenario | Solar/Storage | Carbon Emissions (Tonnes)
2025 | 3 Robust Scenario | Hydro | Carbon Emissions (Tonnes)
2025 | 3 Robust Scenario | Net Imports | Carbon Emissions (Tonnes)
2025 | 3 Robust Scenario | Other | Carbon Emissions (Tonnes)
2025 | 3 Robust Scenario | Simple Cycle | Carbon Emissions (Tonnes) | 1673399.1004
2025 | 3 Robust Scenario | Solar | Carbon Emissions (Tonnes)
2025 | 3 Robust Scenario | Storage | Carbon Emissions (Tonnes)
2025 | 3 Robust Scenario | Wind | Carbon Emissions (Tonnes)
2026 | 3 Robust Scenario | Combined Cycle | Carbon Emissions (Tonnes) | 7137866.4375
2026 | 3 Robust Scenario | Coal | Carbon Emissions (Tonnes) | 0
2026 | 3 Robust Scenario | Cogeneration | Carbon Emissions (Tonnes) | 5096424.8281
2026 | 3 Robust Scenario | Coal to Gas - Steam Boiler | Carbon Emissions (Tonnes) | 6765724.0703
2026 | 3 Robust Scenario | Solar/Storage | Carbon Emissions (Tonnes)
2026 | 3 Robust Scenario | Hydro | Carbon Emissions (Tonnes)
2026 | 3 Robust Scenario | Net Imports | Carbon Emissions (Tonnes)
2026 | 3 Robust Scenario | Other | Carbon Emissions (Tonnes)
2026 | 3 Robust Scenario | Simple Cycle | Carbon Emissions (Tonnes) | 1542803.005
2026 | 3 Robust Scenario | Solar | Carbon Emissions (Tonnes)
2026 | 3 Robust Scenario | Storage | Carbon Emissions (Tonnes)
2026 | 3 Robust Scenario | Wind | Carbon Emissions (Tonnes)
2027 | 3 Robust Scenario | Combined Cycle | Carbon Emissions (Tonnes) | 6939739.9297
2027 | 3 Robust Scenario | Coal | Carbon Emissions (Tonnes) | 0
2027 | 3 Robust Scenario | Cogeneration | Carbon Emissions (Tonnes) | 5069637.3594
2027 | 3 Robust Scenario | Coal to Gas - Steam Boiler | Carbon Emissions (Tonnes) | 6623807.8984
2027 | 3 Robust Scenario | Solar/Storage | Carbon Emissions (Tonnes)
2027 | 3 Robust Scenario | Hydro | Carbon Emissions (Tonnes)
2027 | 3 Robust Scenario | Net Imports | Carbon Emissions (Tonnes)
2027 | 3 Robust Scenario | Other | Carbon Emissions (Tonnes)
2027 | 3 Robust Scenario | Simple Cycle | Carbon Emissions (Tonnes) | 1506400.4329
2027 | 3 Robust Scenario | Solar | Carbon Emissions (Tonnes)
2027 | 3 Robust Scenario | Storage | Carbon Emissions (Tonnes)
2027 | 3 Robust Scenario | Wind | Carbon Emissions (Tonnes)
2028 | 3 Robust Scenario | Combined Cycle | Carbon Emissions (Tonnes) | 7018585.6172
2028 | 3 Robust Scenario | Coal | Carbon Emissions (Tonnes) | 0
2028 | 3 Robust Scenario | Cogeneration | Carbon Emissions (Tonnes) | 5062042.9688
2028 | 3 Robust Scenario | Coal to Gas - Steam Boiler | Carbon Emissions (Tonnes) | 6162796.1641
2028 | 3 Robust Scenario | Solar/Storage | Carbon Emissions (Tonnes)
2028 | 3 Robust Scenario | Hydro | Carbon Emissions (Tonnes)
2028 | 3 Robust Scenario | Net Imports | Carbon Emissions (Tonnes)
2028 | 3 Robust Scenario | Other | Carbon Emissions (Tonnes)
2028 | 3 Robust Scenario | Simple Cycle | Carbon Emissions (Tonnes) | 1482863.9907
2028 | 3 Robust Scenario | Solar | Carbon Emissions (Tonnes)
2028 | 3 Robust Scenario | Storage | Carbon Emissions (Tonnes)
2028 | 3 Robust Scenario | Wind | Carbon Emissions (Tonnes)
2029 | 3 Robust Scenario | Combined Cycle | Carbon Emissions (Tonnes) | 6843850.2031
2029 | 3 Robust Scenario | Coal | Carbon Emissions (Tonnes) | 0
2029 | 3 Robust Scenario | Cogeneration | Carbon Emissions (Tonnes) | 4989774.1562
2029 | 3 Robust Scenario | Coal to Gas - Steam Boiler | Carbon Emissions (Tonnes) | 6096213.3203
2029 | 3 Robust Scenario | Solar/Storage | Carbon Emissions (Tonnes)
2029 | 3 Robust Scenario | Hydro | Carbon Emissions (Tonnes)
2029 | 3 Robust Scenario | Net Imports | Carbon Emissions (Tonnes)
2029 | 3 Robust Scenario | Other | Carbon Emissions (Tonnes)
2029 | 3 Robust Scenario | Simple Cycle | Carbon Emissions (Tonnes) | 1456686.5303
2029 | 3 Robust Scenario | Solar | Carbon Emissions (Tonnes)
2029 | 3 Robust Scenario | Storage | Carbon Emissions (Tonnes)
2029 | 3 Robust Scenario | Wind | Carbon Emissions (Tonnes)
2030 | 3 Robust Scenario | Combined Cycle | Carbon Emissions (Tonnes) | 6861440.75
2030 | 3 Robust Scenario | Coal | Carbon Emissions (Tonnes) | 0
2030 | 3 Robust Scenario | Cogeneration | Carbon Emissions (Tonnes) | 4996032.9688
2030 | 3 Robust Scenario | Coal to Gas - Steam Boiler | Carbon Emissions (Tonnes) | 5784859.3438
2030 | 3 Robust Scenario | Solar/Storage | Carbon Emissions (Tonnes)
2030 | 3 Robust Scenario | Hydro | Carbon Emissions (Tonnes)
2030 | 3 Robust Scenario | Net Imports | Carbon Emissions (Tonnes)
2030 | 3 Robust Scenario | Other | Carbon Emissions (Tonnes)
2030 | 3 Robust Scenario | Simple Cycle | Carbon Emissions (Tonnes) | 1446929.0979
2030 | 3 Robust Scenario | Solar | Carbon Emissions (Tonnes)
2030 | 3 Robust Scenario | Storage | Carbon Emissions (Tonnes)
2030 | 3 Robust Scenario | Wind | Carbon Emissions (Tonnes)
2031 | 3 Robust Scenario | Combined Cycle | Carbon Emissions (Tonnes) | 6859521.1094
2031 | 3 Robust Scenario | Coal | Carbon Emissions (Tonnes) | 0
2031 | 3 Robust Scenario | Cogeneration | Carbon Emissions (Tonnes) | 4973355.3125
2031 | 3 Robust Scenario | Coal to Gas - Steam Boiler | Carbon Emissions (Tonnes) | 5767469.3125
2031 | 3 Robust Scenario | Solar/Storage | Carbon Emissions (Tonnes)
2031 | 3 Robust Scenario | Hydro | Carbon Emissions (Tonnes)
2031 | 3 Robust Scenario | Net Imports | Carbon Emissions (Tonnes)
2031 | 3 Robust Scenario | Other | Carbon Emissions (Tonnes)
2031 | 3 Robust Scenario | Simple Cycle | Carbon Emissions (Tonnes) | 1446057.1371
2031 | 3 Robust Scenario | Solar | Carbon Emissions (Tonnes)
2031 | 3 Robust Scenario | Storage | Carbon Emissions (Tonnes)
2031 | 3 Robust Scenario | Wind | Carbon Emissions (Tonnes)
2032 | 3 Robust Scenario | Combined Cycle | Carbon Emissions (Tonnes) | 6917420.7891
2032 | 3 Robust Scenario | Coal | Carbon Emissions (Tonnes) | 0
2032 | 3 Robust Scenario | Cogeneration | Carbon Emissions (Tonnes) | 5021778.2031
2032 | 3 Robust Scenario | Coal to Gas - Steam Boiler | Carbon Emissions (Tonnes) | 5834416.75
2032 | 3 Robust Scenario | Solar/Storage | Carbon Emissions (Tonnes)
2032 | 3 Robust Scenario | Hydro | Carbon Emissions (Tonnes)
2032 | 3 Robust Scenario | Net Imports | Carbon Emissions (Tonnes)
2032 | 3 Robust Scenario | Other | Carbon Emissions (Tonnes)
2032 | 3 Robust Scenario | Simple Cycle | Carbon Emissions (Tonnes) | 1577452.4773
2032 | 3 Robust Scenario | Solar | Carbon Emissions (Tonnes)
2032 | 3 Robust Scenario | Storage | Carbon Emissions (Tonnes)
2032 | 3 Robust Scenario | Wind | Carbon Emissions (Tonnes)
2033 | 3 Robust Scenario | Combined Cycle | Carbon Emissions (Tonnes) | 6845408.7734
2033 | 3 Robust Scenario | Coal | Carbon Emissions (Tonnes) | 0
2033 | 3 Robust Scenario | Cogeneration | Carbon Emissions (Tonnes) | 4984219.4688
2033 | 3 Robust Scenario | Coal to Gas - Steam Boiler | Carbon Emissions (Tonnes) | 5522580.5
2033 | 3 Robust Scenario | Solar/Storage | Carbon Emissions (Tonnes)
2033 | 3 Robust Scenario | Hydro | Carbon Emissions (Tonnes)
2033 | 3 Robust Scenario | Net Imports | Carbon Emissions (Tonnes)
2033 | 3 Robust Scenario | Other | Carbon Emissions (Tonnes)
2033 | 3 Robust Scenario | Simple Cycle | Carbon Emissions (Tonnes) | 1550800.1182
2033 | 3 Robust Scenario | Solar | Carbon Emissions (Tonnes)
2033 | 3 Robust Scenario | Storage | Carbon Emissions (Tonnes)
2033 | 3 Robust Scenario | Wind | Carbon Emissions (Tonnes)
2034 | 3 Robust Scenario | Combined Cycle | Carbon Emissions (Tonnes) | 6774782.125
2034 | 3 Robust Scenario | Coal | Carbon Emissions (Tonnes) | 0
2034 | 3 Robust Scenario | Cogeneration | Carbon Emissions (Tonnes) | 4986913.5938
2034 | 3 Robust Scenario | Coal to Gas - Steam Boiler | Carbon Emissions (Tonnes) | 4534176.9062
2034 | 3 Robust Scenario | Solar/Storage | Carbon Emissions (Tonnes)
2034 | 3 Robust Scenario | Hydro | Carbon Emissions (Tonnes)
2034 | 3 Robust Scenario | Net Imports | Carbon Emissions (Tonnes)
2034 | 3 Robust Scenario | Other | Carbon Emissions (Tonnes)
2034 | 3 Robust Scenario | Simple Cycle | Carbon Emissions (Tonnes) | 1609412.19
2034 | 3 Robust Scenario | Solar | Carbon Emissions (Tonnes)
2034 | 3 Robust Scenario | Storage | Carbon Emissions (Tonnes)
2034 | 3 Robust Scenario | Wind | Carbon Emissions (Tonnes)
2035 | 3 Robust Scenario | Combined Cycle | Carbon Emissions (Tonnes) | 6757046.2422
2035 | 3 Robust Scenario | Coal | Carbon Emissions (Tonnes) | 0
2035 | 3 Robust Scenario | Cogeneration | Carbon Emissions (Tonnes) | 4999951.1094
2035 | 3 Robust Scenario | Coal to Gas - Steam Boiler | Carbon Emissions (Tonnes) | 4059864.0312
2035 | 3 Robust Scenario | Solar/Storage | Carbon Emissions (Tonnes)
2035 | 3 Robust Scenario | Hydro | Carbon Emissions (Tonnes)
2035 | 3 Robust Scenario | Net Imports | Carbon Emissions (Tonnes)
2035 | 3 Robust Scenario | Other | Carbon Emissions (Tonnes)
2035 | 3 Robust Scenario | Simple Cycle | Carbon Emissions (Tonnes) | 1586782.1089
2035 | 3 Robust Scenario | Solar | Carbon Emissions (Tonnes)
2035 | 3 Robust Scenario | Storage | Carbon Emissions (Tonnes)
2035 | 3 Robust Scenario | Wind | Carbon Emissions (Tonnes)
2036 | 3 Robust Scenario | Combined Cycle | Carbon Emissions (Tonnes) | 6913597.9141
2036 | 3 Robust Scenario | Coal | Carbon Emissions (Tonnes) | 0
2036 | 3 Robust Scenario | Cogeneration | Carbon Emissions (Tonnes) | 5059578.1406
2036 | 3 Robust Scenario | Coal to Gas - Steam Boiler | Carbon Emissions (Tonnes) | 3194546.375
2036 | 3 Robust Scenario | Solar/Storage | Carbon Emissions (Tonnes)
2036 | 3 Robust Scenario | Hydro | Carbon Emissions (Tonnes)
2036 | 3 Robust Scenario | Net Imports | Carbon Emissions (Tonnes)
2036 | 3 Robust Scenario | Other | Carbon Emissions (Tonnes)
2036 | 3 Robust Scenario | Simple Cycle | Carbon Emissions (Tonnes) | 1829292.1112
2036 | 3 Robust Scenario | Solar | Carbon Emissions (Tonnes)
2036 | 3 Robust Scenario | Storage | Carbon Emissions (Tonnes)
2036 | 3 Robust Scenario | Wind | Carbon Emissions (Tonnes)
2037 | 3 Robust Scenario | Combined Cycle | Carbon Emissions (Tonnes) | 8815461.3359
2037 | 3 Robust Scenario | Coal | Carbon Emissions (Tonnes) | 0
2037 | 3 Robust Scenario | Cogeneration | Carbon Emissions (Tonnes) | 4944919.1719
2037 | 3 Robust Scenario | Coal to Gas - Steam Boiler | Carbon Emissions (Tonnes) | 1340896.625
2037 | 3 Robust Scenario | Solar/Storage | Carbon Emissions (Tonnes)
2037 | 3 Robust Scenario | Hydro | Carbon Emissions (Tonnes)
2037 | 3 Robust Scenario | Net Imports | Carbon Emissions (Tonnes)
2037 | 3 Robust Scenario | Other | Carbon Emissions (Tonnes)
2037 | 3 Robust Scenario | Simple Cycle | Carbon Emissions (Tonnes) | 1479476.2724
2037 | 3 Robust Scenario | Solar | Carbon Emissions (Tonnes)
2037 | 3 Robust Scenario | Storage | Carbon Emissions (Tonnes)
2037 | 3 Robust Scenario | Wind | Carbon Emissions (Tonnes)
2038 | 3 Robust Scenario | Combined Cycle | Carbon Emissions (Tonnes) | 8777216.3281
2038 | 3 Robust Scenario | Coal | Carbon Emissions (Tonnes) | 0
2038 | 3 Robust Scenario | Cogeneration | Carbon Emissions (Tonnes) | 4987401.5
2038 | 3 Robust Scenario | Coal to Gas - Steam Boiler | Carbon Emissions (Tonnes) | 0
2038 | 3 Robust Scenario | Solar/Storage | Carbon Emissions (Tonnes)
2038 | 3 Robust Scenario | Hydro | Carbon Emissions (Tonnes)
2038 | 3 Robust Scenario | Net Imports | Carbon Emissions (Tonnes)
2038 | 3 Robust Scenario | Other | Carbon Emissions (Tonnes)
2038 | 3 Robust Scenario | Simple Cycle | Carbon Emissions (Tonnes) | 1611343.217
2038 | 3 Robust Scenario | Solar | Carbon Emissions (Tonnes)
2038 | 3 Robust Scenario | Storage | Carbon Emissions (Tonnes)
2038 | 3 Robust Scenario | Wind | Carbon Emissions (Tonnes)
2039 | 3 Robust Scenario | Combined Cycle | Carbon Emissions (Tonnes) | 9475623.8769
2039 | 3 Robust Scenario | Coal | Carbon Emissions (Tonnes) | 0
2039 | 3 Robust Scenario | Cogeneration | Carbon Emissions (Tonnes) | 4915632.9688
2039 | 3 Robust Scenario | Coal to Gas - Steam Boiler | Carbon Emissions (Tonnes) | 0
2039 | 3 Robust Scenario | Solar/Storage | Carbon Emissions (Tonnes)
2039 | 3 Robust Scenario | Hydro | Carbon Emissions (Tonnes)
2039 | 3 Robust Scenario | Net Imports | Carbon Emissions (Tonnes)
2039 | 3 Robust Scenario | Other | Carbon Emissions (Tonnes)
2039 | 3 Robust Scenario | Simple Cycle | Carbon Emissions (Tonnes) | 1403473.0251
2039 | 3 Robust Scenario | Solar | Carbon Emissions (Tonnes)
2039 | 3 Robust Scenario | Storage | Carbon Emissions (Tonnes)
2039 | 3 Robust Scenario | Wind | Carbon Emissions (Tonnes)
2040 | 3 Robust Scenario | Combined Cycle | Carbon Emissions (Tonnes) | 9581380.5
2040 | 3 Robust Scenario | Coal | Carbon Emissions (Tonnes) | 0
2040 | 3 Robust Scenario | Cogeneration | Carbon Emissions (Tonnes) | 5044674.2969
2040 | 3 Robust Scenario | Coal to Gas - Steam Boiler | Carbon Emissions (Tonnes) | 0
2040 | 3 Robust Scenario | Solar/Storage | Carbon Emissions (Tonnes)
2040 | 3 Robust Scenario | Hydro | Carbon Emissions (Tonnes)
2040 | 3 Robust Scenario | Net Imports | Carbon Emissions (Tonnes)
2040 | 3 Robust Scenario | Other | Carbon Emissions (Tonnes)
2040 | 3 Robust Scenario | Simple Cycle | Carbon Emissions (Tonnes) | 1362382.3245
2040 | 3 Robust Scenario | Solar | Carbon Emissions (Tonnes)
2040 | 3 Robust Scenario | Storage | Carbon Emissions (Tonnes)
2040 | 3 Robust Scenario | Wind | Carbon Emissions (Tonnes)
2041 | 3 Robust Scenario | Combined Cycle | Carbon Emissions (Tonnes) | 9325272.5586
2041 | 3 Robust Scenario | Coal | Carbon Emissions (Tonnes) | 0
2041 | 3 Robust Scenario | Cogeneration | Carbon Emissions (Tonnes) | 5013615.75
2041 | 3 Robust Scenario | Coal to Gas - Steam Boiler | Carbon Emissions (Tonnes) | 0
2041 | 3 Robust Scenario | Solar/Storage | Carbon Emissions (Tonnes)
2041 | 3 Robust Scenario | Hydro | Carbon Emissions (Tonnes)
2041 | 3 Robust Scenario | Net Imports | Carbon Emissions (Tonnes)
2041 | 3 Robust Scenario | Other | Carbon Emissions (Tonnes)
2041 | 3 Robust Scenario | Simple Cycle | Carbon Emissions (Tonnes) | 1418485.8845
2041 | 3 Robust Scenario | Solar | Carbon Emissions (Tonnes)
2041 | 3 Robust Scenario | Storage | Carbon Emissions (Tonnes)
2041 | 3 Robust Scenario | Wind | Carbon Emissions (Tonnes)
2021 | 4 Stagnant Scenario | Combined Cycle | Carbon Emissions (Tonnes) | 4634538.2656
2021 | 4 Stagnant Scenario | Coal | Carbon Emissions (Tonnes) | 9111076.3906
2021 | 4 Stagnant Scenario | Cogeneration | Carbon Emissions (Tonnes) | 5009041
2021 | 4 Stagnant Scenario | Coal to Gas - Steam Boiler | Carbon Emissions (Tonnes) | 6635877.2656
2021 | 4 Stagnant Scenario | Solar/Storage | Carbon Emissions (Tonnes)
2021 | 4 Stagnant Scenario | Hydro | Carbon Emissions (Tonnes)
2021 | 4 Stagnant Scenario | Net Imports | Carbon Emissions (Tonnes)
2021 | 4 Stagnant Scenario | Other | Carbon Emissions (Tonnes)
2021 | 4 Stagnant Scenario | Simple Cycle | Carbon Emissions (Tonnes) | 2492900.3553
2021 | 4 Stagnant Scenario | Solar | Carbon Emissions (Tonnes)
2021 | 4 Stagnant Scenario | Storage | Carbon Emissions (Tonnes)
2021 | 4 Stagnant Scenario | Wind | Carbon Emissions (Tonnes)
2022 | 4 Stagnant Scenario | Combined Cycle | Carbon Emissions (Tonnes) | 4690107.1016
2022 | 4 Stagnant Scenario | Coal | Carbon Emissions (Tonnes) | 38847.8594
2022 | 4 Stagnant Scenario | Cogeneration | Carbon Emissions (Tonnes) | 5304346.625
2022 | 4 Stagnant Scenario | Coal to Gas - Steam Boiler | Carbon Emissions (Tonnes) | 10363080.7266
2022 | 4 Stagnant Scenario | Solar/Storage | Carbon Emissions (Tonnes)
2022 | 4 Stagnant Scenario | Hydro | Carbon Emissions (Tonnes)
2022 | 4 Stagnant Scenario | Net Imports | Carbon Emissions (Tonnes)
2022 | 4 Stagnant Scenario | Other | Carbon Emissions (Tonnes)
2022 | 4 Stagnant Scenario | Simple Cycle | Carbon Emissions (Tonnes) | 2184389.9008
2022 | 4 Stagnant Scenario | Solar | Carbon Emissions (Tonnes)
2022 | 4 Stagnant Scenario | Storage | Carbon Emissions (Tonnes)
2022 | 4 Stagnant Scenario | Wind | Carbon Emissions (Tonnes)
2023 | 4 Stagnant Scenario | Combined Cycle | Carbon Emissions (Tonnes) | 6533534.3672
2023 | 4 Stagnant Scenario | Coal | Carbon Emissions (Tonnes) | 33453.9883
2023 | 4 Stagnant Scenario | Cogeneration | Carbon Emissions (Tonnes) | 5295451.125
2023 | 4 Stagnant Scenario | Coal to Gas - Steam Boiler | Carbon Emissions (Tonnes) | 8124396.25
2023 | 4 Stagnant Scenario | Solar/Storage | Carbon Emissions (Tonnes)
2023 | 4 Stagnant Scenario | Hydro | Carbon Emissions (Tonnes)
2023 | 4 Stagnant Scenario | Net Imports | Carbon Emissions (Tonnes)
2023 | 4 Stagnant Scenario | Other | Carbon Emissions (Tonnes)
2023 | 4 Stagnant Scenario | Simple Cycle | Carbon Emissions (Tonnes) | 1976021.0885
2023 | 4 Stagnant Scenario | Solar | Carbon Emissions (Tonnes)
2023 | 4 Stagnant Scenario | Storage | Carbon Emissions (Tonnes)
2023 | 4 Stagnant Scenario | Wind | Carbon Emissions (Tonnes)
2024 | 4 Stagnant Scenario | Combined Cycle | Carbon Emissions (Tonnes) | 7084913.6719
2024 | 4 Stagnant Scenario | Coal | Carbon Emissions (Tonnes) | 0
2024 | 4 Stagnant Scenario | Cogeneration | Carbon Emissions (Tonnes) | 5271953.4531
2024 | 4 Stagnant Scenario | Coal to Gas - Steam Boiler | Carbon Emissions (Tonnes) | 6704164.8359
2024 | 4 Stagnant Scenario | Solar/Storage | Carbon Emissions (Tonnes)
2024 | 4 Stagnant Scenario | Hydro | Carbon Emissions (Tonnes)
2024 | 4 Stagnant Scenario | Net Imports | Carbon Emissions (Tonnes)
2024 | 4 Stagnant Scenario | Other | Carbon Emissions (Tonnes)
2024 | 4 Stagnant Scenario | Simple Cycle | Carbon Emissions (Tonnes) | 1700026.2036
2024 | 4 Stagnant Scenario | Solar | Carbon Emissions (Tonnes)
2024 | 4 Stagnant Scenario | Storage | Carbon Emissions (Tonnes)
2024 | 4 Stagnant Scenario | Wind | Carbon Emissions (Tonnes)
2025 | 4 Stagnant Scenario | Combined Cycle | Carbon Emissions (Tonnes) | 6917913.1719
2025 | 4 Stagnant Scenario | Coal | Carbon Emissions (Tonnes) | 0
2025 | 4 Stagnant Scenario | Cogeneration | Carbon Emissions (Tonnes) | 5216787.4375
2025 | 4 Stagnant Scenario | Coal to Gas - Steam Boiler | Carbon Emissions (Tonnes) | 5888994.1562
2025 | 4 Stagnant Scenario | Solar/Storage | Carbon Emissions (Tonnes)
2025 | 4 Stagnant Scenario | Hydro | Carbon Emissions (Tonnes)
2025 | 4 Stagnant Scenario | Net Imports | Carbon Emissions (Tonnes)
2025 | 4 Stagnant Scenario | Other | Carbon Emissions (Tonnes)
2025 | 4 Stagnant Scenario | Simple Cycle | Carbon Emissions (Tonnes) | 1593398.211
2025 | 4 Stagnant Scenario | Solar | Carbon Emissions (Tonnes)
2025 | 4 Stagnant Scenario | Storage | Carbon Emissions (Tonnes)
2025 | 4 Stagnant Scenario | Wind | Carbon Emissions (Tonnes)
2026 | 4 Stagnant Scenario | Combined Cycle | Carbon Emissions (Tonnes) | 6863165.5938
2026 | 4 Stagnant Scenario | Coal | Carbon Emissions (Tonnes) | 0
2026 | 4 Stagnant Scenario | Cogeneration | Carbon Emissions (Tonnes) | 5195101.8594
2026 | 4 Stagnant Scenario | Coal to Gas - Steam Boiler | Carbon Emissions (Tonnes) | 4595291.2812
2026 | 4 Stagnant Scenario | Solar/Storage | Carbon Emissions (Tonnes)
2026 | 4 Stagnant Scenario | Hydro | Carbon Emissions (Tonnes)
2026 | 4 Stagnant Scenario | Net Imports | Carbon Emissions (Tonnes)
2026 | 4 Stagnant Scenario | Other | Carbon Emissions (Tonnes)
2026 | 4 Stagnant Scenario | Simple Cycle | Carbon Emissions (Tonnes) | 1673767.9655
2026 | 4 Stagnant Scenario | Solar | Carbon Emissions (Tonnes)
2026 | 4 Stagnant Scenario | Storage | Carbon Emissions (Tonnes)
2026 | 4 Stagnant Scenario | Wind | Carbon Emissions (Tonnes)
2027 | 4 Stagnant Scenario | Combined Cycle | Carbon Emissions (Tonnes) | 6769013.0078
2027 | 4 Stagnant Scenario | Coal | Carbon Emissions (Tonnes) | 0
2027 | 4 Stagnant Scenario | Cogeneration | Carbon Emissions (Tonnes) | 5211884.6406
2027 | 4 Stagnant Scenario | Coal to Gas - Steam Boiler | Carbon Emissions (Tonnes) | 3631906.125
2027 | 4 Stagnant Scenario | Solar/Storage | Carbon Emissions (Tonnes)
2027 | 4 Stagnant Scenario | Hydro | Carbon Emissions (Tonnes)
2027 | 4 Stagnant Scenario | Net Imports | Carbon Emissions (Tonnes)
2027 | 4 Stagnant Scenario | Other | Carbon Emissions (Tonnes)
2027 | 4 Stagnant Scenario | Simple Cycle | Carbon Emissions (Tonnes) | 1954262.9727
2027 | 4 Stagnant Scenario | Solar | Carbon Emissions (Tonnes)
2027 | 4 Stagnant Scenario | Storage | Carbon Emissions (Tonnes)
2027 | 4 Stagnant Scenario | Wind | Carbon Emissions (Tonnes)
2028 | 4 Stagnant Scenario | Combined Cycle | Carbon Emissions (Tonnes) | 6857565.2812
2028 | 4 Stagnant Scenario | Coal | Carbon Emissions (Tonnes) | 0
2028 | 4 Stagnant Scenario | Cogeneration | Carbon Emissions (Tonnes) | 5218910.2656
2028 | 4 Stagnant Scenario | Coal to Gas - Steam Boiler | Carbon Emissions (Tonnes) | 3581044.6875
2028 | 4 Stagnant Scenario | Solar/Storage | Carbon Emissions (Tonnes)
2028 | 4 Stagnant Scenario | Hydro | Carbon Emissions (Tonnes)
2028 | 4 Stagnant Scenario | Net Imports | Carbon Emissions (Tonnes)
2028 | 4 Stagnant Scenario | Other | Carbon Emissions (Tonnes)
2028 | 4 Stagnant Scenario | Simple Cycle | Carbon Emissions (Tonnes) | 1950359.3827
2028 | 4 Stagnant Scenario | Solar | Carbon Emissions (Tonnes)
2028 | 4 Stagnant Scenario | Storage | Carbon Emissions (Tonnes)
2028 | 4 Stagnant Scenario | Wind | Carbon Emissions (Tonnes)
2029 | 4 Stagnant Scenario | Combined Cycle | Carbon Emissions (Tonnes) | 6811652.0234
2029 | 4 Stagnant Scenario | Coal | Carbon Emissions (Tonnes) | 0
2029 | 4 Stagnant Scenario | Cogeneration | Carbon Emissions (Tonnes) | 5176720.2031
2029 | 4 Stagnant Scenario | Coal to Gas - Steam Boiler | Carbon Emissions (Tonnes) | 3577552
2029 | 4 Stagnant Scenario | Solar/Storage | Carbon Emissions (Tonnes)
2029 | 4 Stagnant Scenario | Hydro | Carbon Emissions (Tonnes)
2029 | 4 Stagnant Scenario | Net Imports | Carbon Emissions (Tonnes)
2029 | 4 Stagnant Scenario | Other | Carbon Emissions (Tonnes)
2029 | 4 Stagnant Scenario | Simple Cycle | Carbon Emissions (Tonnes) | 1984013.4721
2029 | 4 Stagnant Scenario | Solar | Carbon Emissions (Tonnes)
2029 | 4 Stagnant Scenario | Storage | Carbon Emissions (Tonnes)
2029 | 4 Stagnant Scenario | Wind | Carbon Emissions (Tonnes)
2030 | 4 Stagnant Scenario | Combined Cycle | Carbon Emissions (Tonnes) | 6877385.4922
2030 | 4 Stagnant Scenario | Coal | Carbon Emissions (Tonnes) | 0
2030 | 4 Stagnant Scenario | Cogeneration | Carbon Emissions (Tonnes) | 5190274.3594
2030 | 4 Stagnant Scenario | Coal to Gas - Steam Boiler | Carbon Emissions (Tonnes) | 3497287.0625
2030 | 4 Stagnant Scenario | Solar/Storage | Carbon Emissions (Tonnes)
2030 | 4 Stagnant Scenario | Hydro | Carbon Emissions (Tonnes)
2030 | 4 Stagnant Scenario | Net Imports | Carbon Emissions (Tonnes)
2030 | 4 Stagnant Scenario | Other | Carbon Emissions (Tonnes)
2030 | 4 Stagnant Scenario | Simple Cycle | Carbon Emissions (Tonnes) | 2041286.7776
2030 | 4 Stagnant Scenario | Solar | Carbon Emissions (Tonnes)
2030 | 4 Stagnant Scenario | Storage | Carbon Emissions (Tonnes)
2030 | 4 Stagnant Scenario | Wind | Carbon Emissions (Tonnes)
2031 | 4 Stagnant Scenario | Combined Cycle | Carbon Emissions (Tonnes) | 6843247.9766
2031 | 4 Stagnant Scenario | Coal | Carbon Emissions (Tonnes) | 0
2031 | 4 Stagnant Scenario | Cogeneration | Carbon Emissions (Tonnes) | 5159392.9375
2031 | 4 Stagnant Scenario | Coal to Gas - Steam Boiler | Carbon Emissions (Tonnes) | 3490346
2031 | 4 Stagnant Scenario | Solar/Storage | Carbon Emissions (Tonnes)
2031 | 4 Stagnant Scenario | Hydro | Carbon Emissions (Tonnes)
2031 | 4 Stagnant Scenario | Net Imports | Carbon Emissions (Tonnes)
2031 | 4 Stagnant Scenario | Other | Carbon Emissions (Tonnes)
2031 | 4 Stagnant Scenario | Simple Cycle | Carbon Emissions (Tonnes) | 1988880.5669
2031 | 4 Stagnant Scenario | Solar | Carbon Emissions (Tonnes)
2031 | 4 Stagnant Scenario | Storage | Carbon Emissions (Tonnes)
2031 | 4 Stagnant Scenario | Wind | Carbon Emissions (Tonnes)
2032 | 4 Stagnant Scenario | Combined Cycle | Carbon Emissions (Tonnes) | 6888187.25
2032 | 4 Stagnant Scenario | Coal | Carbon Emissions (Tonnes) | 0
2032 | 4 Stagnant Scenario | Cogeneration | Carbon Emissions (Tonnes) | 5205254.8125
2032 | 4 Stagnant Scenario | Coal to Gas - Steam Boiler | Carbon Emissions (Tonnes) | 3401031.25
2032 | 4 Stagnant Scenario | Solar/Storage | Carbon Emissions (Tonnes)
2032 | 4 Stagnant Scenario | Hydro | Carbon Emissions (Tonnes)
2032 | 4 Stagnant Scenario | Net Imports | Carbon Emissions (Tonnes)
2032 | 4 Stagnant Scenario | Other | Carbon Emissions (Tonnes)
2032 | 4 Stagnant Scenario | Simple Cycle | Carbon Emissions (Tonnes) | 1988331.1717
2032 | 4 Stagnant Scenario | Solar | Carbon Emissions (Tonnes)
2032 | 4 Stagnant Scenario | Storage | Carbon Emissions (Tonnes)
2032 | 4 Stagnant Scenario | Wind | Carbon Emissions (Tonnes)
2033 | 4 Stagnant Scenario | Combined Cycle | Carbon Emissions (Tonnes) | 6845953.1172
2033 | 4 Stagnant Scenario | Coal | Carbon Emissions (Tonnes) | 0
2033 | 4 Stagnant Scenario | Cogeneration | Carbon Emissions (Tonnes) | 5165235.7188
2033 | 4 Stagnant Scenario | Coal to Gas - Steam Boiler | Carbon Emissions (Tonnes) | 3298585.5625
2033 | 4 Stagnant Scenario | Solar/Storage | Carbon Emissions (Tonnes)
2033 | 4 Stagnant Scenario | Hydro | Carbon Emissions (Tonnes)
2033 | 4 Stagnant Scenario | Net Imports | Carbon Emissions (Tonnes)
2033 | 4 Stagnant Scenario | Other | Carbon Emissions (Tonnes)
2033 | 4 Stagnant Scenario | Simple Cycle | Carbon Emissions (Tonnes) | 1888974.7477
2033 | 4 Stagnant Scenario | Solar | Carbon Emissions (Tonnes)
2033 | 4 Stagnant Scenario | Storage | Carbon Emissions (Tonnes)
2033 | 4 Stagnant Scenario | Wind | Carbon Emissions (Tonnes)
2034 | 4 Stagnant Scenario | Combined Cycle | Carbon Emissions (Tonnes) | 6695473.1797
2034 | 4 Stagnant Scenario | Coal | Carbon Emissions (Tonnes) | 0
2034 | 4 Stagnant Scenario | Cogeneration | Carbon Emissions (Tonnes) | 5143361.8125
2034 | 4 Stagnant Scenario | Coal to Gas - Steam Boiler | Carbon Emissions (Tonnes) | 3285358.3125
2034 | 4 Stagnant Scenario | Solar/Storage | Carbon Emissions (Tonnes)
2034 | 4 Stagnant Scenario | Hydro | Carbon Emissions (Tonnes)
2034 | 4 Stagnant Scenario | Net Imports | Carbon Emissions (Tonnes)
2034 | 4 Stagnant Scenario | Other | Carbon Emissions (Tonnes)
2034 | 4 Stagnant Scenario | Simple Cycle | Carbon Emissions (Tonnes) | 1876785.624
2034 | 4 Stagnant Scenario | Solar | Carbon Emissions (Tonnes)
2034 | 4 Stagnant Scenario | Storage | Carbon Emissions (Tonnes)
2034 | 4 Stagnant Scenario | Wind | Carbon Emissions (Tonnes)
2035 | 4 Stagnant Scenario | Combined Cycle | Carbon Emissions (Tonnes) | 6658281.2109
2035 | 4 Stagnant Scenario | Coal | Carbon Emissions (Tonnes) | 0
2035 | 4 Stagnant Scenario | Cogeneration | Carbon Emissions (Tonnes) | 5145441.1406
2035 | 4 Stagnant Scenario | Coal to Gas - Steam Boiler | Carbon Emissions (Tonnes) | 3086592.9375
2035 | 4 Stagnant Scenario | Solar/Storage | Carbon Emissions (Tonnes)
2035 | 4 Stagnant Scenario | Hydro | Carbon Emissions (Tonnes)
2035 | 4 Stagnant Scenario | Net Imports | Carbon Emissions (Tonnes)
2035 | 4 Stagnant Scenario | Other | Carbon Emissions (Tonnes)
2035 | 4 Stagnant Scenario | Simple Cycle | Carbon Emissions (Tonnes) | 1792082.9134
2035 | 4 Stagnant Scenario | Solar | Carbon Emissions (Tonnes)
2035 | 4 Stagnant Scenario | Storage | Carbon Emissions (Tonnes)
2035 | 4 Stagnant Scenario | Wind | Carbon Emissions (Tonnes)
2036 | 4 Stagnant Scenario | Combined Cycle | Carbon Emissions (Tonnes) | 6715854.6094
2036 | 4 Stagnant Scenario | Coal | Carbon Emissions (Tonnes) | 0
2036 | 4 Stagnant Scenario | Cogeneration | Carbon Emissions (Tonnes) | 5154951
2036 | 4 Stagnant Scenario | Coal to Gas - Steam Boiler | Carbon Emissions (Tonnes) | 3030460.8125
2036 | 4 Stagnant Scenario | Solar/Storage | Carbon Emissions (Tonnes)
2036 | 4 Stagnant Scenario | Hydro | Carbon Emissions (Tonnes)
2036 | 4 Stagnant Scenario | Net Imports | Carbon Emissions (Tonnes)
2036 | 4 Stagnant Scenario | Other | Carbon Emissions (Tonnes)
2036 | 4 Stagnant Scenario | Simple Cycle | Carbon Emissions (Tonnes) | 1994367.6111
2036 | 4 Stagnant Scenario | Solar | Carbon Emissions (Tonnes)
2036 | 4 Stagnant Scenario | Storage | Carbon Emissions (Tonnes)
2036 | 4 Stagnant Scenario | Wind | Carbon Emissions (Tonnes)
2037 | 4 Stagnant Scenario | Combined Cycle | Carbon Emissions (Tonnes) | 6721067.1406
2037 | 4 Stagnant Scenario | Coal | Carbon Emissions (Tonnes) | 0
2037 | 4 Stagnant Scenario | Cogeneration | Carbon Emissions (Tonnes) | 5132165.8125
2037 | 4 Stagnant Scenario | Coal to Gas - Steam Boiler | Carbon Emissions (Tonnes) | 1737382.25
2037 | 4 Stagnant Scenario | Solar/Storage | Carbon Emissions (Tonnes)
2037 | 4 Stagnant Scenario | Hydro | Carbon Emissions (Tonnes)
2037 | 4 Stagnant Scenario | Net Imports | Carbon Emissions (Tonnes)
2037 | 4 Stagnant Scenario | Other | Carbon Emissions (Tonnes)
2037 | 4 Stagnant Scenario | Simple Cycle | Carbon Emissions (Tonnes) | 2178644.7744
2037 | 4 Stagnant Scenario | Solar | Carbon Emissions (Tonnes)
2037 | 4 Stagnant Scenario | Storage | Carbon Emissions (Tonnes)
2037 | 4 Stagnant Scenario | Wind | Carbon Emissions (Tonnes)
2038 | 4 Stagnant Scenario | Combined Cycle | Carbon Emissions (Tonnes) | 7763899.2188
2038 | 4 Stagnant Scenario | Coal | Carbon Emissions (Tonnes) | 0
2038 | 4 Stagnant Scenario | Cogeneration | Carbon Emissions (Tonnes) | 5117841.0469
2038 | 4 Stagnant Scenario | Coal to Gas - Steam Boiler | Carbon Emissions (Tonnes) | 0
2038 | 4 Stagnant Scenario | Solar/Storage | Carbon Emissions (Tonnes)
2038 | 4 Stagnant Scenario | Hydro | Carbon Emissions (Tonnes)
2038 | 4 Stagnant Scenario | Net Imports | Carbon Emissions (Tonnes)
2038 | 4 Stagnant Scenario | Other | Carbon Emissions (Tonnes)
2038 | 4 Stagnant Scenario | Simple Cycle | Carbon Emissions (Tonnes) | 2041904.0474
2038 | 4 Stagnant Scenario | Solar | Carbon Emissions (Tonnes)
2038 | 4 Stagnant Scenario | Storage | Carbon Emissions (Tonnes)
2038 | 4 Stagnant Scenario | Wind | Carbon Emissions (Tonnes)
2039 | 4 Stagnant Scenario | Combined Cycle | Carbon Emissions (Tonnes) | 8481830.7586
2039 | 4 Stagnant Scenario | Coal | Carbon Emissions (Tonnes) | 0
2039 | 4 Stagnant Scenario | Cogeneration | Carbon Emissions (Tonnes) | 5049540.7031
2039 | 4 Stagnant Scenario | Coal to Gas - Steam Boiler | Carbon Emissions (Tonnes) | 0
2039 | 4 Stagnant Scenario | Solar/Storage | Carbon Emissions (Tonnes)
2039 | 4 Stagnant Scenario | Hydro | Carbon Emissions (Tonnes)
2039 | 4 Stagnant Scenario | Net Imports | Carbon Emissions (Tonnes)
2039 | 4 Stagnant Scenario | Other | Carbon Emissions (Tonnes)
2039 | 4 Stagnant Scenario | Simple Cycle | Carbon Emissions (Tonnes) | 1728262.7034
2039 | 4 Stagnant Scenario | Solar | Carbon Emissions (Tonnes)
2039 | 4 Stagnant Scenario | Storage | Carbon Emissions (Tonnes)
2039 | 4 Stagnant Scenario | Wind | Carbon Emissions (Tonnes)
2040 | 4 Stagnant Scenario | Combined Cycle | Carbon Emissions (Tonnes) | 8533995.5938
2040 | 4 Stagnant Scenario | Coal | Carbon Emissions (Tonnes) | 0
2040 | 4 Stagnant Scenario | Cogeneration | Carbon Emissions (Tonnes) | 5175969.9844
2040 | 4 Stagnant Scenario | Coal to Gas - Steam Boiler | Carbon Emissions (Tonnes) | 0
2040 | 4 Stagnant Scenario | Solar/Storage | Carbon Emissions (Tonnes)
2040 | 4 Stagnant Scenario | Hydro | Carbon Emissions (Tonnes)
2040 | 4 Stagnant Scenario | Net Imports | Carbon Emissions (Tonnes)
2040 | 4 Stagnant Scenario | Other | Carbon Emissions (Tonnes)
2040 | 4 Stagnant Scenario | Simple Cycle | Carbon Emissions (Tonnes) | 1775801.9057
2040 | 4 Stagnant Scenario | Solar | Carbon Emissions (Tonnes)
2040 | 4 Stagnant Scenario | Storage | Carbon Emissions (Tonnes)
2040 | 4 Stagnant Scenario | Wind | Carbon Emissions (Tonnes)
2041 | 4 Stagnant Scenario | Combined Cycle | Carbon Emissions (Tonnes) | 8313403.7188
2041 | 4 Stagnant Scenario | Coal | Carbon Emissions (Tonnes) | 0
2041 | 4 Stagnant Scenario | Cogeneration | Carbon Emissions (Tonnes) | 5138556.0469
2041 | 4 Stagnant Scenario | Coal to Gas - Steam Boiler | Carbon Emissions (Tonnes) | 0
2041 | 4 Stagnant Scenario | Solar/Storage | Carbon Emissions (Tonnes)
2041 | 4 Stagnant Scenario | Hydro | Carbon Emissions (Tonnes)
2041 | 4 Stagnant Scenario | Net Imports | Carbon Emissions (Tonnes)
2041 | 4 Stagnant Scenario | Other | Carbon Emissions (Tonnes)
2041 | 4 Stagnant Scenario | Simple Cycle | Carbon Emissions (Tonnes) | 1853831.8213
2041 | 4 Stagnant Scenario | Solar | Carbon Emissions (Tonnes)
2041 | 4 Stagnant Scenario | Storage | Carbon Emissions (Tonnes)
2041 | 4 Stagnant Scenario | Wind | Carbon Emissions (Tonnes)

## Generation capacity by region
Calendar Year | Scenario | Fuel Type | Region | Capacity Begin Year (MW) | Capacity End Year (MW)
2021 | 1 Reference Case | Coal | Central | 155 | 155
2021 | 1 Reference Case | Coal | Edmonton | 3331 | 801
2021 | 1 Reference Case | Coal | South | 400
2021 | 1 Reference Case | Coal to Gas - Steam boiler | Central | 385 | 385
2021 | 1 Reference Case | Coal to Gas - Steam boiler | Edmonton | 401 | 2531
2021 | 1 Reference Case | Coal to Gas - Steam boiler | South | 400 | 800
2021 | 1 Reference Case | Cogeneration | Calgary | 12 | 12
2021 | 1 Reference Case | Cogeneration | Central | 1150 | 1150
2021 | 1 Reference Case | Cogeneration | Edmonton | 92 | 92
2021 | 1 Reference Case | Cogeneration | Northeast | 3569 | 3672
2021 | 1 Reference Case | Cogeneration | Northwest | 162 | 162
2021 | 1 Reference Case | Cogeneration | South | 100 | 100
2021 | 1 Reference Case | Combined Cycle | Calgary | 1300 | 1300
2021 | 1 Reference Case | Combined Cycle | Central
2021 | 1 Reference Case | Combined Cycle | Edmonton
2021 | 1 Reference Case | Combined Cycle | Northwest | 73 | 73
2021 | 1 Reference Case | Combined Cycle | South | 375 | 375
2021 | 1 Reference Case | Hydro | Central | 485 | 485
2021 | 1 Reference Case | Hydro | South | 409 | 409
2021 | 1 Reference Case | Other | Central | 50 | 50
2021 | 1 Reference Case | Other | Northeast | 149 | 149
2021 | 1 Reference Case | Other | Northwest | 182 | 182
2021 | 1 Reference Case | Other | South | 42 | 42
2021 | 1 Reference Case | Simple Cycle | Calgary | 144 | 144
2021 | 1 Reference Case | Simple Cycle | Central | 18 | 18
2021 | 1 Reference Case | Simple Cycle | Edmonton | 250 | 269.8
2021 | 1 Reference Case | Simple Cycle | Northeast
2021 | 1 Reference Case | Simple Cycle | Northwest | 650 | 666.7
2021 | 1 Reference Case | Simple Cycle | South | 64 | 108
2021 | 1 Reference Case | Solar | Calgary
2021 | 1 Reference Case | Solar | Central | 22 | 22
2021 | 1 Reference Case | Solar | Edmonton
2021 | 1 Reference Case | Solar | South | 214 | 774.5
2021 | 1 Reference Case | Solar/Storage | Central |  | 35
2021 | 1 Reference Case | Storage | Calgary
2021 | 1 Reference Case | Storage | Central
2021 | 1 Reference Case | Storage | Edmonton
2021 | 1 Reference Case | Storage | Northeast
2021 | 1 Reference Case | Storage | Northwest | 20 | 20
2021 | 1 Reference Case | Storage | South | 10 | 10
2021 | 1 Reference Case | Wind | Central | 261 | 261
2021 | 1 Reference Case | Wind | South | 1519.6 | 2092.5
2022 | 1 Reference Case | Coal | Central | 155 | 155
2022 | 1 Reference Case | Coal | Edmonton
2022 | 1 Reference Case | Coal | South
2022 | 1 Reference Case | Coal to Gas - Steam boiler | Central | 385 | 385
2022 | 1 Reference Case | Coal to Gas - Steam boiler | Edmonton | 2531 | 3120
2022 | 1 Reference Case | Coal to Gas - Steam boiler | South | 800 | 800
2022 | 1 Reference Case | Cogeneration | Calgary | 12 | 12
2022 | 1 Reference Case | Cogeneration | Central | 1150 | 1150
2022 | 1 Reference Case | Cogeneration | Edmonton | 92 | 92
2022 | 1 Reference Case | Cogeneration | Northeast | 3672 | 3672
2022 | 1 Reference Case | Cogeneration | Northwest | 162 | 162
2022 | 1 Reference Case | Cogeneration | South | 100 | 100
2022 | 1 Reference Case | Combined Cycle | Calgary | 1300 | 1300
2022 | 1 Reference Case | Combined Cycle | Central
2022 | 1 Reference Case | Combined Cycle | Edmonton
2022 | 1 Reference Case | Combined Cycle | Northwest | 73 | 73
2022 | 1 Reference Case | Combined Cycle | South | 375 | 375
2022 | 1 Reference Case | Hydro | Central | 485 | 485
2022 | 1 Reference Case | Hydro | South | 409 | 409
2022 | 1 Reference Case | Other | Central | 50 | 50
2022 | 1 Reference Case | Other | Northeast | 149 | 149
2022 | 1 Reference Case | Other | Northwest | 182 | 182
2022 | 1 Reference Case | Other | South | 42 | 42
2022 | 1 Reference Case | Simple Cycle | Calgary | 144 | 144
2022 | 1 Reference Case | Simple Cycle | Central | 18 | 18
2022 | 1 Reference Case | Simple Cycle | Edmonton | 269.8 | 269.8
2022 | 1 Reference Case | Simple Cycle | Northeast
2022 | 1 Reference Case | Simple Cycle | Northwest | 666.7 | 683.4
2022 | 1 Reference Case | Simple Cycle | South | 108 | 108
2022 | 1 Reference Case | Solar | Calgary
2022 | 1 Reference Case | Solar | Central | 22 | 22
2022 | 1 Reference Case | Solar | Edmonton
2022 | 1 Reference Case | Solar | South | 774.5 | 931.5
2022 | 1 Reference Case | Solar/Storage | Central | 35 | 35
2022 | 1 Reference Case | Storage | Calgary
2022 | 1 Reference Case | Storage | Central
2022 | 1 Reference Case | Storage | Edmonton |  | 5
2022 | 1 Reference Case | Storage | Northeast
2022 | 1 Reference Case | Storage | Northwest | 20 | 20
2022 | 1 Reference Case | Storage | South | 10 | 10
2022 | 1 Reference Case | Wind | Central | 261 | 509.4
2022 | 1 Reference Case | Wind | South | 2189.5 | 2817.9
2023 | 1 Reference Case | Coal | Central | 155 | 155
2023 | 1 Reference Case | Coal | Edmonton
2023 | 1 Reference Case | Coal | South
2023 | 1 Reference Case | Coal to Gas - Steam boiler | Central | 385 | 385
2023 | 1 Reference Case | Coal to Gas - Steam boiler | Edmonton | 3120 | 3120
2023 | 1 Reference Case | Coal to Gas - Steam boiler | South | 800 | 800
2023 | 1 Reference Case | Cogeneration | Calgary | 12 | 12
2023 | 1 Reference Case | Cogeneration | Central | 1150 | 1150
2023 | 1 Reference Case | Cogeneration | Edmonton | 92 | 92
2023 | 1 Reference Case | Cogeneration | Northeast | 3672 | 3672
2023 | 1 Reference Case | Cogeneration | Northwest | 162 | 162
2023 | 1 Reference Case | Cogeneration | South | 100 | 100
2023 | 1 Reference Case | Combined Cycle | Calgary | 1300 | 1300
2023 | 1 Reference Case | Combined Cycle | Central |  | 900
2023 | 1 Reference Case | Combined Cycle | Edmonton
2023 | 1 Reference Case | Combined Cycle | Northwest | 73 | 73
2023 | 1 Reference Case | Combined Cycle | South | 375 | 375
2023 | 1 Reference Case | Hydro | Central | 485 | 485
2023 | 1 Reference Case | Hydro | South | 409 | 409
2023 | 1 Reference Case | Other | Central | 50 | 50
2023 | 1 Reference Case | Other | Northeast | 149 | 149
2023 | 1 Reference Case | Other | Northwest | 182 | 182
2023 | 1 Reference Case | Other | South | 42 | 42
2023 | 1 Reference Case | Simple Cycle | Calgary | 144 | 144
2023 | 1 Reference Case | Simple Cycle | Central | 18 | 18
2023 | 1 Reference Case | Simple Cycle | Edmonton | 269.8 | 269.8
2023 | 1 Reference Case | Simple Cycle | Northeast
2023 | 1 Reference Case | Simple Cycle | Northwest | 683.4 | 683.4
2023 | 1 Reference Case | Simple Cycle | South | 108 | 124.7
2023 | 1 Reference Case | Solar | Calgary
2023 | 1 Reference Case | Solar | Central | 22 | 22
2023 | 1 Reference Case | Solar | Edmonton
2023 | 1 Reference Case | Solar | South | 931.5 | 931.5
2023 | 1 Reference Case | Solar/Storage | Central | 35 | 35
2023 | 1 Reference Case | Storage | Calgary
2023 | 1 Reference Case | Storage | Central
2023 | 1 Reference Case | Storage | Edmonton | 5 | 5
2023 | 1 Reference Case | Storage | Northeast
2023 | 1 Reference Case | Storage | Northwest | 20 | 20
2023 | 1 Reference Case | Storage | South | 10 | 15
2023 | 1 Reference Case | Wind | Central | 509.4 | 509.4
2023 | 1 Reference Case | Wind | South | 2817.9 | 2817.9
2024 | 1 Reference Case | Coal | Central | 155 | 155
2024 | 1 Reference Case | Coal | Edmonton
2024 | 1 Reference Case | Coal | South
2024 | 1 Reference Case | Coal to Gas - Steam boiler | Central | 385 | 385
2024 | 1 Reference Case | Coal to Gas - Steam boiler | Edmonton | 3120 | 3120
2024 | 1 Reference Case | Coal to Gas - Steam boiler | South | 800 | 800
2024 | 1 Reference Case | Cogeneration | Calgary | 12 | 12
2024 | 1 Reference Case | Cogeneration | Central | 1150 | 1195
2024 | 1 Reference Case | Cogeneration | Edmonton | 92 | 92
2024 | 1 Reference Case | Cogeneration | Northeast | 3672 | 4478
2024 | 1 Reference Case | Cogeneration | Northwest | 162 | 162
2024 | 1 Reference Case | Cogeneration | South | 100 | 100
2024 | 1 Reference Case | Combined Cycle | Calgary | 1300 | 1300
2024 | 1 Reference Case | Combined Cycle | Central | 900 | 900
2024 | 1 Reference Case | Combined Cycle | Edmonton
2024 | 1 Reference Case | Combined Cycle | Northwest | 73 | 73
2024 | 1 Reference Case | Combined Cycle | South | 375 | 375
2024 | 1 Reference Case | Hydro | Central | 485 | 485
2024 | 1 Reference Case | Hydro | South | 409 | 409
2024 | 1 Reference Case | Other | Central | 50 | 50
2024 | 1 Reference Case | Other | Northeast | 149 | 149
2024 | 1 Reference Case | Other | Northwest | 182 | 182
2024 | 1 Reference Case | Other | South | 42 | 42
2024 | 1 Reference Case | Simple Cycle | Calgary | 144 | 144
2024 | 1 Reference Case | Simple Cycle | Central | 18 | 18
2024 | 1 Reference Case | Simple Cycle | Edmonton | 269.8 | 269.8
2024 | 1 Reference Case | Simple Cycle | Northeast
2024 | 1 Reference Case | Simple Cycle | Northwest | 683.4 | 683.4
2024 | 1 Reference Case | Simple Cycle | South | 124.7 | 141.4
2024 | 1 Reference Case | Solar | Calgary |  | 10
2024 | 1 Reference Case | Solar | Central | 22 | 32
2024 | 1 Reference Case | Solar | Edmonton |  | 10
2024 | 1 Reference Case | Solar | South | 931.5 | 951.5
2024 | 1 Reference Case | Solar/Storage | Central | 35 | 35
2024 | 1 Reference Case | Storage | Calgary
2024 | 1 Reference Case | Storage | Central |  | 5
2024 | 1 Reference Case | Storage | Edmonton | 5 | 5
2024 | 1 Reference Case | Storage | Northeast
2024 | 1 Reference Case | Storage | Northwest | 20 | 20
2024 | 1 Reference Case | Storage | South | 15 | 15
2024 | 1 Reference Case | Wind | Central | 509.4 | 509.4
2024 | 1 Reference Case | Wind | South | 2817.9 | 2817.9
2025 | 1 Reference Case | Coal | Central | 155 | 155
2025 | 1 Reference Case | Coal | Edmonton
2025 | 1 Reference Case | Coal | South
2025 | 1 Reference Case | Coal to Gas - Steam boiler | Central | 385 | 385
2025 | 1 Reference Case | Coal to Gas - Steam boiler | Edmonton | 3120 | 3120
2025 | 1 Reference Case | Coal to Gas - Steam boiler | South | 800 | 800
2025 | 1 Reference Case | Cogeneration | Calgary | 12 | 12
2025 | 1 Reference Case | Cogeneration | Central | 1195 | 1195
2025 | 1 Reference Case | Cogeneration | Edmonton | 92 | 92
2025 | 1 Reference Case | Cogeneration | Northeast | 4478 | 4568
2025 | 1 Reference Case | Cogeneration | Northwest | 162 | 162
2025 | 1 Reference Case | Cogeneration | South | 100 | 100
2025 | 1 Reference Case | Combined Cycle | Calgary | 1300 | 1300
2025 | 1 Reference Case | Combined Cycle | Central | 900 | 900
2025 | 1 Reference Case | Combined Cycle | Edmonton
2025 | 1 Reference Case | Combined Cycle | Northwest | 73 | 73
2025 | 1 Reference Case | Combined Cycle | South | 375 | 375
2025 | 1 Reference Case | Hydro | Central | 485 | 485
2025 | 1 Reference Case | Hydro | South | 409 | 409
2025 | 1 Reference Case | Other | Central | 50 | 50
2025 | 1 Reference Case | Other | Northeast | 149 | 149
2025 | 1 Reference Case | Other | Northwest | 182 | 182
2025 | 1 Reference Case | Other | South | 42 | 42
2025 | 1 Reference Case | Simple Cycle | Calgary | 144 | 144
2025 | 1 Reference Case | Simple Cycle | Central | 18 | 34.7
2025 | 1 Reference Case | Simple Cycle | Edmonton | 269.8 | 269.8
2025 | 1 Reference Case | Simple Cycle | Northeast
2025 | 1 Reference Case | Simple Cycle | Northwest | 683.4 | 683.4
2025 | 1 Reference Case | Simple Cycle | South | 141.4 | 141.4
2025 | 1 Reference Case | Solar | Calgary | 10 | 10
2025 | 1 Reference Case | Solar | Central | 32 | 32
2025 | 1 Reference Case | Solar | Edmonton | 10 | 10
2025 | 1 Reference Case | Solar | South | 951.5 | 951.5
2025 | 1 Reference Case | Solar/Storage | Central | 35 | 35
2025 | 1 Reference Case | Storage | Calgary
2025 | 1 Reference Case | Storage | Central | 5 | 5
2025 | 1 Reference Case | Storage | Edmonton | 5 | 5
2025 | 1 Reference Case | Storage | Northeast
2025 | 1 Reference Case | Storage | Northwest | 20 | 20
2025 | 1 Reference Case | Storage | South | 15 | 15
2025 | 1 Reference Case | Wind | Central | 509.4 | 509.4
2025 | 1 Reference Case | Wind | South | 2817.9 | 2817.9
2026 | 1 Reference Case | Coal | Central
2026 | 1 Reference Case | Coal | Edmonton
2026 | 1 Reference Case | Coal | South
2026 | 1 Reference Case | Coal to Gas - Steam boiler | Central | 385 | 385
2026 | 1 Reference Case | Coal to Gas - Steam boiler | Edmonton | 3120 | 3120
2026 | 1 Reference Case | Coal to Gas - Steam boiler | South | 800 | 800
2026 | 1 Reference Case | Cogeneration | Calgary | 12 | 12
2026 | 1 Reference Case | Cogeneration | Central | 1195 | 1240
2026 | 1 Reference Case | Cogeneration | Edmonton | 92 | 92
2026 | 1 Reference Case | Cogeneration | Northeast | 4568 | 4568
2026 | 1 Reference Case | Cogeneration | Northwest | 162 | 162
2026 | 1 Reference Case | Cogeneration | South | 100 | 100
2026 | 1 Reference Case | Combined Cycle | Calgary | 1300 | 1300
2026 | 1 Reference Case | Combined Cycle | Central | 900 | 900
2026 | 1 Reference Case | Combined Cycle | Edmonton
2026 | 1 Reference Case | Combined Cycle | Northwest | 73 | 73
2026 | 1 Reference Case | Combined Cycle | South | 375 | 375
2026 | 1 Reference Case | Hydro | Central | 485 | 485
2026 | 1 Reference Case | Hydro | South | 409 | 409
2026 | 1 Reference Case | Other | Central | 50 | 50
2026 | 1 Reference Case | Other | Northeast | 149 | 149
2026 | 1 Reference Case | Other | Northwest | 182 | 182
2026 | 1 Reference Case | Other | South | 42 | 42
2026 | 1 Reference Case | Simple Cycle | Calgary | 144 | 144
2026 | 1 Reference Case | Simple Cycle | Central | 34.7 | 51.4
2026 | 1 Reference Case | Simple Cycle | Edmonton | 269.8 | 269.8
2026 | 1 Reference Case | Simple Cycle | Northeast
2026 | 1 Reference Case | Simple Cycle | Northwest | 683.4 | 683.4
2026 | 1 Reference Case | Simple Cycle | South | 141.4 | 141.4
2026 | 1 Reference Case | Solar | Calgary | 10 | 10
2026 | 1 Reference Case | Solar | Central | 32 | 32
2026 | 1 Reference Case | Solar | Edmonton | 10 | 10
2026 | 1 Reference Case | Solar | South | 951.5 | 951.5
2026 | 1 Reference Case | Solar/Storage | Central | 35 | 35
2026 | 1 Reference Case | Storage | Calgary
2026 | 1 Reference Case | Storage | Central | 5 | 5
2026 | 1 Reference Case | Storage | Edmonton | 5 | 5
2026 | 1 Reference Case | Storage | Northeast
2026 | 1 Reference Case | Storage | Northwest | 20 | 20
2026 | 1 Reference Case | Storage | South | 15 | 15
2026 | 1 Reference Case | Wind | Central | 509.4 | 709.4
2026 | 1 Reference Case | Wind | South | 2817.9 | 3297.9
2027 | 1 Reference Case | Coal | Central
2027 | 1 Reference Case | Coal | Edmonton
2027 | 1 Reference Case | Coal | South
2027 | 1 Reference Case | Coal to Gas - Steam boiler | Central | 385 | 385
2027 | 1 Reference Case | Coal to Gas - Steam boiler | Edmonton | 3120 | 3120
2027 | 1 Reference Case | Coal to Gas - Steam boiler | South | 800 | 800
2027 | 1 Reference Case | Cogeneration | Calgary | 12 | 12
2027 | 1 Reference Case | Cogeneration | Central | 1240 | 1240
2027 | 1 Reference Case | Cogeneration | Edmonton | 92 | 92
2027 | 1 Reference Case | Cogeneration | Northeast | 4568 | 4658
2027 | 1 Reference Case | Cogeneration | Northwest | 162 | 162
2027 | 1 Reference Case | Cogeneration | South | 100 | 100
2027 | 1 Reference Case | Combined Cycle | Calgary | 1300 | 1300
2027 | 1 Reference Case | Combined Cycle | Central | 900 | 900
2027 | 1 Reference Case | Combined Cycle | Edmonton
2027 | 1 Reference Case | Combined Cycle | Northwest | 73 | 73
2027 | 1 Reference Case | Combined Cycle | South | 375 | 375
2027 | 1 Reference Case | Hydro | Central | 485 | 485
2027 | 1 Reference Case | Hydro | South | 409 | 409
2027 | 1 Reference Case | Other | Central | 50 | 50
2027 | 1 Reference Case | Other | Northeast | 149 | 149
2027 | 1 Reference Case | Other | Northwest | 182 | 182
2027 | 1 Reference Case | Other | South | 42 | 42
2027 | 1 Reference Case | Simple Cycle | Calgary | 144 | 144
2027 | 1 Reference Case | Simple Cycle | Central | 51.4 | 51.4
2027 | 1 Reference Case | Simple Cycle | Edmonton | 269.8 | 269.8
2027 | 1 Reference Case | Simple Cycle | Northeast
2027 | 1 Reference Case | Simple Cycle | Northwest | 683.4 | 700.1
2027 | 1 Reference Case | Simple Cycle | South | 141.4 | 141.4
2027 | 1 Reference Case | Solar | Calgary | 10 | 10
2027 | 1 Reference Case | Solar | Central | 32 | 32
2027 | 1 Reference Case | Solar | Edmonton | 10 | 10
2027 | 1 Reference Case | Solar | South | 951.5 | 951.5
2027 | 1 Reference Case | Solar/Storage | Central | 35 | 35
2027 | 1 Reference Case | Storage | Calgary
2027 | 1 Reference Case | Storage | Central | 5 | 5
2027 | 1 Reference Case | Storage | Edmonton | 5 | 5
2027 | 1 Reference Case | Storage | Northeast
2027 | 1 Reference Case | Storage | Northwest | 20 | 25
2027 | 1 Reference Case | Storage | South | 15 | 20
2027 | 1 Reference Case | Wind | Central | 709.4 | 759.4
2027 | 1 Reference Case | Wind | South | 3297.9 | 3697.9
2028 | 1 Reference Case | Coal | Central
2028 | 1 Reference Case | Coal | Edmonton
2028 | 1 Reference Case | Coal | South
2028 | 1 Reference Case | Coal to Gas - Steam boiler | Central | 385 | 385
2028 | 1 Reference Case | Coal to Gas - Steam boiler | Edmonton | 3007 | 3007
2028 | 1 Reference Case | Coal to Gas - Steam boiler | South | 800 | 800
2028 | 1 Reference Case | Cogeneration | Calgary | 12 | 12
2028 | 1 Reference Case | Cogeneration | Central | 1240 | 1240
2028 | 1 Reference Case | Cogeneration | Edmonton | 92 | 92
2028 | 1 Reference Case | Cogeneration | Northeast | 4658 | 4703
2028 | 1 Reference Case | Cogeneration | Northwest | 162 | 162
2028 | 1 Reference Case | Cogeneration | South | 100 | 100
2028 | 1 Reference Case | Combined Cycle | Calgary | 1300 | 1300
2028 | 1 Reference Case | Combined Cycle | Central | 900 | 900
2028 | 1 Reference Case | Combined Cycle | Edmonton
2028 | 1 Reference Case | Combined Cycle | Northwest | 73 | 73
2028 | 1 Reference Case | Combined Cycle | South | 375 | 375
2028 | 1 Reference Case | Hydro | Central | 485 | 485
2028 | 1 Reference Case | Hydro | South | 409 | 409
2028 | 1 Reference Case | Other | Central | 50 | 50
2028 | 1 Reference Case | Other | Northeast | 149 | 149
2028 | 1 Reference Case | Other | Northwest | 182 | 182
2028 | 1 Reference Case | Other | South | 42 | 42
2028 | 1 Reference Case | Simple Cycle | Calgary | 144 | 144
2028 | 1 Reference Case | Simple Cycle | Central | 51.4 | 51.4
2028 | 1 Reference Case | Simple Cycle | Edmonton | 269.8 | 269.8
2028 | 1 Reference Case | Simple Cycle | Northeast
2028 | 1 Reference Case | Simple Cycle | Northwest | 700.1 | 700.1
2028 | 1 Reference Case | Simple Cycle | South | 141.4 | 158.1
2028 | 1 Reference Case | Solar | Calgary | 10 | 10
2028 | 1 Reference Case | Solar | Central | 32 | 32
2028 | 1 Reference Case | Solar | Edmonton | 10 | 10
2028 | 1 Reference Case | Solar | South | 951.5 | 951.5
2028 | 1 Reference Case | Solar/Storage | Central | 35 | 35
2028 | 1 Reference Case | Storage | Calgary
2028 | 1 Reference Case | Storage | Central | 5 | 5
2028 | 1 Reference Case | Storage | Edmonton | 5 | 5
2028 | 1 Reference Case | Storage | Northeast
2028 | 1 Reference Case | Storage | Northwest | 25 | 25
2028 | 1 Reference Case | Storage | South | 20 | 20
2028 | 1 Reference Case | Wind | Central | 759.4 | 759.4
2028 | 1 Reference Case | Wind | South | 3697.9 | 3847.9
2029 | 1 Reference Case | Coal | Central
2029 | 1 Reference Case | Coal | Edmonton
2029 | 1 Reference Case | Coal | South
2029 | 1 Reference Case | Coal to Gas - Steam boiler | Central | 385 | 385
2029 | 1 Reference Case | Coal to Gas - Steam boiler | Edmonton | 3007 | 3007
2029 | 1 Reference Case | Coal to Gas - Steam boiler | South | 800 | 800
2029 | 1 Reference Case | Cogeneration | Calgary | 12 | 12
2029 | 1 Reference Case | Cogeneration | Central | 1240 | 1240
2029 | 1 Reference Case | Cogeneration | Edmonton | 92 | 92
2029 | 1 Reference Case | Cogeneration | Northeast | 4703 | 4793
2029 | 1 Reference Case | Cogeneration | Northwest | 162 | 162
2029 | 1 Reference Case | Cogeneration | South | 100 | 100
2029 | 1 Reference Case | Combined Cycle | Calgary | 1300 | 1300
2029 | 1 Reference Case | Combined Cycle | Central | 900 | 900
2029 | 1 Reference Case | Combined Cycle | Edmonton
2029 | 1 Reference Case | Combined Cycle | Northwest | 73 | 73
2029 | 1 Reference Case | Combined Cycle | South | 375 | 375
2029 | 1 Reference Case | Hydro | Central | 485 | 485
2029 | 1 Reference Case | Hydro | South | 409 | 409
2029 | 1 Reference Case | Other | Central | 50 | 50
2029 | 1 Reference Case | Other | Northeast | 149 | 149
2029 | 1 Reference Case | Other | Northwest | 182 | 182
2029 | 1 Reference Case | Other | South | 42 | 42
2029 | 1 Reference Case | Simple Cycle | Calgary | 144 | 144
2029 | 1 Reference Case | Simple Cycle | Central | 51.4 | 68.1
2029 | 1 Reference Case | Simple Cycle | Edmonton | 269.8 | 269.8
2029 | 1 Reference Case | Simple Cycle | Northeast
2029 | 1 Reference Case | Simple Cycle | Northwest | 700.1 | 700.1
2029 | 1 Reference Case | Simple Cycle | South | 158.1 | 158.1
2029 | 1 Reference Case | Solar | Calgary | 10 | 10
2029 | 1 Reference Case | Solar | Central | 32 | 32
2029 | 1 Reference Case | Solar | Edmonton | 10 | 10
2029 | 1 Reference Case | Solar | South | 951.5 | 951.5
2029 | 1 Reference Case | Solar/Storage | Central | 35 | 35
2029 | 1 Reference Case | Storage | Calgary
2029 | 1 Reference Case | Storage | Central | 5 | 10
2029 | 1 Reference Case | Storage | Edmonton | 5 | 10
2029 | 1 Reference Case | Storage | Northeast
2029 | 1 Reference Case | Storage | Northwest | 25 | 25
2029 | 1 Reference Case | Storage | South | 20 | 20
2029 | 1 Reference Case | Wind | Central | 759.4 | 759.4
2029 | 1 Reference Case | Wind | South | 3847.9 | 3847.9
2030 | 1 Reference Case | Coal | Central
2030 | 1 Reference Case | Coal | Edmonton
2030 | 1 Reference Case | Coal | South
2030 | 1 Reference Case | Coal to Gas - Steam boiler | Central | 385 | 385
2030 | 1 Reference Case | Coal to Gas - Steam boiler | Edmonton | 2937 | 2937
2030 | 1 Reference Case | Coal to Gas - Steam boiler | South | 800 | 800
2030 | 1 Reference Case | Cogeneration | Calgary | 12 | 12
2030 | 1 Reference Case | Cogeneration | Central | 1240 | 1240
2030 | 1 Reference Case | Cogeneration | Edmonton | 92 | 92
2030 | 1 Reference Case | Cogeneration | Northeast | 4793 | 4883
2030 | 1 Reference Case | Cogeneration | Northwest | 162 | 162
2030 | 1 Reference Case | Cogeneration | South | 100 | 100
2030 | 1 Reference Case | Combined Cycle | Calgary | 1300 | 1300
2030 | 1 Reference Case | Combined Cycle | Central | 900 | 900
2030 | 1 Reference Case | Combined Cycle | Edmonton
2030 | 1 Reference Case | Combined Cycle | Northwest | 73 | 73
2030 | 1 Reference Case | Combined Cycle | South | 375 | 375
2030 | 1 Reference Case | Hydro | Central | 485 | 485
2030 | 1 Reference Case | Hydro | South | 409 | 409
2030 | 1 Reference Case | Other | Central | 50 | 50
2030 | 1 Reference Case | Other | Northeast | 149 | 149
2030 | 1 Reference Case | Other | Northwest | 182 | 182
2030 | 1 Reference Case | Other | South | 42 | 42
2030 | 1 Reference Case | Simple Cycle | Calgary | 144 | 144
2030 | 1 Reference Case | Simple Cycle | Central | 68.1 | 68.1
2030 | 1 Reference Case | Simple Cycle | Edmonton | 269.8 | 269.8
2030 | 1 Reference Case | Simple Cycle | Northeast
2030 | 1 Reference Case | Simple Cycle | Northwest | 700.1 | 716.8
2030 | 1 Reference Case | Simple Cycle | South | 158.1 | 158.1
2030 | 1 Reference Case | Solar | Calgary | 10 | 10
2030 | 1 Reference Case | Solar | Central | 32 | 32
2030 | 1 Reference Case | Solar | Edmonton | 10 | 10
2030 | 1 Reference Case | Solar | South | 951.5 | 951.5
2030 | 1 Reference Case | Solar/Storage | Central | 35 | 35
2030 | 1 Reference Case | Storage | Calgary
2030 | 1 Reference Case | Storage | Central | 10 | 10
2030 | 1 Reference Case | Storage | Edmonton | 10 | 10
2030 | 1 Reference Case | Storage | Northeast
2030 | 1 Reference Case | Storage | Northwest | 25 | 25
2030 | 1 Reference Case | Storage | South | 20 | 20
2030 | 1 Reference Case | Wind | Central | 759.4 | 759.4
2030 | 1 Reference Case | Wind | South | 3847.9 | 3847.9
2031 | 1 Reference Case | Coal | Central
2031 | 1 Reference Case | Coal | Edmonton
2031 | 1 Reference Case | Coal | South
2031 | 1 Reference Case | Coal to Gas - Steam boiler | Central | 385 | 385
2031 | 1 Reference Case | Coal to Gas - Steam boiler | Edmonton | 2937 | 2937
2031 | 1 Reference Case | Coal to Gas - Steam boiler | South | 800 | 800
2031 | 1 Reference Case | Cogeneration | Calgary | 12 | 12
2031 | 1 Reference Case | Cogeneration | Central | 1240 | 1240
2031 | 1 Reference Case | Cogeneration | Edmonton | 92 | 92
2031 | 1 Reference Case | Cogeneration | Northeast | 4883 | 4973
2031 | 1 Reference Case | Cogeneration | Northwest | 162 | 162
2031 | 1 Reference Case | Cogeneration | South | 100 | 100
2031 | 1 Reference Case | Combined Cycle | Calgary | 1300 | 1300
2031 | 1 Reference Case | Combined Cycle | Central | 900 | 900
2031 | 1 Reference Case | Combined Cycle | Edmonton
2031 | 1 Reference Case | Combined Cycle | Northwest | 73 | 73
2031 | 1 Reference Case | Combined Cycle | South | 375 | 375
2031 | 1 Reference Case | Hydro | Central | 485 | 485
2031 | 1 Reference Case | Hydro | South | 409 | 409
2031 | 1 Reference Case | Other | Central | 50 | 50
2031 | 1 Reference Case | Other | Northeast | 149 | 149
2031 | 1 Reference Case | Other | Northwest | 182 | 182
2031 | 1 Reference Case | Other | South | 42 | 42
2031 | 1 Reference Case | Simple Cycle | Calgary | 144 | 144
2031 | 1 Reference Case | Simple Cycle | Central | 68.1 | 68.1
2031 | 1 Reference Case | Simple Cycle | Edmonton | 269.8 | 269.8
2031 | 1 Reference Case | Simple Cycle | Northeast
2031 | 1 Reference Case | Simple Cycle | Northwest | 716.8 | 716.8
2031 | 1 Reference Case | Simple Cycle | South | 152.1 | 152.1
2031 | 1 Reference Case | Solar | Calgary | 10 | 10
2031 | 1 Reference Case | Solar | Central | 32 | 32
2031 | 1 Reference Case | Solar | Edmonton | 10 | 10
2031 | 1 Reference Case | Solar | South | 951.5 | 1001.5
2031 | 1 Reference Case | Solar/Storage | Central | 35 | 35
2031 | 1 Reference Case | Storage | Calgary
2031 | 1 Reference Case | Storage | Central | 10 | 10
2031 | 1 Reference Case | Storage | Edmonton | 10 | 10
2031 | 1 Reference Case | Storage | Northeast
2031 | 1 Reference Case | Storage | Northwest | 25 | 25
2031 | 1 Reference Case | Storage | South | 20 | 20
2031 | 1 Reference Case | Wind | Central | 759.4 | 769.4
2031 | 1 Reference Case | Wind | South | 3847.9 | 3847.9
2032 | 1 Reference Case | Coal | Central
2032 | 1 Reference Case | Coal | Edmonton
2032 | 1 Reference Case | Coal | South
2032 | 1 Reference Case | Coal to Gas - Steam boiler | Central | 385 | 385
2032 | 1 Reference Case | Coal to Gas - Steam boiler | Edmonton | 2937 | 2937
2032 | 1 Reference Case | Coal to Gas - Steam boiler | South | 800 | 800
2032 | 1 Reference Case | Cogeneration | Calgary | 12 | 12
2032 | 1 Reference Case | Cogeneration | Central | 1240 | 1240
2032 | 1 Reference Case | Cogeneration | Edmonton | 92 | 92
2032 | 1 Reference Case | Cogeneration | Northeast | 4973 | 5018
2032 | 1 Reference Case | Cogeneration | Northwest | 162 | 162
2032 | 1 Reference Case | Cogeneration | South | 100 | 100
2032 | 1 Reference Case | Combined Cycle | Calgary | 1300 | 1300
2032 | 1 Reference Case | Combined Cycle | Central | 900 | 900
2032 | 1 Reference Case | Combined Cycle | Edmonton
2032 | 1 Reference Case | Combined Cycle | Northwest | 73 | 73
2032 | 1 Reference Case | Combined Cycle | South | 375 | 375
2032 | 1 Reference Case | Hydro | Central | 485 | 485
2032 | 1 Reference Case | Hydro | South | 409 | 409
2032 | 1 Reference Case | Other | Central | 50 | 50
2032 | 1 Reference Case | Other | Northeast | 149 | 149
2032 | 1 Reference Case | Other | Northwest | 182 | 182
2032 | 1 Reference Case | Other | South | 42 | 42
2032 | 1 Reference Case | Simple Cycle | Calgary | 144 | 144
2032 | 1 Reference Case | Simple Cycle | Central | 68.1 | 68.1
2032 | 1 Reference Case | Simple Cycle | Edmonton | 269.8 | 269.8
2032 | 1 Reference Case | Simple Cycle | Northeast
2032 | 1 Reference Case | Simple Cycle | Northwest | 716.8 | 716.8
2032 | 1 Reference Case | Simple Cycle | South | 152.1 | 152.1
2032 | 1 Reference Case | Solar | Calgary | 10 | 10
2032 | 1 Reference Case | Solar | Central | 32 | 32
2032 | 1 Reference Case | Solar | Edmonton | 10 | 10
2032 | 1 Reference Case | Solar | South | 1001.5 | 1001.5
2032 | 1 Reference Case | Solar/Storage | Central | 35 | 35
2032 | 1 Reference Case | Storage | Calgary |  | 5
2032 | 1 Reference Case | Storage | Central | 10 | 10
2032 | 1 Reference Case | Storage | Edmonton | 10 | 10
2032 | 1 Reference Case | Storage | Northeast
2032 | 1 Reference Case | Storage | Northwest | 25 | 25
2032 | 1 Reference Case | Storage | South | 20 | 25
2032 | 1 Reference Case | Wind | Central | 769.4 | 819.4
2032 | 1 Reference Case | Wind | South | 3847.9 | 3847.9
2033 | 1 Reference Case | Coal | Central
2033 | 1 Reference Case | Coal | Edmonton
2033 | 1 Reference Case | Coal | South
2033 | 1 Reference Case | Coal to Gas - Steam boiler | Central
2033 | 1 Reference Case | Coal to Gas - Steam boiler | Edmonton | 2937 | 2937
2033 | 1 Reference Case | Coal to Gas - Steam boiler | South | 800 | 800
2033 | 1 Reference Case | Cogeneration | Calgary | 12 | 12
2033 | 1 Reference Case | Cogeneration | Central | 1240 | 1240
2033 | 1 Reference Case | Cogeneration | Edmonton | 92 | 92
2033 | 1 Reference Case | Cogeneration | Northeast | 5018 | 5018
2033 | 1 Reference Case | Cogeneration | Northwest | 162 | 162
2033 | 1 Reference Case | Cogeneration | South | 100 | 100
2033 | 1 Reference Case | Combined Cycle | Calgary | 1300 | 1300
2033 | 1 Reference Case | Combined Cycle | Central | 900 | 900
2033 | 1 Reference Case | Combined Cycle | Edmonton
2033 | 1 Reference Case | Combined Cycle | Northwest | 73 | 73
2033 | 1 Reference Case | Combined Cycle | South | 375 | 375
2033 | 1 Reference Case | Hydro | Central | 485 | 485
2033 | 1 Reference Case | Hydro | South | 409 | 409
2033 | 1 Reference Case | Other | Central | 50 | 50
2033 | 1 Reference Case | Other | Northeast | 149 | 149
2033 | 1 Reference Case | Other | Northwest | 182 | 182
2033 | 1 Reference Case | Other | South | 42 | 42
2033 | 1 Reference Case | Simple Cycle | Calgary | 144 | 144
2033 | 1 Reference Case | Simple Cycle | Central | 68.1 | 68.1
2033 | 1 Reference Case | Simple Cycle | Edmonton | 269.8 | 269.8
2033 | 1 Reference Case | Simple Cycle | Northeast
2033 | 1 Reference Case | Simple Cycle | Northwest | 716.8 | 763.3
2033 | 1 Reference Case | Simple Cycle | South | 152.1 | 152.1
2033 | 1 Reference Case | Solar | Calgary | 10 | 10
2033 | 1 Reference Case | Solar | Central | 32 | 82
2033 | 1 Reference Case | Solar | Edmonton | 10 | 10
2033 | 1 Reference Case | Solar | South | 1001.5 | 1001.5
2033 | 1 Reference Case | Solar/Storage | Central | 35 | 35
2033 | 1 Reference Case | Storage | Calgary | 5 | 5
2033 | 1 Reference Case | Storage | Central | 10 | 10
2033 | 1 Reference Case | Storage | Edmonton | 10 | 10
2033 | 1 Reference Case | Storage | Northeast
2033 | 1 Reference Case | Storage | Northwest | 25 | 25
2033 | 1 Reference Case | Storage | South | 25 | 25
2033 | 1 Reference Case | Wind | Central | 819.4 | 819.4
2033 | 1 Reference Case | Wind | South | 3847.9 | 3847.9
2034 | 1 Reference Case | Coal | Central
2034 | 1 Reference Case | Coal | Edmonton
2034 | 1 Reference Case | Coal | South
2034 | 1 Reference Case | Coal to Gas - Steam boiler | Central
2034 | 1 Reference Case | Coal to Gas - Steam boiler | Edmonton | 2130 | 2130
2034 | 1 Reference Case | Coal to Gas - Steam boiler | South | 800 | 800
2034 | 1 Reference Case | Cogeneration | Calgary | 12 | 12
2034 | 1 Reference Case | Cogeneration | Central | 1240 | 1240
2034 | 1 Reference Case | Cogeneration | Edmonton | 92 | 92
2034 | 1 Reference Case | Cogeneration | Northeast | 5018 | 5063
2034 | 1 Reference Case | Cogeneration | Northwest | 162 | 162
2034 | 1 Reference Case | Cogeneration | South | 100 | 100
2034 | 1 Reference Case | Combined Cycle | Calgary | 1300 | 1300
2034 | 1 Reference Case | Combined Cycle | Central | 900 | 900
2034 | 1 Reference Case | Combined Cycle | Edmonton
2034 | 1 Reference Case | Combined Cycle | Northwest | 73 | 73
2034 | 1 Reference Case | Combined Cycle | South | 375 | 375
2034 | 1 Reference Case | Hydro | Central | 485 | 485
2034 | 1 Reference Case | Hydro | South | 409 | 409
2034 | 1 Reference Case | Other | Central | 50 | 50
2034 | 1 Reference Case | Other | Northeast | 149 | 149
2034 | 1 Reference Case | Other | Northwest | 182 | 182
2034 | 1 Reference Case | Other | South | 42 | 42
2034 | 1 Reference Case | Simple Cycle | Calgary | 144 | 144
2034 | 1 Reference Case | Simple Cycle | Central | 68.1 | 68.1
2034 | 1 Reference Case | Simple Cycle | Edmonton | 269.8 | 269.8
2034 | 1 Reference Case | Simple Cycle | Northeast
2034 | 1 Reference Case | Simple Cycle | Northwest | 763.3 | 763.3
2034 | 1 Reference Case | Simple Cycle | South | 152.1 | 152.1
2034 | 1 Reference Case | Solar | Calgary | 10 | 10
2034 | 1 Reference Case | Solar | Central | 82 | 82
2034 | 1 Reference Case | Solar | Edmonton | 10 | 10
2034 | 1 Reference Case | Solar | South | 1001.5 | 1001.5
2034 | 1 Reference Case | Solar/Storage | Central | 35 | 35
2034 | 1 Reference Case | Storage | Calgary | 5 | 5
2034 | 1 Reference Case | Storage | Central | 10 | 15
2034 | 1 Reference Case | Storage | Edmonton | 10 | 15
2034 | 1 Reference Case | Storage | Northeast
2034 | 1 Reference Case | Storage | Northwest | 25 | 25
2034 | 1 Reference Case | Storage | South | 25 | 25
2034 | 1 Reference Case | Wind | Central | 819.4 | 869.4
2034 | 1 Reference Case | Wind | South | 3847.9 | 3847.9
2035 | 1 Reference Case | Coal | Central
2035 | 1 Reference Case | Coal | Edmonton
2035 | 1 Reference Case | Coal | South
2035 | 1 Reference Case | Coal to Gas - Steam boiler | Central
2035 | 1 Reference Case | Coal to Gas - Steam boiler | Edmonton | 1735 | 1735
2035 | 1 Reference Case | Coal to Gas - Steam boiler | South | 800 | 800
2035 | 1 Reference Case | Cogeneration | Calgary | 12 | 12
2035 | 1 Reference Case | Cogeneration | Central | 1240 | 1240
2035 | 1 Reference Case | Cogeneration | Edmonton | 92 | 92
2035 | 1 Reference Case | Cogeneration | Northeast | 5063 | 5063
2035 | 1 Reference Case | Cogeneration | Northwest | 162 | 162
2035 | 1 Reference Case | Cogeneration | South | 100 | 100
2035 | 1 Reference Case | Combined Cycle | Calgary | 1300 | 1300
2035 | 1 Reference Case | Combined Cycle | Central | 900 | 900
2035 | 1 Reference Case | Combined Cycle | Edmonton
2035 | 1 Reference Case | Combined Cycle | Northwest | 73 | 73
2035 | 1 Reference Case | Combined Cycle | South | 375 | 375
2035 | 1 Reference Case | Hydro | Central | 485 | 485
2035 | 1 Reference Case | Hydro | South | 409 | 409
2035 | 1 Reference Case | Other | Central | 50 | 50
2035 | 1 Reference Case | Other | Northeast | 149 | 149
2035 | 1 Reference Case | Other | Northwest | 182 | 182
2035 | 1 Reference Case | Other | South | 42 | 42
2035 | 1 Reference Case | Simple Cycle | Calgary | 144 | 144
2035 | 1 Reference Case | Simple Cycle | Central | 68.1 | 68.1
2035 | 1 Reference Case | Simple Cycle | Edmonton | 269.8 | 269.8
2035 | 1 Reference Case | Simple Cycle | Northeast
2035 | 1 Reference Case | Simple Cycle | Northwest | 763.3 | 763.3
2035 | 1 Reference Case | Simple Cycle | South | 152.1 | 152.1
2035 | 1 Reference Case | Solar | Calgary | 10 | 10
2035 | 1 Reference Case | Solar | Central | 82 | 82
2035 | 1 Reference Case | Solar | Edmonton | 10 | 10
2035 | 1 Reference Case | Solar | South | 1001.5 | 1051.5
2035 | 1 Reference Case | Solar/Storage | Central | 35 | 35
2035 | 1 Reference Case | Storage | Calgary | 5 | 5
2035 | 1 Reference Case | Storage | Central | 15 | 15
2035 | 1 Reference Case | Storage | Edmonton | 15 | 15
2035 | 1 Reference Case | Storage | Northeast
2035 | 1 Reference Case | Storage | Northwest | 25 | 25
2035 | 1 Reference Case | Storage | South | 25 | 25
2035 | 1 Reference Case | Wind | Central | 869.4 | 879.4
2035 | 1 Reference Case | Wind | South | 3847.9 | 3867.9
2036 | 1 Reference Case | Coal | Central
2036 | 1 Reference Case | Coal | Edmonton
2036 | 1 Reference Case | Coal | South
2036 | 1 Reference Case | Coal to Gas - Steam boiler | Central
2036 | 1 Reference Case | Coal to Gas - Steam boiler | Edmonton | 1735 | 1735
2036 | 1 Reference Case | Coal to Gas - Steam boiler | South
2036 | 1 Reference Case | Cogeneration | Calgary | 12 | 12
2036 | 1 Reference Case | Cogeneration | Central | 1240 | 1240
2036 | 1 Reference Case | Cogeneration | Edmonton | 92 | 92
2036 | 1 Reference Case | Cogeneration | Northeast | 5063 | 5063
2036 | 1 Reference Case | Cogeneration | Northwest | 162 | 162
2036 | 1 Reference Case | Cogeneration | South | 100 | 100
2036 | 1 Reference Case | Combined Cycle | Calgary | 1300 | 1300
2036 | 1 Reference Case | Combined Cycle | Central | 900 | 900
2036 | 1 Reference Case | Combined Cycle | Edmonton
2036 | 1 Reference Case | Combined Cycle | Northwest | 73 | 73
2036 | 1 Reference Case | Combined Cycle | South | 375 | 375
2036 | 1 Reference Case | Hydro | Central | 485 | 485
2036 | 1 Reference Case | Hydro | South | 409 | 409
2036 | 1 Reference Case | Other | Central | 50 | 50
2036 | 1 Reference Case | Other | Northeast | 149 | 149
2036 | 1 Reference Case | Other | Northwest | 182 | 182
2036 | 1 Reference Case | Other | South | 42 | 42
2036 | 1 Reference Case | Simple Cycle | Calgary | 144 | 144
2036 | 1 Reference Case | Simple Cycle | Central | 68.1 | 114.6
2036 | 1 Reference Case | Simple Cycle | Edmonton | 269.8 | 269.8
2036 | 1 Reference Case | Simple Cycle | Northeast |  | 46.5
2036 | 1 Reference Case | Simple Cycle | Northwest | 763.3 | 763.3
2036 | 1 Reference Case | Simple Cycle | South | 152.1 | 152.1
2036 | 1 Reference Case | Solar | Calgary | 10 | 10
2036 | 1 Reference Case | Solar | Central | 82 | 82
2036 | 1 Reference Case | Solar | Edmonton | 10 | 10
2036 | 1 Reference Case | Solar | South | 1051.5 | 1051.5
2036 | 1 Reference Case | Solar/Storage | Central | 35 | 35
2036 | 1 Reference Case | Storage | Calgary | 5 | 5
2036 | 1 Reference Case | Storage | Central | 15 | 20
2036 | 1 Reference Case | Storage | Edmonton | 15 | 15
2036 | 1 Reference Case | Storage | Northeast
2036 | 1 Reference Case | Storage | Northwest | 25 | 25
2036 | 1 Reference Case | Storage | South | 25 | 35
2036 | 1 Reference Case | Wind | Central | 879.4 | 879.4
2036 | 1 Reference Case | Wind | South | 3867.9 | 3927.9
2037 | 1 Reference Case | Coal | Central
2037 | 1 Reference Case | Coal | Edmonton
2037 | 1 Reference Case | Coal | South
2037 | 1 Reference Case | Coal to Gas - Steam boiler | Central
2037 | 1 Reference Case | Coal to Gas - Steam boiler | Edmonton | 935 | 935
2037 | 1 Reference Case | Coal to Gas - Steam boiler | South
2037 | 1 Reference Case | Cogeneration | Calgary | 12 | 12
2037 | 1 Reference Case | Cogeneration | Central | 1240 | 1240
2037 | 1 Reference Case | Cogeneration | Edmonton | 92 | 92
2037 | 1 Reference Case | Cogeneration | Northeast | 5063 | 5063
2037 | 1 Reference Case | Cogeneration | Northwest | 162 | 162
2037 | 1 Reference Case | Cogeneration | South | 100 | 100
2037 | 1 Reference Case | Combined Cycle | Calgary | 1300 | 1300
2037 | 1 Reference Case | Combined Cycle | Central | 900 | 900
2037 | 1 Reference Case | Combined Cycle | Edmonton |  | 479
2037 | 1 Reference Case | Combined Cycle | Northwest | 73 | 73
2037 | 1 Reference Case | Combined Cycle | South | 375 | 375
2037 | 1 Reference Case | Hydro | Central | 485 | 485
2037 | 1 Reference Case | Hydro | South | 409 | 409
2037 | 1 Reference Case | Other | Central | 50 | 50
2037 | 1 Reference Case | Other | Northeast | 149 | 149
2037 | 1 Reference Case | Other | Northwest | 182 | 182
2037 | 1 Reference Case | Other | South | 42 | 42
2037 | 1 Reference Case | Simple Cycle | Calgary | 144 | 144
2037 | 1 Reference Case | Simple Cycle | Central | 114.6 | 161.1
2037 | 1 Reference Case | Simple Cycle | Edmonton | 269.8 | 269.8
2037 | 1 Reference Case | Simple Cycle | Northeast | 46.5 | 46.5
2037 | 1 Reference Case | Simple Cycle | Northwest | 763.3 | 809.8
2037 | 1 Reference Case | Simple Cycle | South | 152.1 | 152.1
2037 | 1 Reference Case | Solar | Calgary | 10 | 10
2037 | 1 Reference Case | Solar | Central | 82 | 82
2037 | 1 Reference Case | Solar | Edmonton | 10 | 10
2037 | 1 Reference Case | Solar | South | 1051.5 | 1101.5
2037 | 1 Reference Case | Solar/Storage | Central | 35 | 35
2037 | 1 Reference Case | Storage | Calgary | 5 | 5
2037 | 1 Reference Case | Storage | Central | 20 | 20
2037 | 1 Reference Case | Storage | Edmonton | 15 | 15
2037 | 1 Reference Case | Storage | Northeast
2037 | 1 Reference Case | Storage | Northwest | 25 | 25
2037 | 1 Reference Case | Storage | South | 35 | 35
2037 | 1 Reference Case | Wind | Central | 879.4 | 879.4
2037 | 1 Reference Case | Wind | South | 3927.9 | 3846.9
2038 | 1 Reference Case | Coal | Central
2038 | 1 Reference Case | Coal | Edmonton
2038 | 1 Reference Case | Coal | South
2038 | 1 Reference Case | Coal to Gas - Steam boiler | Central
2038 | 1 Reference Case | Coal to Gas - Steam boiler | Edmonton
2038 | 1 Reference Case | Coal to Gas - Steam boiler | South
2038 | 1 Reference Case | Cogeneration | Calgary | 12 | 12
2038 | 1 Reference Case | Cogeneration | Central | 1240 | 1240
2038 | 1 Reference Case | Cogeneration | Edmonton | 92 | 92
2038 | 1 Reference Case | Cogeneration | Northeast | 5063 | 5063
2038 | 1 Reference Case | Cogeneration | Northwest | 162 | 162
2038 | 1 Reference Case | Cogeneration | South | 100 | 100
2038 | 1 Reference Case | Combined Cycle | Calgary | 1300 | 1300
2038 | 1 Reference Case | Combined Cycle | Central | 900 | 900
2038 | 1 Reference Case | Combined Cycle | Edmonton | 479 | 479
2038 | 1 Reference Case | Combined Cycle | Northwest | 73 | 73
2038 | 1 Reference Case | Combined Cycle | South | 375 | 375
2038 | 1 Reference Case | Hydro | Central | 485 | 485
2038 | 1 Reference Case | Hydro | South | 409 | 409
2038 | 1 Reference Case | Other | Central | 50 | 50
2038 | 1 Reference Case | Other | Northeast | 149 | 149
2038 | 1 Reference Case | Other | Northwest | 182 | 182
2038 | 1 Reference Case | Other | South | 42 | 42
2038 | 1 Reference Case | Simple Cycle | Calgary | 144 | 144
2038 | 1 Reference Case | Simple Cycle | Central | 161.1 | 161.1
2038 | 1 Reference Case | Simple Cycle | Edmonton | 269.8 | 269.8
2038 | 1 Reference Case | Simple Cycle | Northeast | 46.5 | 46.5
2038 | 1 Reference Case | Simple Cycle | Northwest | 809.8 | 761.8
2038 | 1 Reference Case | Simple Cycle | South | 152.1 | 152.1
2038 | 1 Reference Case | Solar | Calgary | 10 | 10
2038 | 1 Reference Case | Solar | Central | 82 | 82
2038 | 1 Reference Case | Solar | Edmonton | 10 | 10
2038 | 1 Reference Case | Solar | South | 1101.5 | 1101.5
2038 | 1 Reference Case | Solar/Storage | Central | 35 | 35
2038 | 1 Reference Case | Storage | Calgary | 5 | 5
2038 | 1 Reference Case | Storage | Central | 20 | 25
2038 | 1 Reference Case | Storage | Edmonton | 15 | 15
2038 | 1 Reference Case | Storage | Northeast |  | 5
2038 | 1 Reference Case | Storage | Northwest | 25 | 25
2038 | 1 Reference Case | Storage | South | 35 | 45
2038 | 1 Reference Case | Wind | Central | 879.4 | 879.4
2038 | 1 Reference Case | Wind | South | 3846.9 | 3977.9
2039 | 1 Reference Case | Coal | Central
2039 | 1 Reference Case | Coal | Edmonton
2039 | 1 Reference Case | Coal | South
2039 | 1 Reference Case | Coal to Gas - Steam boiler | Central
2039 | 1 Reference Case | Coal to Gas - Steam boiler | Edmonton
2039 | 1 Reference Case | Coal to Gas - Steam boiler | South
2039 | 1 Reference Case | Cogeneration | Calgary | 12 | 12
2039 | 1 Reference Case | Cogeneration | Central | 1240 | 1240
2039 | 1 Reference Case | Cogeneration | Edmonton | 92 | 92
2039 | 1 Reference Case | Cogeneration | Northeast | 5063 | 5063
2039 | 1 Reference Case | Cogeneration | Northwest | 162 | 162
2039 | 1 Reference Case | Cogeneration | South | 100 | 100
2039 | 1 Reference Case | Combined Cycle | Calgary | 1300 | 1300
2039 | 1 Reference Case | Combined Cycle | Central | 900 | 900
2039 | 1 Reference Case | Combined Cycle | Edmonton | 479 | 1437
2039 | 1 Reference Case | Combined Cycle | Northwest | 73
2039 | 1 Reference Case | Combined Cycle | South | 375 | 375
2039 | 1 Reference Case | Hydro | Central | 485 | 485
2039 | 1 Reference Case | Hydro | South | 409 | 409
2039 | 1 Reference Case | Other | Central | 50 | 50
2039 | 1 Reference Case | Other | Northeast | 149 | 149
2039 | 1 Reference Case | Other | Northwest | 182 | 182
2039 | 1 Reference Case | Other | South | 42 | 42
2039 | 1 Reference Case | Simple Cycle | Calgary | 144 | 144
2039 | 1 Reference Case | Simple Cycle | Central | 161.1 | 161.1
2039 | 1 Reference Case | Simple Cycle | Edmonton | 269.8 | 269.8
2039 | 1 Reference Case | Simple Cycle | Northeast | 46.5 | 46.5
2039 | 1 Reference Case | Simple Cycle | Northwest | 761.8 | 758.3
2039 | 1 Reference Case | Simple Cycle | South | 152.1 | 152.1
2039 | 1 Reference Case | Solar | Calgary | 10 | 10
2039 | 1 Reference Case | Solar | Central | 82 | 82
2039 | 1 Reference Case | Solar | Edmonton | 10 | 10
2039 | 1 Reference Case | Solar | South | 1101.5 | 1151.5
2039 | 1 Reference Case | Solar/Storage | Central | 35 | 35
2039 | 1 Reference Case | Storage | Calgary | 5 | 5
2039 | 1 Reference Case | Storage | Central | 25 | 25
2039 | 1 Reference Case | Storage | Edmonton | 15 | 15
2039 | 1 Reference Case | Storage | Northeast | 5 | 5
2039 | 1 Reference Case | Storage | Northwest | 25 | 25
2039 | 1 Reference Case | Storage | South | 45 | 45
2039 | 1 Reference Case | Wind | Central | 879.4 | 879.4
2039 | 1 Reference Case | Wind | South | 3977.9 | 3977.9
2040 | 1 Reference Case | Coal | Central
2040 | 1 Reference Case | Coal | Edmonton
2040 | 1 Reference Case | Coal | South
2040 | 1 Reference Case | Coal to Gas - Steam boiler | Central
2040 | 1 Reference Case | Coal to Gas - Steam boiler | Edmonton
2040 | 1 Reference Case | Coal to Gas - Steam boiler | South
2040 | 1 Reference Case | Cogeneration | Calgary | 12 | 12
2040 | 1 Reference Case | Cogeneration | Central | 1240 | 1240
2040 | 1 Reference Case | Cogeneration | Edmonton | 92 | 92
2040 | 1 Reference Case | Cogeneration | Northeast | 5063 | 5063
2040 | 1 Reference Case | Cogeneration | Northwest | 162 | 162
2040 | 1 Reference Case | Cogeneration | South | 100 | 100
2040 | 1 Reference Case | Combined Cycle | Calgary | 1300 | 1300
2040 | 1 Reference Case | Combined Cycle | Central | 900 | 900
2040 | 1 Reference Case | Combined Cycle | Edmonton | 1437 | 1437
2040 | 1 Reference Case | Combined Cycle | Northwest
2040 | 1 Reference Case | Combined Cycle | South | 375 | 375
2040 | 1 Reference Case | Hydro | Central | 485 | 485
2040 | 1 Reference Case | Hydro | South | 409 | 409
2040 | 1 Reference Case | Other | Central | 50 | 50
2040 | 1 Reference Case | Other | Northeast | 149 | 149
2040 | 1 Reference Case | Other | Northwest | 182 | 182
2040 | 1 Reference Case | Other | South | 42 | 42
2040 | 1 Reference Case | Simple Cycle | Calgary | 144 | 144
2040 | 1 Reference Case | Simple Cycle | Central | 161.1 | 161.1
2040 | 1 Reference Case | Simple Cycle | Edmonton | 269.8 | 269.8
2040 | 1 Reference Case | Simple Cycle | Northeast | 46.5 | 46.5
2040 | 1 Reference Case | Simple Cycle | Northwest | 758.3 | 758.3
2040 | 1 Reference Case | Simple Cycle | South | 152.1 | 152.1
2040 | 1 Reference Case | Solar | Calgary | 10 | 10
2040 | 1 Reference Case | Solar | Central | 82 | 82
2040 | 1 Reference Case | Solar | Edmonton | 10 | 10
2040 | 1 Reference Case | Solar | South | 1151.5 | 1151.5
2040 | 1 Reference Case | Solar/Storage | Central | 35 | 35
2040 | 1 Reference Case | Storage | Calgary | 5 | 10
2040 | 1 Reference Case | Storage | Central | 25 | 25
2040 | 1 Reference Case | Storage | Edmonton | 15 | 15
2040 | 1 Reference Case | Storage | Northeast | 5 | 10
2040 | 1 Reference Case | Storage | Northwest | 25 | 15
2040 | 1 Reference Case | Storage | South | 45 | 40
2040 | 1 Reference Case | Wind | Central | 879.4 | 879.4
2040 | 1 Reference Case | Wind | South | 3977.9 | 4027.9
2041 | 1 Reference Case | Coal | Central
2041 | 1 Reference Case | Coal | Edmonton
2041 | 1 Reference Case | Coal | South
2041 | 1 Reference Case | Coal to Gas - Steam boiler | Central
2041 | 1 Reference Case | Coal to Gas - Steam boiler | Edmonton
2041 | 1 Reference Case | Coal to Gas - Steam boiler | South
2041 | 1 Reference Case | Cogeneration | Calgary | 12 | 12
2041 | 1 Reference Case | Cogeneration | Central | 1240 | 1240
2041 | 1 Reference Case | Cogeneration | Edmonton | 92 | 92
2041 | 1 Reference Case | Cogeneration | Northeast | 5063 | 5063
2041 | 1 Reference Case | Cogeneration | Northwest | 162 | 162
2041 | 1 Reference Case | Cogeneration | South | 100 | 100
2041 | 1 Reference Case | Combined Cycle | Calgary | 1300 | 1180
2041 | 1 Reference Case | Combined Cycle | Central | 900 | 900
2041 | 1 Reference Case | Combined Cycle | Edmonton | 1437 | 1437
2041 | 1 Reference Case | Combined Cycle | Northwest
2041 | 1 Reference Case | Combined Cycle | South | 375 | 255
2041 | 1 Reference Case | Hydro | Central | 485 | 485
2041 | 1 Reference Case | Hydro | South | 409 | 409
2041 | 1 Reference Case | Other | Central | 50 | 50
2041 | 1 Reference Case | Other | Northeast | 149 | 149
2041 | 1 Reference Case | Other | Northwest | 182 | 182
2041 | 1 Reference Case | Other | South | 42 | 42
2041 | 1 Reference Case | Simple Cycle | Calgary | 144 | 144
2041 | 1 Reference Case | Simple Cycle | Central | 161.1 | 161.1
2041 | 1 Reference Case | Simple Cycle | Edmonton | 269.8 | 269.8
2041 | 1 Reference Case | Simple Cycle | Northeast | 46.5 | 46.5
2041 | 1 Reference Case | Simple Cycle | Northwest | 758.3 | 708.3
2041 | 1 Reference Case | Simple Cycle | South | 152.1 | 131.1
2041 | 1 Reference Case | Solar | Calgary | 10 | 10
2041 | 1 Reference Case | Solar | Central | 82 | 82
2041 | 1 Reference Case | Solar | Edmonton | 10 | 10
2041 | 1 Reference Case | Solar | South | 1151.5 | 1151.5
2041 | 1 Reference Case | Solar/Storage | Central | 35 | 35
2041 | 1 Reference Case | Storage | Calgary | 10 | 10
2041 | 1 Reference Case | Storage | Central | 25 | 25
2041 | 1 Reference Case | Storage | Edmonton | 15 | 15
2041 | 1 Reference Case | Storage | Northeast | 10 | 10
2041 | 1 Reference Case | Storage | Northwest | 15 | 15
2041 | 1 Reference Case | Storage | South | 40 | 40
2041 | 1 Reference Case | Wind | Central | 879.4 | 879.4
2041 | 1 Reference Case | Wind | South | 4027.9 | 4027.9
2021 | 2 Clean-Tech Scenario | Coal | Central | 155 | 155
2021 | 2 Clean-Tech Scenario | Coal | Edmonton | 3331 | 2007
2021 | 2 Clean-Tech Scenario | Coal | South | 400
2021 | 2 Clean-Tech Scenario | Coal to Gas - Steam boiler | Central | 385 | 385
2021 | 2 Clean-Tech Scenario | Coal to Gas - Steam boiler | Edmonton | 401 | 1731
2021 | 2 Clean-Tech Scenario | Coal to Gas - Steam boiler | South | 400 | 800
2021 | 2 Clean-Tech Scenario | Cogeneration | Calgary | 12 | 12
2021 | 2 Clean-Tech Scenario | Cogeneration | Central | 1150 | 1150
2021 | 2 Clean-Tech Scenario | Cogeneration | Edmonton | 92 | 92
2021 | 2 Clean-Tech Scenario | Cogeneration | Northeast | 3569 | 3672
2021 | 2 Clean-Tech Scenario | Cogeneration | Northwest | 162 | 162
2021 | 2 Clean-Tech Scenario | Cogeneration | South | 100 | 100
2021 | 2 Clean-Tech Scenario | Combined Cycle | Calgary | 1300 | 1300
2021 | 2 Clean-Tech Scenario | Combined Cycle | Central
2021 | 2 Clean-Tech Scenario | Combined Cycle | Edmonton
2021 | 2 Clean-Tech Scenario | Combined Cycle | Northwest | 73 | 73
2021 | 2 Clean-Tech Scenario | Combined Cycle | South | 375 | 375
2021 | 2 Clean-Tech Scenario | Hydro | Central | 485 | 485
2021 | 2 Clean-Tech Scenario | Hydro | South | 409 | 409
2021 | 2 Clean-Tech Scenario | Other | Central | 50 | 50
2021 | 2 Clean-Tech Scenario | Other | Northeast | 149 | 149
2021 | 2 Clean-Tech Scenario | Other | Northwest | 182 | 182
2021 | 2 Clean-Tech Scenario | Other | South | 42 | 42
2021 | 2 Clean-Tech Scenario | Simple Cycle | Calgary | 144 | 144
2021 | 2 Clean-Tech Scenario | Simple Cycle | Central | 18 | 18
2021 | 2 Clean-Tech Scenario | Simple Cycle | Edmonton | 250 | 269.8
2021 | 2 Clean-Tech Scenario | Simple Cycle | Northeast
2021 | 2 Clean-Tech Scenario | Simple Cycle | Northwest | 650 | 650
2021 | 2 Clean-Tech Scenario | Simple Cycle | South | 64 | 131.6
2021 | 2 Clean-Tech Scenario | Solar | Calgary
2021 | 2 Clean-Tech Scenario | Solar | Central | 22 | 22
2021 | 2 Clean-Tech Scenario | Solar | Edmonton
2021 | 2 Clean-Tech Scenario | Solar | South | 214 | 797.5
2021 | 2 Clean-Tech Scenario | Solar/Storage | Central |  | 35
2021 | 2 Clean-Tech Scenario | Solar/Storage | Edmonton
2021 | 2 Clean-Tech Scenario | Solar/Storage | Northeast
2021 | 2 Clean-Tech Scenario | Solar/Storage | South
2021 | 2 Clean-Tech Scenario | Storage | Calgary
2021 | 2 Clean-Tech Scenario | Storage | Central |  | 35
2021 | 2 Clean-Tech Scenario | Storage | Edmonton
2021 | 2 Clean-Tech Scenario | Storage | Northeast
2021 | 2 Clean-Tech Scenario | Storage | Northwest | 20 | 35
2021 | 2 Clean-Tech Scenario | Storage | South | 10 | 10
2021 | 2 Clean-Tech Scenario | Wind | Central | 261 | 261
2021 | 2 Clean-Tech Scenario | Wind | South | 1519.6 | 2092.5
2022 | 2 Clean-Tech Scenario | Coal | Central | 155 | 155
2022 | 2 Clean-Tech Scenario | Coal | Edmonton | 1206 | 806
2022 | 2 Clean-Tech Scenario | Coal | South
2022 | 2 Clean-Tech Scenario | Coal to Gas - Steam boiler | Central | 385 | 385
2022 | 2 Clean-Tech Scenario | Coal to Gas - Steam boiler | Edmonton | 1731 | 1914
2022 | 2 Clean-Tech Scenario | Coal to Gas - Steam boiler | South | 800 | 800
2022 | 2 Clean-Tech Scenario | Cogeneration | Calgary | 12 | 12
2022 | 2 Clean-Tech Scenario | Cogeneration | Central | 1150 | 1150
2022 | 2 Clean-Tech Scenario | Cogeneration | Edmonton | 92 | 92
2022 | 2 Clean-Tech Scenario | Cogeneration | Northeast | 3672 | 3672
2022 | 2 Clean-Tech Scenario | Cogeneration | Northwest | 162 | 162
2022 | 2 Clean-Tech Scenario | Cogeneration | South | 100 | 100
2022 | 2 Clean-Tech Scenario | Combined Cycle | Calgary | 1300 | 1300
2022 | 2 Clean-Tech Scenario | Combined Cycle | Central
2022 | 2 Clean-Tech Scenario | Combined Cycle | Edmonton
2022 | 2 Clean-Tech Scenario | Combined Cycle | Northwest | 73 | 73
2022 | 2 Clean-Tech Scenario | Combined Cycle | South | 375 | 375
2022 | 2 Clean-Tech Scenario | Hydro | Central | 485 | 485
2022 | 2 Clean-Tech Scenario | Hydro | South | 409 | 409
2022 | 2 Clean-Tech Scenario | Other | Central | 50 | 50
2022 | 2 Clean-Tech Scenario | Other | Northeast | 149 | 149
2022 | 2 Clean-Tech Scenario | Other | Northwest | 182 | 182
2022 | 2 Clean-Tech Scenario | Other | South | 42 | 42
2022 | 2 Clean-Tech Scenario | Simple Cycle | Calgary | 144 | 144
2022 | 2 Clean-Tech Scenario | Simple Cycle | Central | 18 | 41.6
2022 | 2 Clean-Tech Scenario | Simple Cycle | Edmonton | 269.8 | 269.8
2022 | 2 Clean-Tech Scenario | Simple Cycle | Northeast
2022 | 2 Clean-Tech Scenario | Simple Cycle | Northwest | 650 | 650
2022 | 2 Clean-Tech Scenario | Simple Cycle | South | 131.6 | 131.6
2022 | 2 Clean-Tech Scenario | Solar | Calgary
2022 | 2 Clean-Tech Scenario | Solar | Central | 22 | 22
2022 | 2 Clean-Tech Scenario | Solar | Edmonton
2022 | 2 Clean-Tech Scenario | Solar | South | 797.5 | 931.5
2022 | 2 Clean-Tech Scenario | Solar/Storage | Central | 35 | 35
2022 | 2 Clean-Tech Scenario | Solar/Storage | Edmonton |  | 10
2022 | 2 Clean-Tech Scenario | Solar/Storage | Northeast
2022 | 2 Clean-Tech Scenario | Solar/Storage | South
2022 | 2 Clean-Tech Scenario | Storage | Calgary
2022 | 2 Clean-Tech Scenario | Storage | Central | 35 | 55
2022 | 2 Clean-Tech Scenario | Storage | Edmonton
2022 | 2 Clean-Tech Scenario | Storage | Northeast
2022 | 2 Clean-Tech Scenario | Storage | Northwest | 35 | 35
2022 | 2 Clean-Tech Scenario | Storage | South | 10 | 45
2022 | 2 Clean-Tech Scenario | Wind | Central | 261 | 509.4
2022 | 2 Clean-Tech Scenario | Wind | South | 2189.5 | 2897.9
2023 | 2 Clean-Tech Scenario | Coal | Central | 155 | 155
2023 | 2 Clean-Tech Scenario | Coal | Edmonton | 806 | 406
2023 | 2 Clean-Tech Scenario | Coal | South
2023 | 2 Clean-Tech Scenario | Coal to Gas - Steam boiler | Central | 385 | 385
2023 | 2 Clean-Tech Scenario | Coal to Gas - Steam boiler | Edmonton | 1914 | 1914
2023 | 2 Clean-Tech Scenario | Coal to Gas - Steam boiler | South | 800 | 800
2023 | 2 Clean-Tech Scenario | Cogeneration | Calgary | 12 | 12
2023 | 2 Clean-Tech Scenario | Cogeneration | Central | 1150 | 1150
2023 | 2 Clean-Tech Scenario | Cogeneration | Edmonton | 92 | 92
2023 | 2 Clean-Tech Scenario | Cogeneration | Northeast | 3672 | 3672
2023 | 2 Clean-Tech Scenario | Cogeneration | Northwest | 162 | 162
2023 | 2 Clean-Tech Scenario | Cogeneration | South | 100 | 100
2023 | 2 Clean-Tech Scenario | Combined Cycle | Calgary | 1300 | 1300
2023 | 2 Clean-Tech Scenario | Combined Cycle | Central |  | 900
2023 | 2 Clean-Tech Scenario | Combined Cycle | Edmonton |  | 716
2023 | 2 Clean-Tech Scenario | Combined Cycle | Northwest | 73 | 73
2023 | 2 Clean-Tech Scenario | Combined Cycle | South | 375 | 375
2023 | 2 Clean-Tech Scenario | Hydro | Central | 485 | 485
2023 | 2 Clean-Tech Scenario | Hydro | South | 409 | 409
2023 | 2 Clean-Tech Scenario | Other | Central | 50 | 50
2023 | 2 Clean-Tech Scenario | Other | Northeast | 149 | 149
2023 | 2 Clean-Tech Scenario | Other | Northwest | 182 | 182
2023 | 2 Clean-Tech Scenario | Other | South | 42 | 42
2023 | 2 Clean-Tech Scenario | Simple Cycle | Calgary | 144 | 144
2023 | 2 Clean-Tech Scenario | Simple Cycle | Central | 41.6 | 41.6
2023 | 2 Clean-Tech Scenario | Simple Cycle | Edmonton | 269.8 | 269.8
2023 | 2 Clean-Tech Scenario | Simple Cycle | Northeast
2023 | 2 Clean-Tech Scenario | Simple Cycle | Northwest | 650 | 673.6
2023 | 2 Clean-Tech Scenario | Simple Cycle | South | 131.6 | 131.6
2023 | 2 Clean-Tech Scenario | Solar | Calgary
2023 | 2 Clean-Tech Scenario | Solar | Central | 22 | 72
2023 | 2 Clean-Tech Scenario | Solar | Edmonton
2023 | 2 Clean-Tech Scenario | Solar | South | 931.5 | 1031.5
2023 | 2 Clean-Tech Scenario | Solar/Storage | Central | 35 | 50
2023 | 2 Clean-Tech Scenario | Solar/Storage | Edmonton | 10 | 10
2023 | 2 Clean-Tech Scenario | Solar/Storage | Northeast |  | 50
2023 | 2 Clean-Tech Scenario | Solar/Storage | South |  | 20
2023 | 2 Clean-Tech Scenario | Storage | Calgary |  | 10
2023 | 2 Clean-Tech Scenario | Storage | Central | 55 | 75
2023 | 2 Clean-Tech Scenario | Storage | Edmonton |  | 20
2023 | 2 Clean-Tech Scenario | Storage | Northeast
2023 | 2 Clean-Tech Scenario | Storage | Northwest | 35 | 40
2023 | 2 Clean-Tech Scenario | Storage | South | 45 | 65
2023 | 2 Clean-Tech Scenario | Wind | Central | 509.4 | 609.4
2023 | 2 Clean-Tech Scenario | Wind | South | 2897.9 | 2897.9
2024 | 2 Clean-Tech Scenario | Coal | Central
2024 | 2 Clean-Tech Scenario | Coal | Edmonton | 406
2024 | 2 Clean-Tech Scenario | Coal | South
2024 | 2 Clean-Tech Scenario | Coal to Gas - Steam boiler | Central | 385 | 385
2024 | 2 Clean-Tech Scenario | Coal to Gas - Steam boiler | Edmonton | 1914 | 1914
2024 | 2 Clean-Tech Scenario | Coal to Gas - Steam boiler | South | 800 | 800
2024 | 2 Clean-Tech Scenario | Cogeneration | Calgary | 12 | 12
2024 | 2 Clean-Tech Scenario | Cogeneration | Central | 1150 | 1195
2024 | 2 Clean-Tech Scenario | Cogeneration | Edmonton | 92 | 92
2024 | 2 Clean-Tech Scenario | Cogeneration | Northeast | 3672 | 4478
2024 | 2 Clean-Tech Scenario | Cogeneration | Northwest | 162 | 162
2024 | 2 Clean-Tech Scenario | Cogeneration | South | 100 | 100
2024 | 2 Clean-Tech Scenario | Combined Cycle | Calgary | 1300 | 1300
2024 | 2 Clean-Tech Scenario | Combined Cycle | Central | 900 | 900
2024 | 2 Clean-Tech Scenario | Combined Cycle | Edmonton | 716 | 2174
2024 | 2 Clean-Tech Scenario | Combined Cycle | Northwest | 73 | 73
2024 | 2 Clean-Tech Scenario | Combined Cycle | South | 375 | 375
2024 | 2 Clean-Tech Scenario | Hydro | Central | 485 | 485
2024 | 2 Clean-Tech Scenario | Hydro | South | 409 | 409
2024 | 2 Clean-Tech Scenario | Other | Central | 50 | 50
2024 | 2 Clean-Tech Scenario | Other | Northeast | 149 | 149
2024 | 2 Clean-Tech Scenario | Other | Northwest | 182 | 182
2024 | 2 Clean-Tech Scenario | Other | South | 42 | 42
2024 | 2 Clean-Tech Scenario | Simple Cycle | Calgary | 144 | 144
2024 | 2 Clean-Tech Scenario | Simple Cycle | Central | 41.6 | 41.6
2024 | 2 Clean-Tech Scenario | Simple Cycle | Edmonton | 269.8 | 269.8
2024 | 2 Clean-Tech Scenario | Simple Cycle | Northeast
2024 | 2 Clean-Tech Scenario | Simple Cycle | Northwest | 673.6 | 673.6
2024 | 2 Clean-Tech Scenario | Simple Cycle | South | 131.6 | 155.2
2024 | 2 Clean-Tech Scenario | Solar | Calgary
2024 | 2 Clean-Tech Scenario | Solar | Central | 72 | 72
2024 | 2 Clean-Tech Scenario | Solar | Edmonton
2024 | 2 Clean-Tech Scenario | Solar | South | 1031.5 | 1031.5
2024 | 2 Clean-Tech Scenario | Solar/Storage | Central | 50 | 50
2024 | 2 Clean-Tech Scenario | Solar/Storage | Edmonton | 10 | 10
2024 | 2 Clean-Tech Scenario | Solar/Storage | Northeast | 50 | 100
2024 | 2 Clean-Tech Scenario | Solar/Storage | South | 20 | 35
2024 | 2 Clean-Tech Scenario | Storage | Calgary | 10 | 10
2024 | 2 Clean-Tech Scenario | Storage | Central | 75 | 75
2024 | 2 Clean-Tech Scenario | Storage | Edmonton | 20 | 20
2024 | 2 Clean-Tech Scenario | Storage | Northeast
2024 | 2 Clean-Tech Scenario | Storage | Northwest | 40 | 40
2024 | 2 Clean-Tech Scenario | Storage | South | 65 | 315
2024 | 2 Clean-Tech Scenario | Wind | Central | 609.4 | 709.4
2024 | 2 Clean-Tech Scenario | Wind | South | 2897.9 | 2997.9
2025 | 2 Clean-Tech Scenario | Coal | Central
2025 | 2 Clean-Tech Scenario | Coal | Edmonton
2025 | 2 Clean-Tech Scenario | Coal | South
2025 | 2 Clean-Tech Scenario | Coal to Gas - Steam boiler | Central | 385 | 385
2025 | 2 Clean-Tech Scenario | Coal to Gas - Steam boiler | Edmonton | 1731 | 1731
2025 | 2 Clean-Tech Scenario | Coal to Gas - Steam boiler | South | 800 | 800
2025 | 2 Clean-Tech Scenario | Cogeneration | Calgary | 12 | 12
2025 | 2 Clean-Tech Scenario | Cogeneration | Central | 1195 | 1195
2025 | 2 Clean-Tech Scenario | Cogeneration | Edmonton | 92 | 92
2025 | 2 Clean-Tech Scenario | Cogeneration | Northeast | 4478 | 4568
2025 | 2 Clean-Tech Scenario | Cogeneration | Northwest | 162 | 162
2025 | 2 Clean-Tech Scenario | Cogeneration | South | 100 | 100
2025 | 2 Clean-Tech Scenario | Combined Cycle | Calgary | 1300 | 1300
2025 | 2 Clean-Tech Scenario | Combined Cycle | Central | 900 | 900
2025 | 2 Clean-Tech Scenario | Combined Cycle | Edmonton | 2174 | 2174
2025 | 2 Clean-Tech Scenario | Combined Cycle | Northwest | 73 | 73
2025 | 2 Clean-Tech Scenario | Combined Cycle | South | 375 | 375
2025 | 2 Clean-Tech Scenario | Hydro | Central | 485 | 485
2025 | 2 Clean-Tech Scenario | Hydro | South | 409 | 409
2025 | 2 Clean-Tech Scenario | Other | Central | 50 | 50
2025 | 2 Clean-Tech Scenario | Other | Northeast | 149 | 149
2025 | 2 Clean-Tech Scenario | Other | Northwest | 182 | 182
2025 | 2 Clean-Tech Scenario | Other | South | 42 | 42
2025 | 2 Clean-Tech Scenario | Simple Cycle | Calgary | 144 | 144
2025 | 2 Clean-Tech Scenario | Simple Cycle | Central | 41.6 | 65.2
2025 | 2 Clean-Tech Scenario | Simple Cycle | Edmonton | 269.8 | 269.8
2025 | 2 Clean-Tech Scenario | Simple Cycle | Northeast
2025 | 2 Clean-Tech Scenario | Simple Cycle | Northwest | 673.6 | 673.6
2025 | 2 Clean-Tech Scenario | Simple Cycle | South | 155.2 | 155.2
2025 | 2 Clean-Tech Scenario | Solar | Calgary
2025 | 2 Clean-Tech Scenario | Solar | Central | 72 | 72
2025 | 2 Clean-Tech Scenario | Solar | Edmonton
2025 | 2 Clean-Tech Scenario | Solar | South | 1031.5 | 1031.5
2025 | 2 Clean-Tech Scenario | Solar/Storage | Central | 50 | 50
2025 | 2 Clean-Tech Scenario | Solar/Storage | Edmonton | 10 | 10
2025 | 2 Clean-Tech Scenario | Solar/Storage | Northeast | 100 | 100
2025 | 2 Clean-Tech Scenario | Solar/Storage | South | 35 | 35
2025 | 2 Clean-Tech Scenario | Storage | Calgary | 10 | 10
2025 | 2 Clean-Tech Scenario | Storage | Central | 75 | 150
2025 | 2 Clean-Tech Scenario | Storage | Edmonton | 20 | 20
2025 | 2 Clean-Tech Scenario | Storage | Northeast
2025 | 2 Clean-Tech Scenario | Storage | Northwest | 40 | 40
2025 | 2 Clean-Tech Scenario | Storage | South | 315 | 565
2025 | 2 Clean-Tech Scenario | Wind | Central | 709.4 | 759.4
2025 | 2 Clean-Tech Scenario | Wind | South | 2997.9 | 3147.9
2026 | 2 Clean-Tech Scenario | Coal | Central
2026 | 2 Clean-Tech Scenario | Coal | Edmonton
2026 | 2 Clean-Tech Scenario | Coal | South
2026 | 2 Clean-Tech Scenario | Coal to Gas - Steam boiler | Central
2026 | 2 Clean-Tech Scenario | Coal to Gas - Steam boiler | Edmonton | 935 | 935
2026 | 2 Clean-Tech Scenario | Coal to Gas - Steam boiler | South | 800 | 800
2026 | 2 Clean-Tech Scenario | Cogeneration | Calgary | 12 | 12
2026 | 2 Clean-Tech Scenario | Cogeneration | Central | 1195 | 1240
2026 | 2 Clean-Tech Scenario | Cogeneration | Edmonton | 92 | 92
2026 | 2 Clean-Tech Scenario | Cogeneration | Northeast | 4568 | 4568
2026 | 2 Clean-Tech Scenario | Cogeneration | Northwest | 162 | 162
2026 | 2 Clean-Tech Scenario | Cogeneration | South | 100 | 100
2026 | 2 Clean-Tech Scenario | Combined Cycle | Calgary | 1300 | 1300
2026 | 2 Clean-Tech Scenario | Combined Cycle | Central | 900 | 900
2026 | 2 Clean-Tech Scenario | Combined Cycle | Edmonton | 2174 | 2174
2026 | 2 Clean-Tech Scenario | Combined Cycle | Northwest | 73 | 73
2026 | 2 Clean-Tech Scenario | Combined Cycle | South | 375 | 375
2026 | 2 Clean-Tech Scenario | Hydro | Central | 485 | 485
2026 | 2 Clean-Tech Scenario | Hydro | South | 409 | 409
2026 | 2 Clean-Tech Scenario | Other | Central | 50 | 50
2026 | 2 Clean-Tech Scenario | Other | Northeast | 149 | 149
2026 | 2 Clean-Tech Scenario | Other | Northwest | 182 | 182
2026 | 2 Clean-Tech Scenario | Other | South | 42 | 42
2026 | 2 Clean-Tech Scenario | Simple Cycle | Calgary | 144 | 144
2026 | 2 Clean-Tech Scenario | Simple Cycle | Central | 65.2 | 65.2
2026 | 2 Clean-Tech Scenario | Simple Cycle | Edmonton | 269.8 | 269.8
2026 | 2 Clean-Tech Scenario | Simple Cycle | Northeast
2026 | 2 Clean-Tech Scenario | Simple Cycle | Northwest | 673.6 | 697.2
2026 | 2 Clean-Tech Scenario | Simple Cycle | South | 155.2 | 155.2
2026 | 2 Clean-Tech Scenario | Solar | Calgary
2026 | 2 Clean-Tech Scenario | Solar | Central | 72 | 72
2026 | 2 Clean-Tech Scenario | Solar | Edmonton
2026 | 2 Clean-Tech Scenario | Solar | South | 1031.5 | 1131.5
2026 | 2 Clean-Tech Scenario | Solar/Storage | Central | 50 | 50
2026 | 2 Clean-Tech Scenario | Solar/Storage | Edmonton | 10 | 10
2026 | 2 Clean-Tech Scenario | Solar/Storage | Northeast | 100 | 100
2026 | 2 Clean-Tech Scenario | Solar/Storage | South | 35 | 35
2026 | 2 Clean-Tech Scenario | Storage | Calgary | 10 | 10
2026 | 2 Clean-Tech Scenario | Storage | Central | 150 | 150
2026 | 2 Clean-Tech Scenario | Storage | Edmonton | 20 | 20
2026 | 2 Clean-Tech Scenario | Storage | Northeast
2026 | 2 Clean-Tech Scenario | Storage | Northwest | 40 | 40
2026 | 2 Clean-Tech Scenario | Storage | South | 565 | 565
2026 | 2 Clean-Tech Scenario | Wind | Central | 759.4 | 879.4
2026 | 2 Clean-Tech Scenario | Wind | South | 3147.9 | 3287.9
2027 | 2 Clean-Tech Scenario | Coal | Central
2027 | 2 Clean-Tech Scenario | Coal | Edmonton
2027 | 2 Clean-Tech Scenario | Coal | South
2027 | 2 Clean-Tech Scenario | Coal to Gas - Steam boiler | Central
2027 | 2 Clean-Tech Scenario | Coal to Gas - Steam boiler | Edmonton | 935 | 935
2027 | 2 Clean-Tech Scenario | Coal to Gas - Steam boiler | South
2027 | 2 Clean-Tech Scenario | Cogeneration | Calgary | 12 | 12
2027 | 2 Clean-Tech Scenario | Cogeneration | Central | 1240 | 1240
2027 | 2 Clean-Tech Scenario | Cogeneration | Edmonton | 92 | 92
2027 | 2 Clean-Tech Scenario | Cogeneration | Northeast | 4568 | 4658
2027 | 2 Clean-Tech Scenario | Cogeneration | Northwest | 162 | 162
2027 | 2 Clean-Tech Scenario | Cogeneration | South | 100 | 100
2027 | 2 Clean-Tech Scenario | Combined Cycle | Calgary | 1300 | 1300
2027 | 2 Clean-Tech Scenario | Combined Cycle | Central | 900 | 900
2027 | 2 Clean-Tech Scenario | Combined Cycle | Edmonton | 2174 | 2174
2027 | 2 Clean-Tech Scenario | Combined Cycle | Northwest | 73 | 73
2027 | 2 Clean-Tech Scenario | Combined Cycle | South | 375 | 375
2027 | 2 Clean-Tech Scenario | Hydro | Central | 485 | 485
2027 | 2 Clean-Tech Scenario | Hydro | South | 409 | 409
2027 | 2 Clean-Tech Scenario | Other | Central | 50 | 50
2027 | 2 Clean-Tech Scenario | Other | Northeast | 149 | 149
2027 | 2 Clean-Tech Scenario | Other | Northwest | 182 | 182
2027 | 2 Clean-Tech Scenario | Other | South | 42 | 42
2027 | 2 Clean-Tech Scenario | Simple Cycle | Calgary | 144 | 144
2027 | 2 Clean-Tech Scenario | Simple Cycle | Central | 65.2 | 65.2
2027 | 2 Clean-Tech Scenario | Simple Cycle | Edmonton | 269.8 | 269.8
2027 | 2 Clean-Tech Scenario | Simple Cycle | Northeast
2027 | 2 Clean-Tech Scenario | Simple Cycle | Northwest | 697.2 | 697.2
2027 | 2 Clean-Tech Scenario | Simple Cycle | South | 155.2 | 178.8
2027 | 2 Clean-Tech Scenario | Solar | Calgary |  | 10
2027 | 2 Clean-Tech Scenario | Solar | Central | 72 | 82
2027 | 2 Clean-Tech Scenario | Solar | Edmonton |  | 10
2027 | 2 Clean-Tech Scenario | Solar | South | 1131.5 | 1251.5
2027 | 2 Clean-Tech Scenario | Solar/Storage | Central | 50 | 50
2027 | 2 Clean-Tech Scenario | Solar/Storage | Edmonton | 10 | 10
2027 | 2 Clean-Tech Scenario | Solar/Storage | Northeast | 100 | 100
2027 | 2 Clean-Tech Scenario | Solar/Storage | South | 35 | 35
2027 | 2 Clean-Tech Scenario | Storage | Calgary | 10 | 10
2027 | 2 Clean-Tech Scenario | Storage | Central | 150 | 160
2027 | 2 Clean-Tech Scenario | Storage | Edmonton | 20 | 20
2027 | 2 Clean-Tech Scenario | Storage | Northeast |  | 10
2027 | 2 Clean-Tech Scenario | Storage | Northwest | 40 | 50
2027 | 2 Clean-Tech Scenario | Storage | South | 565 | 585
2027 | 2 Clean-Tech Scenario | Wind | Central | 879.4 | 889.4
2027 | 2 Clean-Tech Scenario | Wind | South | 3287.9 | 3317.9
2028 | 2 Clean-Tech Scenario | Coal | Central
2028 | 2 Clean-Tech Scenario | Coal | Edmonton
2028 | 2 Clean-Tech Scenario | Coal | South
2028 | 2 Clean-Tech Scenario | Coal to Gas - Steam boiler | Central
2028 | 2 Clean-Tech Scenario | Coal to Gas - Steam boiler | Edmonton | 935 | 935
2028 | 2 Clean-Tech Scenario | Coal to Gas - Steam boiler | South
2028 | 2 Clean-Tech Scenario | Cogeneration | Calgary | 12 | 12
2028 | 2 Clean-Tech Scenario | Cogeneration | Central | 1240 | 1240
2028 | 2 Clean-Tech Scenario | Cogeneration | Edmonton | 92 | 92
2028 | 2 Clean-Tech Scenario | Cogeneration | Northeast | 4658 | 4703
2028 | 2 Clean-Tech Scenario | Cogeneration | Northwest | 162 | 162
2028 | 2 Clean-Tech Scenario | Cogeneration | South | 100 | 100
2028 | 2 Clean-Tech Scenario | Combined Cycle | Calgary | 1300 | 1300
2028 | 2 Clean-Tech Scenario | Combined Cycle | Central | 900 | 900
2028 | 2 Clean-Tech Scenario | Combined Cycle | Edmonton | 2174 | 2174
2028 | 2 Clean-Tech Scenario | Combined Cycle | Northwest | 73 | 73
2028 | 2 Clean-Tech Scenario | Combined Cycle | South | 375 | 375
2028 | 2 Clean-Tech Scenario | Hydro | Central | 485 | 485
2028 | 2 Clean-Tech Scenario | Hydro | South | 409 | 409
2028 | 2 Clean-Tech Scenario | Other | Central | 50 | 50
2028 | 2 Clean-Tech Scenario | Other | Northeast | 149 | 149
2028 | 2 Clean-Tech Scenario | Other | Northwest | 182 | 182
2028 | 2 Clean-Tech Scenario | Other | South | 42 | 42
2028 | 2 Clean-Tech Scenario | Simple Cycle | Calgary | 144 | 144
2028 | 2 Clean-Tech Scenario | Simple Cycle | Central | 65.2 | 88.8
2028 | 2 Clean-Tech Scenario | Simple Cycle | Edmonton | 269.8 | 269.8
2028 | 2 Clean-Tech Scenario | Simple Cycle | Northeast
2028 | 2 Clean-Tech Scenario | Simple Cycle | Northwest | 697.2 | 697.2
2028 | 2 Clean-Tech Scenario | Simple Cycle | South | 178.8 | 178.8
2028 | 2 Clean-Tech Scenario | Solar | Calgary | 10 | 20
2028 | 2 Clean-Tech Scenario | Solar | Central | 82 | 152
2028 | 2 Clean-Tech Scenario | Solar | Edmonton | 10 | 20
2028 | 2 Clean-Tech Scenario | Solar | South | 1251.5 | 1331.5
2028 | 2 Clean-Tech Scenario | Solar/Storage | Central | 50 | 50
2028 | 2 Clean-Tech Scenario | Solar/Storage | Edmonton | 10 | 10
2028 | 2 Clean-Tech Scenario | Solar/Storage | Northeast | 100 | 100
2028 | 2 Clean-Tech Scenario | Solar/Storage | South | 35 | 35
2028 | 2 Clean-Tech Scenario | Storage | Calgary | 10 | 10
2028 | 2 Clean-Tech Scenario | Storage | Central | 160 | 160
2028 | 2 Clean-Tech Scenario | Storage | Edmonton | 20 | 20
2028 | 2 Clean-Tech Scenario | Storage | Northeast | 10 | 10
2028 | 2 Clean-Tech Scenario | Storage | Northwest | 50 | 50
2028 | 2 Clean-Tech Scenario | Storage | South | 585 | 585
2028 | 2 Clean-Tech Scenario | Wind | Central | 889.4 | 999.4
2028 | 2 Clean-Tech Scenario | Wind | South | 3317.9 | 3467.9
2029 | 2 Clean-Tech Scenario | Coal | Central
2029 | 2 Clean-Tech Scenario | Coal | Edmonton
2029 | 2 Clean-Tech Scenario | Coal | South
2029 | 2 Clean-Tech Scenario | Coal to Gas - Steam boiler | Central
2029 | 2 Clean-Tech Scenario | Coal to Gas - Steam boiler | Edmonton | 935 | 935
2029 | 2 Clean-Tech Scenario | Coal to Gas - Steam boiler | South
2029 | 2 Clean-Tech Scenario | Cogeneration | Calgary | 12 | 12
2029 | 2 Clean-Tech Scenario | Cogeneration | Central | 1240 | 1240
2029 | 2 Clean-Tech Scenario | Cogeneration | Edmonton | 92 | 92
2029 | 2 Clean-Tech Scenario | Cogeneration | Northeast | 4703 | 4793
2029 | 2 Clean-Tech Scenario | Cogeneration | Northwest | 162 | 162
2029 | 2 Clean-Tech Scenario | Cogeneration | South | 100 | 100
2029 | 2 Clean-Tech Scenario | Combined Cycle | Calgary | 1300 | 1300
2029 | 2 Clean-Tech Scenario | Combined Cycle | Central | 900 | 900
2029 | 2 Clean-Tech Scenario | Combined Cycle | Edmonton | 2174 | 2174
2029 | 2 Clean-Tech Scenario | Combined Cycle | Northwest | 73 | 73
2029 | 2 Clean-Tech Scenario | Combined Cycle | South | 375 | 375
2029 | 2 Clean-Tech Scenario | Hydro | Central | 485 | 485
2029 | 2 Clean-Tech Scenario | Hydro | South | 409 | 409
2029 | 2 Clean-Tech Scenario | Other | Central | 50 | 50
2029 | 2 Clean-Tech Scenario | Other | Northeast | 149 | 149
2029 | 2 Clean-Tech Scenario | Other | Northwest | 182 | 182
2029 | 2 Clean-Tech Scenario | Other | South | 42 | 42
2029 | 2 Clean-Tech Scenario | Simple Cycle | Calgary | 144 | 144
2029 | 2 Clean-Tech Scenario | Simple Cycle | Central | 88.8 | 88.8
2029 | 2 Clean-Tech Scenario | Simple Cycle | Edmonton | 269.8 | 269.8
2029 | 2 Clean-Tech Scenario | Simple Cycle | Northeast
2029 | 2 Clean-Tech Scenario | Simple Cycle | Northwest | 697.2 | 720.8
2029 | 2 Clean-Tech Scenario | Simple Cycle | South | 178.8 | 178.8
2029 | 2 Clean-Tech Scenario | Solar | Calgary | 20 | 40
2029 | 2 Clean-Tech Scenario | Solar | Central | 152 | 212
2029 | 2 Clean-Tech Scenario | Solar | Edmonton | 20 | 40
2029 | 2 Clean-Tech Scenario | Solar | South | 1331.5 | 1411.5
2029 | 2 Clean-Tech Scenario | Solar/Storage | Central | 50 | 50
2029 | 2 Clean-Tech Scenario | Solar/Storage | Edmonton | 10 | 10
2029 | 2 Clean-Tech Scenario | Solar/Storage | Northeast | 100 | 100
2029 | 2 Clean-Tech Scenario | Solar/Storage | South | 35 | 35
2029 | 2 Clean-Tech Scenario | Storage | Calgary | 10 | 10
2029 | 2 Clean-Tech Scenario | Storage | Central | 160 | 180
2029 | 2 Clean-Tech Scenario | Storage | Edmonton | 20 | 30
2029 | 2 Clean-Tech Scenario | Storage | Northeast | 10 | 10
2029 | 2 Clean-Tech Scenario | Storage | Northwest | 50 | 50
2029 | 2 Clean-Tech Scenario | Storage | South | 585 | 605
2029 | 2 Clean-Tech Scenario | Wind | Central | 999.4 | 1009.4
2029 | 2 Clean-Tech Scenario | Wind | South | 3467.9 | 3487.9
2030 | 2 Clean-Tech Scenario | Coal | Central
2030 | 2 Clean-Tech Scenario | Coal | Edmonton
2030 | 2 Clean-Tech Scenario | Coal | South
2030 | 2 Clean-Tech Scenario | Coal to Gas - Steam boiler | Central
2030 | 2 Clean-Tech Scenario | Coal to Gas - Steam boiler | Edmonton | 935 | 935
2030 | 2 Clean-Tech Scenario | Coal to Gas - Steam boiler | South
2030 | 2 Clean-Tech Scenario | Cogeneration | Calgary | 12 | 12
2030 | 2 Clean-Tech Scenario | Cogeneration | Central | 1240 | 1240
2030 | 2 Clean-Tech Scenario | Cogeneration | Edmonton | 92 | 92
2030 | 2 Clean-Tech Scenario | Cogeneration | Northeast | 4793 | 4883
2030 | 2 Clean-Tech Scenario | Cogeneration | Northwest | 162 | 162
2030 | 2 Clean-Tech Scenario | Cogeneration | South | 100 | 100
2030 | 2 Clean-Tech Scenario | Combined Cycle | Calgary | 1300 | 1300
2030 | 2 Clean-Tech Scenario | Combined Cycle | Central | 900 | 900
2030 | 2 Clean-Tech Scenario | Combined Cycle | Edmonton | 2174 | 2174
2030 | 2 Clean-Tech Scenario | Combined Cycle | Northwest | 73 | 73
2030 | 2 Clean-Tech Scenario | Combined Cycle | South | 375 | 375
2030 | 2 Clean-Tech Scenario | Hydro | Central | 485 | 485
2030 | 2 Clean-Tech Scenario | Hydro | South | 409 | 409
2030 | 2 Clean-Tech Scenario | Other | Central | 50 | 50
2030 | 2 Clean-Tech Scenario | Other | Northeast | 149 | 149
2030 | 2 Clean-Tech Scenario | Other | Northwest | 182 | 192
2030 | 2 Clean-Tech Scenario | Other | South | 42 | 42
2030 | 2 Clean-Tech Scenario | Simple Cycle | Calgary | 144 | 144
2030 | 2 Clean-Tech Scenario | Simple Cycle | Central | 88.8 | 88.8
2030 | 2 Clean-Tech Scenario | Simple Cycle | Edmonton | 269.8 | 269.8
2030 | 2 Clean-Tech Scenario | Simple Cycle | Northeast
2030 | 2 Clean-Tech Scenario | Simple Cycle | Northwest | 720.8 | 720.8
2030 | 2 Clean-Tech Scenario | Simple Cycle | South | 178.8 | 202.4
2030 | 2 Clean-Tech Scenario | Solar | Calgary | 40 | 60
2030 | 2 Clean-Tech Scenario | Solar | Central | 212 | 222
2030 | 2 Clean-Tech Scenario | Solar | Edmonton | 40 | 60
2030 | 2 Clean-Tech Scenario | Solar | South | 1411.5 | 1441.5
2030 | 2 Clean-Tech Scenario | Solar/Storage | Central | 50 | 50
2030 | 2 Clean-Tech Scenario | Solar/Storage | Edmonton | 10 | 10
2030 | 2 Clean-Tech Scenario | Solar/Storage | Northeast | 100 | 100
2030 | 2 Clean-Tech Scenario | Solar/Storage | South | 35 | 35
2030 | 2 Clean-Tech Scenario | Storage | Calgary | 10 | 10
2030 | 2 Clean-Tech Scenario | Storage | Central | 180 | 180
2030 | 2 Clean-Tech Scenario | Storage | Edmonton | 30 | 30
2030 | 2 Clean-Tech Scenario | Storage | Northeast | 10 | 10
2030 | 2 Clean-Tech Scenario | Storage | Northwest | 50 | 50
2030 | 2 Clean-Tech Scenario | Storage | South | 605 | 605
2030 | 2 Clean-Tech Scenario | Wind | Central | 1009.4 | 1009.4
2030 | 2 Clean-Tech Scenario | Wind | South | 3487.9 | 3487.9
2031 | 2 Clean-Tech Scenario | Coal | Central
2031 | 2 Clean-Tech Scenario | Coal | Edmonton
2031 | 2 Clean-Tech Scenario | Coal | South
2031 | 2 Clean-Tech Scenario | Coal to Gas - Steam boiler | Central
2031 | 2 Clean-Tech Scenario | Coal to Gas - Steam boiler | Edmonton | 935 | 935
2031 | 2 Clean-Tech Scenario | Coal to Gas - Steam boiler | South
2031 | 2 Clean-Tech Scenario | Cogeneration | Calgary | 12 | 12
2031 | 2 Clean-Tech Scenario | Cogeneration | Central | 1240 | 1240
2031 | 2 Clean-Tech Scenario | Cogeneration | Edmonton | 92 | 92
2031 | 2 Clean-Tech Scenario | Cogeneration | Northeast | 4883 | 4973
2031 | 2 Clean-Tech Scenario | Cogeneration | Northwest | 162 | 162
2031 | 2 Clean-Tech Scenario | Cogeneration | South | 100 | 100
2031 | 2 Clean-Tech Scenario | Combined Cycle | Calgary | 1300 | 1300
2031 | 2 Clean-Tech Scenario | Combined Cycle | Central | 900 | 900
2031 | 2 Clean-Tech Scenario | Combined Cycle | Edmonton | 2174 | 2174
2031 | 2 Clean-Tech Scenario | Combined Cycle | Northwest | 73 | 73
2031 | 2 Clean-Tech Scenario | Combined Cycle | South | 375 | 375
2031 | 2 Clean-Tech Scenario | Hydro | Central | 485 | 485
2031 | 2 Clean-Tech Scenario | Hydro | South | 409 | 409
2031 | 2 Clean-Tech Scenario | Other | Central | 50 | 50
2031 | 2 Clean-Tech Scenario | Other | Northeast | 149 | 149
2031 | 2 Clean-Tech Scenario | Other | Northwest | 192 | 202
2031 | 2 Clean-Tech Scenario | Other | South | 42 | 42
2031 | 2 Clean-Tech Scenario | Simple Cycle | Calgary | 144 | 144
2031 | 2 Clean-Tech Scenario | Simple Cycle | Central | 88.8 | 112.4
2031 | 2 Clean-Tech Scenario | Simple Cycle | Edmonton | 269.8 | 269.8
2031 | 2 Clean-Tech Scenario | Simple Cycle | Northeast
2031 | 2 Clean-Tech Scenario | Simple Cycle | Northwest | 720.8 | 720.8
2031 | 2 Clean-Tech Scenario | Simple Cycle | South | 202.4 | 202.4
2031 | 2 Clean-Tech Scenario | Solar | Calgary | 60 | 60
2031 | 2 Clean-Tech Scenario | Solar | Central | 222 | 282
2031 | 2 Clean-Tech Scenario | Solar | Edmonton | 60 | 60
2031 | 2 Clean-Tech Scenario | Solar | South | 1441.5 | 1561.5
2031 | 2 Clean-Tech Scenario | Solar/Storage | Central | 50 | 50
2031 | 2 Clean-Tech Scenario | Solar/Storage | Edmonton | 10 | 10
2031 | 2 Clean-Tech Scenario | Solar/Storage | Northeast | 100 | 100
2031 | 2 Clean-Tech Scenario | Solar/Storage | South | 35 | 35
2031 | 2 Clean-Tech Scenario | Storage | Calgary | 10 | 20
2031 | 2 Clean-Tech Scenario | Storage | Central | 180 | 190
2031 | 2 Clean-Tech Scenario | Storage | Edmonton | 30 | 30
2031 | 2 Clean-Tech Scenario | Storage | Northeast | 10 | 20
2031 | 2 Clean-Tech Scenario | Storage | Northwest | 50 | 50
2031 | 2 Clean-Tech Scenario | Storage | South | 605 | 625
2031 | 2 Clean-Tech Scenario | Wind | Central | 1009.4 | 1009.4
2031 | 2 Clean-Tech Scenario | Wind | South | 3487.9 | 3487.9
2032 | 2 Clean-Tech Scenario | Coal | Central
2032 | 2 Clean-Tech Scenario | Coal | Edmonton
2032 | 2 Clean-Tech Scenario | Coal | South
2032 | 2 Clean-Tech Scenario | Coal to Gas - Steam boiler | Central
2032 | 2 Clean-Tech Scenario | Coal to Gas - Steam boiler | Edmonton | 935 | 935
2032 | 2 Clean-Tech Scenario | Coal to Gas - Steam boiler | South
2032 | 2 Clean-Tech Scenario | Cogeneration | Calgary | 12 | 12
2032 | 2 Clean-Tech Scenario | Cogeneration | Central | 1240 | 1240
2032 | 2 Clean-Tech Scenario | Cogeneration | Edmonton | 92 | 92
2032 | 2 Clean-Tech Scenario | Cogeneration | Northeast | 4973 | 5018
2032 | 2 Clean-Tech Scenario | Cogeneration | Northwest | 162 | 162
2032 | 2 Clean-Tech Scenario | Cogeneration | South | 100 | 100
2032 | 2 Clean-Tech Scenario | Combined Cycle | Calgary | 1300 | 1300
2032 | 2 Clean-Tech Scenario | Combined Cycle | Central | 900 | 900
2032 | 2 Clean-Tech Scenario | Combined Cycle | Edmonton | 2174 | 2174
2032 | 2 Clean-Tech Scenario | Combined Cycle | Northwest | 73 | 73
2032 | 2 Clean-Tech Scenario | Combined Cycle | South | 375 | 375
2032 | 2 Clean-Tech Scenario | Hydro | Central | 485 | 485
2032 | 2 Clean-Tech Scenario | Hydro | South | 409 | 409
2032 | 2 Clean-Tech Scenario | Other | Central | 50 | 50
2032 | 2 Clean-Tech Scenario | Other | Northeast | 149 | 149
2032 | 2 Clean-Tech Scenario | Other | Northwest | 202 | 212
2032 | 2 Clean-Tech Scenario | Other | South | 42 | 42
2032 | 2 Clean-Tech Scenario | Simple Cycle | Calgary | 144 | 144
2032 | 2 Clean-Tech Scenario | Simple Cycle | Central | 112.4 | 112.4
2032 | 2 Clean-Tech Scenario | Simple Cycle | Edmonton | 269.8 | 269.8
2032 | 2 Clean-Tech Scenario | Simple Cycle | Northeast
2032 | 2 Clean-Tech Scenario | Simple Cycle | Northwest | 720.8 | 744.4
2032 | 2 Clean-Tech Scenario | Simple Cycle | South | 202.4 | 202.4
2032 | 2 Clean-Tech Scenario | Solar | Calgary | 60 | 60
2032 | 2 Clean-Tech Scenario | Solar | Central | 282 | 282
2032 | 2 Clean-Tech Scenario | Solar | Edmonton | 60 | 60
2032 | 2 Clean-Tech Scenario | Solar | South | 1561.5 | 1561.5
2032 | 2 Clean-Tech Scenario | Solar/Storage | Central | 50 | 50
2032 | 2 Clean-Tech Scenario | Solar/Storage | Edmonton | 10 | 10
2032 | 2 Clean-Tech Scenario | Solar/Storage | Northeast | 100 | 100
2032 | 2 Clean-Tech Scenario | Solar/Storage | South | 35 | 35
2032 | 2 Clean-Tech Scenario | Storage | Calgary | 20 | 20
2032 | 2 Clean-Tech Scenario | Storage | Central | 190 | 190
2032 | 2 Clean-Tech Scenario | Storage | Edmonton | 30 | 30
2032 | 2 Clean-Tech Scenario | Storage | Northeast | 20 | 20
2032 | 2 Clean-Tech Scenario | Storage | Northwest | 50 | 50
2032 | 2 Clean-Tech Scenario | Storage | South | 625 | 625
2032 | 2 Clean-Tech Scenario | Wind | Central | 1009.4 | 1109.4
2032 | 2 Clean-Tech Scenario | Wind | South | 3487.9 | 3537.9
2033 | 2 Clean-Tech Scenario | Coal | Central
2033 | 2 Clean-Tech Scenario | Coal | Edmonton
2033 | 2 Clean-Tech Scenario | Coal | South
2033 | 2 Clean-Tech Scenario | Coal to Gas - Steam boiler | Central
2033 | 2 Clean-Tech Scenario | Coal to Gas - Steam boiler | Edmonton | 935 | 935
2033 | 2 Clean-Tech Scenario | Coal to Gas - Steam boiler | South
2033 | 2 Clean-Tech Scenario | Cogeneration | Calgary | 12 | 12
2033 | 2 Clean-Tech Scenario | Cogeneration | Central | 1240 | 1240
2033 | 2 Clean-Tech Scenario | Cogeneration | Edmonton | 92 | 92
2033 | 2 Clean-Tech Scenario | Cogeneration | Northeast | 5018 | 5018
2033 | 2 Clean-Tech Scenario | Cogeneration | Northwest | 162 | 162
2033 | 2 Clean-Tech Scenario | Cogeneration | South | 100 | 100
2033 | 2 Clean-Tech Scenario | Combined Cycle | Calgary | 1300 | 1300
2033 | 2 Clean-Tech Scenario | Combined Cycle | Central | 900 | 900
2033 | 2 Clean-Tech Scenario | Combined Cycle | Edmonton | 2174 | 2174
2033 | 2 Clean-Tech Scenario | Combined Cycle | Northwest | 73 | 73
2033 | 2 Clean-Tech Scenario | Combined Cycle | South | 375 | 375
2033 | 2 Clean-Tech Scenario | Hydro | Central | 485 | 485
2033 | 2 Clean-Tech Scenario | Hydro | South | 409 | 409
2033 | 2 Clean-Tech Scenario | Other | Central | 50 | 50
2033 | 2 Clean-Tech Scenario | Other | Northeast | 149 | 149
2033 | 2 Clean-Tech Scenario | Other | Northwest | 212 | 222
2033 | 2 Clean-Tech Scenario | Other | South | 42 | 42
2033 | 2 Clean-Tech Scenario | Simple Cycle | Calgary | 144 | 144
2033 | 2 Clean-Tech Scenario | Simple Cycle | Central | 112.4 | 112.4
2033 | 2 Clean-Tech Scenario | Simple Cycle | Edmonton | 269.8 | 269.8
2033 | 2 Clean-Tech Scenario | Simple Cycle | Northeast
2033 | 2 Clean-Tech Scenario | Simple Cycle | Northwest | 744.4 | 744.4
2033 | 2 Clean-Tech Scenario | Simple Cycle | South | 202.4 | 226
2033 | 2 Clean-Tech Scenario | Solar | Calgary | 60 | 60
2033 | 2 Clean-Tech Scenario | Solar | Central | 282 | 332
2033 | 2 Clean-Tech Scenario | Solar | Edmonton | 60 | 60
2033 | 2 Clean-Tech Scenario | Solar | South | 1561.5 | 1661.5
2033 | 2 Clean-Tech Scenario | Solar/Storage | Central | 50 | 50
2033 | 2 Clean-Tech Scenario | Solar/Storage | Edmonton | 10 | 10
2033 | 2 Clean-Tech Scenario | Solar/Storage | Northeast | 100 | 100
2033 | 2 Clean-Tech Scenario | Solar/Storage | South | 35 | 35
2033 | 2 Clean-Tech Scenario | Storage | Calgary | 20 | 20
2033 | 2 Clean-Tech Scenario | Storage | Central | 190 | 210
2033 | 2 Clean-Tech Scenario | Storage | Edmonton | 30 | 40
2033 | 2 Clean-Tech Scenario | Storage | Northeast | 20 | 30
2033 | 2 Clean-Tech Scenario | Storage | Northwest | 50 | 60
2033 | 2 Clean-Tech Scenario | Storage | South | 625 | 645
2033 | 2 Clean-Tech Scenario | Wind | Central | 1109.4 | 1109.4
2033 | 2 Clean-Tech Scenario | Wind | South | 3537.9 | 3537.9
2034 | 2 Clean-Tech Scenario | Coal | Central
2034 | 2 Clean-Tech Scenario | Coal | Edmonton
2034 | 2 Clean-Tech Scenario | Coal | South
2034 | 2 Clean-Tech Scenario | Coal to Gas - Steam boiler | Central
2034 | 2 Clean-Tech Scenario | Coal to Gas - Steam boiler | Edmonton | 935 | 935
2034 | 2 Clean-Tech Scenario | Coal to Gas - Steam boiler | South
2034 | 2 Clean-Tech Scenario | Cogeneration | Calgary | 12 | 12
2034 | 2 Clean-Tech Scenario | Cogeneration | Central | 1240 | 1240
2034 | 2 Clean-Tech Scenario | Cogeneration | Edmonton | 92 | 92
2034 | 2 Clean-Tech Scenario | Cogeneration | Northeast | 5018 | 5063
2034 | 2 Clean-Tech Scenario | Cogeneration | Northwest | 162 | 162
2034 | 2 Clean-Tech Scenario | Cogeneration | South | 100 | 100
2034 | 2 Clean-Tech Scenario | Combined Cycle | Calgary | 1300 | 1300
2034 | 2 Clean-Tech Scenario | Combined Cycle | Central | 900 | 900
2034 | 2 Clean-Tech Scenario | Combined Cycle | Edmonton | 2174 | 2174
2034 | 2 Clean-Tech Scenario | Combined Cycle | Northwest | 73 | 73
2034 | 2 Clean-Tech Scenario | Combined Cycle | South | 375 | 375
2034 | 2 Clean-Tech Scenario | Hydro | Central | 485 | 485
2034 | 2 Clean-Tech Scenario | Hydro | South | 409 | 409
2034 | 2 Clean-Tech Scenario | Other | Central | 50 | 50
2034 | 2 Clean-Tech Scenario | Other | Northeast | 149 | 149
2034 | 2 Clean-Tech Scenario | Other | Northwest | 222 | 232
2034 | 2 Clean-Tech Scenario | Other | South | 42 | 42
2034 | 2 Clean-Tech Scenario | Simple Cycle | Calgary | 144 | 144
2034 | 2 Clean-Tech Scenario | Simple Cycle | Central | 112.4 | 136
2034 | 2 Clean-Tech Scenario | Simple Cycle | Edmonton | 269.8 | 269.8
2034 | 2 Clean-Tech Scenario | Simple Cycle | Northeast
2034 | 2 Clean-Tech Scenario | Simple Cycle | Northwest | 744.4 | 744.4
2034 | 2 Clean-Tech Scenario | Simple Cycle | South | 226 | 226
2034 | 2 Clean-Tech Scenario | Solar | Calgary | 60 | 60
2034 | 2 Clean-Tech Scenario | Solar | Central | 332 | 332
2034 | 2 Clean-Tech Scenario | Solar | Edmonton | 60 | 60
2034 | 2 Clean-Tech Scenario | Solar | South | 1661.5 | 1661.5
2034 | 2 Clean-Tech Scenario | Solar/Storage | Central | 50 | 50
2034 | 2 Clean-Tech Scenario | Solar/Storage | Edmonton | 10 | 10
2034 | 2 Clean-Tech Scenario | Solar/Storage | Northeast | 100 | 100
2034 | 2 Clean-Tech Scenario | Solar/Storage | South | 35 | 35
2034 | 2 Clean-Tech Scenario | Storage | Calgary | 20 | 20
2034 | 2 Clean-Tech Scenario | Storage | Central | 210 | 210
2034 | 2 Clean-Tech Scenario | Storage | Edmonton | 40 | 40
2034 | 2 Clean-Tech Scenario | Storage | Northeast | 30 | 30
2034 | 2 Clean-Tech Scenario | Storage | Northwest | 60 | 60
2034 | 2 Clean-Tech Scenario | Storage | South | 645 | 645
2034 | 2 Clean-Tech Scenario | Wind | Central | 1109.4 | 1159.4
2034 | 2 Clean-Tech Scenario | Wind | South | 3537.9 | 3637.9
2035 | 2 Clean-Tech Scenario | Coal | Central
2035 | 2 Clean-Tech Scenario | Coal | Edmonton
2035 | 2 Clean-Tech Scenario | Coal | South
2035 | 2 Clean-Tech Scenario | Coal to Gas - Steam boiler | Central
2035 | 2 Clean-Tech Scenario | Coal to Gas - Steam boiler | Edmonton | 935 | 935
2035 | 2 Clean-Tech Scenario | Coal to Gas - Steam boiler | South
2035 | 2 Clean-Tech Scenario | Cogeneration | Calgary | 12 | 12
2035 | 2 Clean-Tech Scenario | Cogeneration | Central | 1240 | 1240
2035 | 2 Clean-Tech Scenario | Cogeneration | Edmonton | 92 | 92
2035 | 2 Clean-Tech Scenario | Cogeneration | Northeast | 5063 | 5063
2035 | 2 Clean-Tech Scenario | Cogeneration | Northwest | 162 | 162
2035 | 2 Clean-Tech Scenario | Cogeneration | South | 100 | 100
2035 | 2 Clean-Tech Scenario | Combined Cycle | Calgary | 1300 | 1300
2035 | 2 Clean-Tech Scenario | Combined Cycle | Central | 900 | 900
2035 | 2 Clean-Tech Scenario | Combined Cycle | Edmonton | 2174 | 2174
2035 | 2 Clean-Tech Scenario | Combined Cycle | Northwest | 73 | 73
2035 | 2 Clean-Tech Scenario | Combined Cycle | South | 375 | 375
2035 | 2 Clean-Tech Scenario | Hydro | Central | 485 | 485
2035 | 2 Clean-Tech Scenario | Hydro | South | 409 | 409
2035 | 2 Clean-Tech Scenario | Other | Central | 50 | 50
2035 | 2 Clean-Tech Scenario | Other | Northeast | 149 | 149
2035 | 2 Clean-Tech Scenario | Other | Northwest | 232 | 242
2035 | 2 Clean-Tech Scenario | Other | South | 42 | 42
2035 | 2 Clean-Tech Scenario | Simple Cycle | Calgary | 144 | 144
2035 | 2 Clean-Tech Scenario | Simple Cycle | Central | 136 | 136
2035 | 2 Clean-Tech Scenario | Simple Cycle | Edmonton | 269.8 | 269.8
2035 | 2 Clean-Tech Scenario | Simple Cycle | Northeast
2035 | 2 Clean-Tech Scenario | Simple Cycle | Northwest | 744.4 | 768
2035 | 2 Clean-Tech Scenario | Simple Cycle | South | 226 | 226
2035 | 2 Clean-Tech Scenario | Solar | Calgary | 60 | 70
2035 | 2 Clean-Tech Scenario | Solar | Central | 332 | 402
2035 | 2 Clean-Tech Scenario | Solar | Edmonton | 60 | 80
2035 | 2 Clean-Tech Scenario | Solar | South | 1661.5 | 1791.5
2035 | 2 Clean-Tech Scenario | Solar/Storage | Central | 50 | 50
2035 | 2 Clean-Tech Scenario | Solar/Storage | Edmonton | 10 | 10
2035 | 2 Clean-Tech Scenario | Solar/Storage | Northeast | 100 | 100
2035 | 2 Clean-Tech Scenario | Solar/Storage | South | 35 | 35
2035 | 2 Clean-Tech Scenario | Storage | Calgary | 20 | 30
2035 | 2 Clean-Tech Scenario | Storage | Central | 210 | 240
2035 | 2 Clean-Tech Scenario | Storage | Edmonton | 40 | 50
2035 | 2 Clean-Tech Scenario | Storage | Northeast | 30 | 40
2035 | 2 Clean-Tech Scenario | Storage | Northwest | 60 | 70
2035 | 2 Clean-Tech Scenario | Storage | South | 645 | 665
2035 | 2 Clean-Tech Scenario | Wind | Central | 1159.4 | 1159.4
2035 | 2 Clean-Tech Scenario | Wind | South | 3637.9 | 3837.9
2036 | 2 Clean-Tech Scenario | Coal | Central
2036 | 2 Clean-Tech Scenario | Coal | Edmonton
2036 | 2 Clean-Tech Scenario | Coal | South
2036 | 2 Clean-Tech Scenario | Coal to Gas - Steam boiler | Central
2036 | 2 Clean-Tech Scenario | Coal to Gas - Steam boiler | Edmonton | 935 | 935
2036 | 2 Clean-Tech Scenario | Coal to Gas - Steam boiler | South
2036 | 2 Clean-Tech Scenario | Cogeneration | Calgary | 12 | 12
2036 | 2 Clean-Tech Scenario | Cogeneration | Central | 1240 | 1240
2036 | 2 Clean-Tech Scenario | Cogeneration | Edmonton | 92 | 92
2036 | 2 Clean-Tech Scenario | Cogeneration | Northeast | 5063 | 5108
2036 | 2 Clean-Tech Scenario | Cogeneration | Northwest | 162 | 162
2036 | 2 Clean-Tech Scenario | Cogeneration | South | 100 | 100
2036 | 2 Clean-Tech Scenario | Combined Cycle | Calgary | 1300 | 1300
2036 | 2 Clean-Tech Scenario | Combined Cycle | Central | 900 | 900
2036 | 2 Clean-Tech Scenario | Combined Cycle | Edmonton | 2174 | 2174
2036 | 2 Clean-Tech Scenario | Combined Cycle | Northwest | 73 | 73
2036 | 2 Clean-Tech Scenario | Combined Cycle | South | 375 | 375
2036 | 2 Clean-Tech Scenario | Hydro | Central | 485 | 485
2036 | 2 Clean-Tech Scenario | Hydro | South | 409 | 409
2036 | 2 Clean-Tech Scenario | Other | Central | 50 | 50
2036 | 2 Clean-Tech Scenario | Other | Northeast | 149 | 149
2036 | 2 Clean-Tech Scenario | Other | Northwest | 242 | 252
2036 | 2 Clean-Tech Scenario | Other | South | 42 | 42
2036 | 2 Clean-Tech Scenario | Simple Cycle | Calgary | 144 | 144
2036 | 2 Clean-Tech Scenario | Simple Cycle | Central | 136 | 136
2036 | 2 Clean-Tech Scenario | Simple Cycle | Edmonton | 269.8 | 269.8
2036 | 2 Clean-Tech Scenario | Simple Cycle | Northeast
2036 | 2 Clean-Tech Scenario | Simple Cycle | Northwest | 768 | 768
2036 | 2 Clean-Tech Scenario | Simple Cycle | South | 226 | 249.6
2036 | 2 Clean-Tech Scenario | Solar | Calgary | 70 | 90
2036 | 2 Clean-Tech Scenario | Solar | Central | 402 | 412
2036 | 2 Clean-Tech Scenario | Solar | Edmonton | 80 | 100
2036 | 2 Clean-Tech Scenario | Solar | South | 1791.5 | 1821.5
2036 | 2 Clean-Tech Scenario | Solar/Storage | Central | 50 | 50
2036 | 2 Clean-Tech Scenario | Solar/Storage | Edmonton | 10 | 10
2036 | 2 Clean-Tech Scenario | Solar/Storage | Northeast | 100 | 100
2036 | 2 Clean-Tech Scenario | Solar/Storage | South | 35 | 35
2036 | 2 Clean-Tech Scenario | Storage | Calgary | 30 | 30
2036 | 2 Clean-Tech Scenario | Storage | Central | 240 | 240
2036 | 2 Clean-Tech Scenario | Storage | Edmonton | 50 | 50
2036 | 2 Clean-Tech Scenario | Storage | Northeast | 40 | 40
2036 | 2 Clean-Tech Scenario | Storage | Northwest | 70 | 70
2036 | 2 Clean-Tech Scenario | Storage | South | 665 | 665
2036 | 2 Clean-Tech Scenario | Wind | Central | 1159.4 | 1259.4
2036 | 2 Clean-Tech Scenario | Wind | South | 3837.9 | 3887.9
2037 | 2 Clean-Tech Scenario | Coal | Central
2037 | 2 Clean-Tech Scenario | Coal | Edmonton
2037 | 2 Clean-Tech Scenario | Coal | South
2037 | 2 Clean-Tech Scenario | Coal to Gas - Steam boiler | Central
2037 | 2 Clean-Tech Scenario | Coal to Gas - Steam boiler | Edmonton | 935 | 935
2037 | 2 Clean-Tech Scenario | Coal to Gas - Steam boiler | South
2037 | 2 Clean-Tech Scenario | Cogeneration | Calgary | 12 | 12
2037 | 2 Clean-Tech Scenario | Cogeneration | Central | 1240 | 1240
2037 | 2 Clean-Tech Scenario | Cogeneration | Edmonton | 92 | 92
2037 | 2 Clean-Tech Scenario | Cogeneration | Northeast | 5108 | 5108
2037 | 2 Clean-Tech Scenario | Cogeneration | Northwest | 162 | 162
2037 | 2 Clean-Tech Scenario | Cogeneration | South | 100 | 100
2037 | 2 Clean-Tech Scenario | Combined Cycle | Calgary | 1300 | 1300
2037 | 2 Clean-Tech Scenario | Combined Cycle | Central | 900 | 900
2037 | 2 Clean-Tech Scenario | Combined Cycle | Edmonton | 2174 | 2174
2037 | 2 Clean-Tech Scenario | Combined Cycle | Northwest | 73 | 73
2037 | 2 Clean-Tech Scenario | Combined Cycle | South | 375 | 375
2037 | 2 Clean-Tech Scenario | Hydro | Central | 485 | 485
2037 | 2 Clean-Tech Scenario | Hydro | South | 409 | 409
2037 | 2 Clean-Tech Scenario | Other | Central | 50 | 50
2037 | 2 Clean-Tech Scenario | Other | Northeast | 149 | 149
2037 | 2 Clean-Tech Scenario | Other | Northwest | 252 | 262
2037 | 2 Clean-Tech Scenario | Other | South | 42 | 42
2037 | 2 Clean-Tech Scenario | Simple Cycle | Calgary | 144 | 144
2037 | 2 Clean-Tech Scenario | Simple Cycle | Central | 136 | 159.6
2037 | 2 Clean-Tech Scenario | Simple Cycle | Edmonton | 269.8 | 269.8
2037 | 2 Clean-Tech Scenario | Simple Cycle | Northeast
2037 | 2 Clean-Tech Scenario | Simple Cycle | Northwest | 768 | 768
2037 | 2 Clean-Tech Scenario | Simple Cycle | South | 249.6 | 249.6
2037 | 2 Clean-Tech Scenario | Solar | Calgary | 90 | 100
2037 | 2 Clean-Tech Scenario | Solar | Central | 412 | 432
2037 | 2 Clean-Tech Scenario | Solar | Edmonton | 100 | 120
2037 | 2 Clean-Tech Scenario | Solar | South | 1821.5 | 2001.5
2037 | 2 Clean-Tech Scenario | Solar/Storage | Central | 50 | 50
2037 | 2 Clean-Tech Scenario | Solar/Storage | Edmonton | 10 | 10
2037 | 2 Clean-Tech Scenario | Solar/Storage | Northeast | 100 | 100
2037 | 2 Clean-Tech Scenario | Solar/Storage | South | 35 | 35
2037 | 2 Clean-Tech Scenario | Storage | Calgary | 30 | 40
2037 | 2 Clean-Tech Scenario | Storage | Central | 240 | 260
2037 | 2 Clean-Tech Scenario | Storage | Edmonton | 50 | 60
2037 | 2 Clean-Tech Scenario | Storage | Northeast | 40 | 50
2037 | 2 Clean-Tech Scenario | Storage | Northwest | 70 | 80
2037 | 2 Clean-Tech Scenario | Storage | South | 665 | 695
2037 | 2 Clean-Tech Scenario | Wind | Central | 1259.4 | 1259.4
2037 | 2 Clean-Tech Scenario | Wind | South | 3887.9 | 3806.9
2038 | 2 Clean-Tech Scenario | Coal | Central
2038 | 2 Clean-Tech Scenario | Coal | Edmonton
2038 | 2 Clean-Tech Scenario | Coal | South
2038 | 2 Clean-Tech Scenario | Coal to Gas - Steam boiler | Central
2038 | 2 Clean-Tech Scenario | Coal to Gas - Steam boiler | Edmonton | 935 | 935
2038 | 2 Clean-Tech Scenario | Coal to Gas - Steam boiler | South
2038 | 2 Clean-Tech Scenario | Cogeneration | Calgary | 12 | 12
2038 | 2 Clean-Tech Scenario | Cogeneration | Central | 1240 | 1240
2038 | 2 Clean-Tech Scenario | Cogeneration | Edmonton | 92 | 92
2038 | 2 Clean-Tech Scenario | Cogeneration | Northeast | 5108 | 5153
2038 | 2 Clean-Tech Scenario | Cogeneration | Northwest | 162 | 162
2038 | 2 Clean-Tech Scenario | Cogeneration | South | 100 | 100
2038 | 2 Clean-Tech Scenario | Combined Cycle | Calgary | 1300 | 1300
2038 | 2 Clean-Tech Scenario | Combined Cycle | Central | 900 | 900
2038 | 2 Clean-Tech Scenario | Combined Cycle | Edmonton | 2174 | 2174
2038 | 2 Clean-Tech Scenario | Combined Cycle | Northwest | 73 | 73
2038 | 2 Clean-Tech Scenario | Combined Cycle | South | 375 | 375
2038 | 2 Clean-Tech Scenario | Hydro | Central | 485 | 485
2038 | 2 Clean-Tech Scenario | Hydro | South | 409 | 409
2038 | 2 Clean-Tech Scenario | Other | Central | 50 | 50
2038 | 2 Clean-Tech Scenario | Other | Northeast | 149 | 149
2038 | 2 Clean-Tech Scenario | Other | Northwest | 262 | 272
2038 | 2 Clean-Tech Scenario | Other | South | 42 | 42
2038 | 2 Clean-Tech Scenario | Simple Cycle | Calgary | 144 | 144
2038 | 2 Clean-Tech Scenario | Simple Cycle | Central | 159.6 | 206.1
2038 | 2 Clean-Tech Scenario | Simple Cycle | Edmonton | 269.8 | 269.8
2038 | 2 Clean-Tech Scenario | Simple Cycle | Northeast
2038 | 2 Clean-Tech Scenario | Simple Cycle | Northwest | 768 | 743.6
2038 | 2 Clean-Tech Scenario | Simple Cycle | South | 249.6 | 249.6
2038 | 2 Clean-Tech Scenario | Solar | Calgary | 100 | 100
2038 | 2 Clean-Tech Scenario | Solar | Central | 432 | 462
2038 | 2 Clean-Tech Scenario | Solar | Edmonton | 120 | 120
2038 | 2 Clean-Tech Scenario | Solar | South | 2001.5 | 2021.5
2038 | 2 Clean-Tech Scenario | Solar/Storage | Central | 50 | 50
2038 | 2 Clean-Tech Scenario | Solar/Storage | Edmonton | 10 | 10
2038 | 2 Clean-Tech Scenario | Solar/Storage | Northeast | 100 | 100
2038 | 2 Clean-Tech Scenario | Solar/Storage | South | 35 | 35
2038 | 2 Clean-Tech Scenario | Storage | Calgary | 40 | 40
2038 | 2 Clean-Tech Scenario | Storage | Central | 260 | 260
2038 | 2 Clean-Tech Scenario | Storage | Edmonton | 60 | 60
2038 | 2 Clean-Tech Scenario | Storage | Northeast | 50 | 50
2038 | 2 Clean-Tech Scenario | Storage | Northwest | 80 | 80
2038 | 2 Clean-Tech Scenario | Storage | South | 695 | 695
2038 | 2 Clean-Tech Scenario | Wind | Central | 1259.4 | 1259.4
2038 | 2 Clean-Tech Scenario | Wind | South | 3806.9 | 4037.9
2039 | 2 Clean-Tech Scenario | Coal | Central
2039 | 2 Clean-Tech Scenario | Coal | Edmonton
2039 | 2 Clean-Tech Scenario | Coal | South
2039 | 2 Clean-Tech Scenario | Coal to Gas - Steam boiler | Central
2039 | 2 Clean-Tech Scenario | Coal to Gas - Steam boiler | Edmonton | 935 | 935
2039 | 2 Clean-Tech Scenario | Coal to Gas - Steam boiler | South
2039 | 2 Clean-Tech Scenario | Cogeneration | Calgary | 12 | 12
2039 | 2 Clean-Tech Scenario | Cogeneration | Central | 1240 | 1240
2039 | 2 Clean-Tech Scenario | Cogeneration | Edmonton | 92 | 92
2039 | 2 Clean-Tech Scenario | Cogeneration | Northeast | 5153 | 5153
2039 | 2 Clean-Tech Scenario | Cogeneration | Northwest | 162 | 162
2039 | 2 Clean-Tech Scenario | Cogeneration | South | 100 | 100
2039 | 2 Clean-Tech Scenario | Combined Cycle | Calgary | 1300 | 1300
2039 | 2 Clean-Tech Scenario | Combined Cycle | Central | 900 | 900
2039 | 2 Clean-Tech Scenario | Combined Cycle | Edmonton | 2174 | 2174
2039 | 2 Clean-Tech Scenario | Combined Cycle | Northwest | 73
2039 | 2 Clean-Tech Scenario | Combined Cycle | South | 375 | 375
2039 | 2 Clean-Tech Scenario | Hydro | Central | 485 | 485
2039 | 2 Clean-Tech Scenario | Hydro | South | 409 | 409
2039 | 2 Clean-Tech Scenario | Other | Central | 50 | 50
2039 | 2 Clean-Tech Scenario | Other | Northeast | 149 | 149
2039 | 2 Clean-Tech Scenario | Other | Northwest | 272 | 282
2039 | 2 Clean-Tech Scenario | Other | South | 42 | 42
2039 | 2 Clean-Tech Scenario | Simple Cycle | Calgary | 144 | 144
2039 | 2 Clean-Tech Scenario | Simple Cycle | Central | 206.1 | 206.1
2039 | 2 Clean-Tech Scenario | Simple Cycle | Edmonton | 269.8 | 548.8
2039 | 2 Clean-Tech Scenario | Simple Cycle | Northeast |  | 46.5
2039 | 2 Clean-Tech Scenario | Simple Cycle | Northwest | 743.6 | 786.6
2039 | 2 Clean-Tech Scenario | Simple Cycle | South | 249.6 | 273.2
2039 | 2 Clean-Tech Scenario | Solar | Calgary | 100 | 120
2039 | 2 Clean-Tech Scenario | Solar | Central | 462 | 532
2039 | 2 Clean-Tech Scenario | Solar | Edmonton | 120 | 130
2039 | 2 Clean-Tech Scenario | Solar | South | 2021.5 | 2151.5
2039 | 2 Clean-Tech Scenario | Solar/Storage | Central | 50 | 50
2039 | 2 Clean-Tech Scenario | Solar/Storage | Edmonton | 10 | 10
2039 | 2 Clean-Tech Scenario | Solar/Storage | Northeast | 100 | 100
2039 | 2 Clean-Tech Scenario | Solar/Storage | South | 35 | 35
2039 | 2 Clean-Tech Scenario | Storage | Calgary | 40 | 50
2039 | 2 Clean-Tech Scenario | Storage | Central | 260 | 290
2039 | 2 Clean-Tech Scenario | Storage | Edmonton | 60 | 70
2039 | 2 Clean-Tech Scenario | Storage | Northeast | 50 | 60
2039 | 2 Clean-Tech Scenario | Storage | Northwest | 80 | 100
2039 | 2 Clean-Tech Scenario | Storage | South | 695 | 725
2039 | 2 Clean-Tech Scenario | Wind | Central | 1259.4 | 1259.4
2039 | 2 Clean-Tech Scenario | Wind | South | 4037.9 | 4037.9
2040 | 2 Clean-Tech Scenario | Coal | Central
2040 | 2 Clean-Tech Scenario | Coal | Edmonton
2040 | 2 Clean-Tech Scenario | Coal | South
2040 | 2 Clean-Tech Scenario | Coal to Gas - Steam boiler | Central
2040 | 2 Clean-Tech Scenario | Coal to Gas - Steam boiler | Edmonton
2040 | 2 Clean-Tech Scenario | Coal to Gas - Steam boiler | South
2040 | 2 Clean-Tech Scenario | Cogeneration | Calgary | 12 | 12
2040 | 2 Clean-Tech Scenario | Cogeneration | Central | 1240 | 1240
2040 | 2 Clean-Tech Scenario | Cogeneration | Edmonton | 92 | 92
2040 | 2 Clean-Tech Scenario | Cogeneration | Northeast | 5153 | 5198
2040 | 2 Clean-Tech Scenario | Cogeneration | Northwest | 162 | 162
2040 | 2 Clean-Tech Scenario | Cogeneration | South | 100 | 100
2040 | 2 Clean-Tech Scenario | Combined Cycle | Calgary | 1300 | 1300
2040 | 2 Clean-Tech Scenario | Combined Cycle | Central | 900 | 900
2040 | 2 Clean-Tech Scenario | Combined Cycle | Edmonton | 2174 | 2174
2040 | 2 Clean-Tech Scenario | Combined Cycle | Northwest
2040 | 2 Clean-Tech Scenario | Combined Cycle | South | 375 | 375
2040 | 2 Clean-Tech Scenario | Hydro | Central | 485 | 485
2040 | 2 Clean-Tech Scenario | Hydro | South | 409 | 409
2040 | 2 Clean-Tech Scenario | Other | Central | 50 | 50
2040 | 2 Clean-Tech Scenario | Other | Northeast | 149 | 149
2040 | 2 Clean-Tech Scenario | Other | Northwest | 282 | 282
2040 | 2 Clean-Tech Scenario | Other | South | 42 | 42
2040 | 2 Clean-Tech Scenario | Simple Cycle | Calgary | 144 | 144
2040 | 2 Clean-Tech Scenario | Simple Cycle | Central | 206.1 | 229.7
2040 | 2 Clean-Tech Scenario | Simple Cycle | Edmonton | 548.8 | 548.8
2040 | 2 Clean-Tech Scenario | Simple Cycle | Northeast | 46.5 | 46.5
2040 | 2 Clean-Tech Scenario | Simple Cycle | Northwest | 786.6 | 786.6
2040 | 2 Clean-Tech Scenario | Simple Cycle | South | 273.2 | 273.2
2040 | 2 Clean-Tech Scenario | Solar | Calgary | 120 | 120
2040 | 2 Clean-Tech Scenario | Solar | Central | 532 | 532
2040 | 2 Clean-Tech Scenario | Solar | Edmonton | 130 | 130
2040 | 2 Clean-Tech Scenario | Solar | South | 2151.5 | 2151.5
2040 | 2 Clean-Tech Scenario | Solar/Storage | Central | 50 | 50
2040 | 2 Clean-Tech Scenario | Solar/Storage | Edmonton | 10 | 10
2040 | 2 Clean-Tech Scenario | Solar/Storage | Northeast | 100 | 100
2040 | 2 Clean-Tech Scenario | Solar/Storage | South | 35 | 35
2040 | 2 Clean-Tech Scenario | Storage | Calgary | 50 | 50
2040 | 2 Clean-Tech Scenario | Storage | Central | 290 | 290
2040 | 2 Clean-Tech Scenario | Storage | Edmonton | 70 | 70
2040 | 2 Clean-Tech Scenario | Storage | Northeast | 60 | 60
2040 | 2 Clean-Tech Scenario | Storage | Northwest | 100 | 80
2040 | 2 Clean-Tech Scenario | Storage | South | 725 | 715
2040 | 2 Clean-Tech Scenario | Wind | Central | 1259.4 | 1359.4
2040 | 2 Clean-Tech Scenario | Wind | South | 4037.9 | 4087.9
2041 | 2 Clean-Tech Scenario | Coal | Central
2041 | 2 Clean-Tech Scenario | Coal | Edmonton
2041 | 2 Clean-Tech Scenario | Coal | South
2041 | 2 Clean-Tech Scenario | Coal to Gas - Steam boiler | Central
2041 | 2 Clean-Tech Scenario | Coal to Gas - Steam boiler | Edmonton
2041 | 2 Clean-Tech Scenario | Coal to Gas - Steam boiler | South
2041 | 2 Clean-Tech Scenario | Cogeneration | Calgary | 12 | 12
2041 | 2 Clean-Tech Scenario | Cogeneration | Central | 1240 | 1240
2041 | 2 Clean-Tech Scenario | Cogeneration | Edmonton | 92 | 92
2041 | 2 Clean-Tech Scenario | Cogeneration | Northeast | 5198 | 5198
2041 | 2 Clean-Tech Scenario | Cogeneration | Northwest | 162 | 162
2041 | 2 Clean-Tech Scenario | Cogeneration | South | 100 | 100
2041 | 2 Clean-Tech Scenario | Combined Cycle | Calgary | 1300 | 1180
2041 | 2 Clean-Tech Scenario | Combined Cycle | Central | 900 | 900
2041 | 2 Clean-Tech Scenario | Combined Cycle | Edmonton | 2174 | 2174
2041 | 2 Clean-Tech Scenario | Combined Cycle | Northwest
2041 | 2 Clean-Tech Scenario | Combined Cycle | South | 375 | 255
2041 | 2 Clean-Tech Scenario | Hydro | Central | 485 | 485
2041 | 2 Clean-Tech Scenario | Hydro | South | 409 | 409
2041 | 2 Clean-Tech Scenario | Other | Central | 50 | 50
2041 | 2 Clean-Tech Scenario | Other | Northeast | 149 | 149
2041 | 2 Clean-Tech Scenario | Other | Northwest | 282 | 282
2041 | 2 Clean-Tech Scenario | Other | South | 42 | 42
2041 | 2 Clean-Tech Scenario | Simple Cycle | Calgary | 144 | 144
2041 | 2 Clean-Tech Scenario | Simple Cycle | Central | 229.7 | 229.7
2041 | 2 Clean-Tech Scenario | Simple Cycle | Edmonton | 548.8 | 548.8
2041 | 2 Clean-Tech Scenario | Simple Cycle | Northeast | 46.5 | 46.5
2041 | 2 Clean-Tech Scenario | Simple Cycle | Northwest | 786.6 | 760.2
2041 | 2 Clean-Tech Scenario | Simple Cycle | South | 273.2 | 246.2
2041 | 2 Clean-Tech Scenario | Solar | Calgary | 120 | 120
2041 | 2 Clean-Tech Scenario | Solar | Central | 532 | 532
2041 | 2 Clean-Tech Scenario | Solar | Edmonton | 130 | 130
2041 | 2 Clean-Tech Scenario | Solar | South | 2151.5 | 2151.5
2041 | 2 Clean-Tech Scenario | Solar/Storage | Central | 50 | 50
2041 | 2 Clean-Tech Scenario | Solar/Storage | Edmonton | 10 | 10
2041 | 2 Clean-Tech Scenario | Solar/Storage | Northeast | 100 | 100
2041 | 2 Clean-Tech Scenario | Solar/Storage | South | 35 | 35
2041 | 2 Clean-Tech Scenario | Storage | Calgary | 50 | 70
2041 | 2 Clean-Tech Scenario | Storage | Central | 290 | 285
2041 | 2 Clean-Tech Scenario | Storage | Edmonton | 70 | 80
2041 | 2 Clean-Tech Scenario | Storage | Northeast | 60 | 70
2041 | 2 Clean-Tech Scenario | Storage | Northwest | 80 | 75
2041 | 2 Clean-Tech Scenario | Storage | South | 715 | 745
2041 | 2 Clean-Tech Scenario | Wind | Central | 1359.4 | 1359.4
2041 | 2 Clean-Tech Scenario | Wind | South | 4087.9 | 4087.9
2021 | 3 Robust Scenario | Coal | Central | 155 | 155
2021 | 3 Robust Scenario | Coal | Edmonton | 3331 | 801
2021 | 3 Robust Scenario | Coal | South | 400
2021 | 3 Robust Scenario | Coal to Gas - Steam boiler | Central | 385 | 385
2021 | 3 Robust Scenario | Coal to Gas - Steam boiler | Edmonton | 401 | 2531
2021 | 3 Robust Scenario | Coal to Gas - Steam boiler | South | 400 | 800
2021 | 3 Robust Scenario | Cogeneration | Calgary | 12 | 12
2021 | 3 Robust Scenario | Cogeneration | Central | 1150 | 1150
2021 | 3 Robust Scenario | Cogeneration | Edmonton | 92 | 92
2021 | 3 Robust Scenario | Cogeneration | Northeast | 3569 | 3672
2021 | 3 Robust Scenario | Cogeneration | Northwest | 162 | 162
2021 | 3 Robust Scenario | Cogeneration | South | 100 | 100
2021 | 3 Robust Scenario | Combined Cycle | Calgary | 1300 | 1300
2021 | 3 Robust Scenario | Combined Cycle | Central
2021 | 3 Robust Scenario | Combined Cycle | Edmonton
2021 | 3 Robust Scenario | Combined Cycle | Northwest | 73 | 73
2021 | 3 Robust Scenario | Combined Cycle | South | 375 | 375
2021 | 3 Robust Scenario | Hydro | Central | 485 | 485
2021 | 3 Robust Scenario | Hydro | South | 409 | 409
2021 | 3 Robust Scenario | Other | Central | 50 | 50
2021 | 3 Robust Scenario | Other | Northeast | 149 | 149
2021 | 3 Robust Scenario | Other | Northwest | 182 | 182
2021 | 3 Robust Scenario | Other | South | 42 | 42
2021 | 3 Robust Scenario | Simple Cycle | Calgary | 144 | 144
2021 | 3 Robust Scenario | Simple Cycle | Central | 18 | 18
2021 | 3 Robust Scenario | Simple Cycle | Edmonton | 250 | 269.8
2021 | 3 Robust Scenario | Simple Cycle | Northwest | 650 | 666.7
2021 | 3 Robust Scenario | Simple Cycle | South | 64 | 108
2021 | 3 Robust Scenario | Solar | Calgary
2021 | 3 Robust Scenario | Solar | Central | 22 | 22
2021 | 3 Robust Scenario | Solar | Edmonton
2021 | 3 Robust Scenario | Solar | South | 214 | 797.5
2021 | 3 Robust Scenario | Solar/Storage | Central |  | 35
2021 | 3 Robust Scenario | Storage | Calgary
2021 | 3 Robust Scenario | Storage | Central
2021 | 3 Robust Scenario | Storage | Edmonton
2021 | 3 Robust Scenario | Storage | Northeast
2021 | 3 Robust Scenario | Storage | Northwest | 20 | 20
2021 | 3 Robust Scenario | Storage | South | 10 | 10
2021 | 3 Robust Scenario | Wind | Central | 261 | 261
2021 | 3 Robust Scenario | Wind | South | 1519.6 | 2092.5
2022 | 3 Robust Scenario | Coal | Central | 155 | 155
2022 | 3 Robust Scenario | Coal | Edmonton
2022 | 3 Robust Scenario | Coal | South
2022 | 3 Robust Scenario | Coal to Gas - Steam boiler | Central | 385 | 385
2022 | 3 Robust Scenario | Coal to Gas - Steam boiler | Edmonton | 2531 | 3120
2022 | 3 Robust Scenario | Coal to Gas - Steam boiler | South | 800 | 800
2022 | 3 Robust Scenario | Cogeneration | Calgary | 12 | 12
2022 | 3 Robust Scenario | Cogeneration | Central | 1150 | 1150
2022 | 3 Robust Scenario | Cogeneration | Edmonton | 92 | 92
2022 | 3 Robust Scenario | Cogeneration | Northeast | 3672 | 3672
2022 | 3 Robust Scenario | Cogeneration | Northwest | 162 | 162
2022 | 3 Robust Scenario | Cogeneration | South | 100 | 100
2022 | 3 Robust Scenario | Combined Cycle | Calgary | 1300 | 1300
2022 | 3 Robust Scenario | Combined Cycle | Central
2022 | 3 Robust Scenario | Combined Cycle | Edmonton
2022 | 3 Robust Scenario | Combined Cycle | Northwest | 73 | 73
2022 | 3 Robust Scenario | Combined Cycle | South | 375 | 375
2022 | 3 Robust Scenario | Hydro | Central | 485 | 485
2022 | 3 Robust Scenario | Hydro | South | 409 | 409
2022 | 3 Robust Scenario | Other | Central | 50 | 50
2022 | 3 Robust Scenario | Other | Northeast | 149 | 149
2022 | 3 Robust Scenario | Other | Northwest | 182 | 182
2022 | 3 Robust Scenario | Other | South | 42 | 42
2022 | 3 Robust Scenario | Simple Cycle | Calgary | 144 | 144
2022 | 3 Robust Scenario | Simple Cycle | Central | 18 | 18
2022 | 3 Robust Scenario | Simple Cycle | Edmonton | 269.8 | 269.8
2022 | 3 Robust Scenario | Simple Cycle | Northwest | 666.7 | 683.4
2022 | 3 Robust Scenario | Simple Cycle | South | 108 | 108
2022 | 3 Robust Scenario | Solar | Calgary
2022 | 3 Robust Scenario | Solar | Central | 22 | 22
2022 | 3 Robust Scenario | Solar | Edmonton
2022 | 3 Robust Scenario | Solar | South | 797.5 | 931.5
2022 | 3 Robust Scenario | Solar/Storage | Central | 35 | 35
2022 | 3 Robust Scenario | Storage | Calgary
2022 | 3 Robust Scenario | Storage | Central
2022 | 3 Robust Scenario | Storage | Edmonton |  | 5
2022 | 3 Robust Scenario | Storage | Northeast
2022 | 3 Robust Scenario | Storage | Northwest | 20 | 20
2022 | 3 Robust Scenario | Storage | South | 10 | 10
2022 | 3 Robust Scenario | Wind | Central | 261 | 529.4
2022 | 3 Robust Scenario | Wind | South | 2189.5 | 2827.9
2023 | 3 Robust Scenario | Coal | Central | 155 | 155
2023 | 3 Robust Scenario | Coal | Edmonton
2023 | 3 Robust Scenario | Coal | South
2023 | 3 Robust Scenario | Coal to Gas - Steam boiler | Central | 385 | 385
2023 | 3 Robust Scenario | Coal to Gas - Steam boiler | Edmonton | 3120 | 3120
2023 | 3 Robust Scenario | Coal to Gas - Steam boiler | South | 800 | 800
2023 | 3 Robust Scenario | Cogeneration | Calgary | 12 | 12
2023 | 3 Robust Scenario | Cogeneration | Central | 1150 | 1150
2023 | 3 Robust Scenario | Cogeneration | Edmonton | 92 | 92
2023 | 3 Robust Scenario | Cogeneration | Northeast | 3672 | 3672
2023 | 3 Robust Scenario | Cogeneration | Northwest | 162 | 162
2023 | 3 Robust Scenario | Cogeneration | South | 100 | 100
2023 | 3 Robust Scenario | Combined Cycle | Calgary | 1300 | 1300
2023 | 3 Robust Scenario | Combined Cycle | Central |  | 900
2023 | 3 Robust Scenario | Combined Cycle | Edmonton
2023 | 3 Robust Scenario | Combined Cycle | Northwest | 73 | 73
2023 | 3 Robust Scenario | Combined Cycle | South | 375 | 375
2023 | 3 Robust Scenario | Hydro | Central | 485 | 485
2023 | 3 Robust Scenario | Hydro | South | 409 | 409
2023 | 3 Robust Scenario | Other | Central | 50 | 50
2023 | 3 Robust Scenario | Other | Northeast | 149 | 149
2023 | 3 Robust Scenario | Other | Northwest | 182 | 182
2023 | 3 Robust Scenario | Other | South | 42 | 42
2023 | 3 Robust Scenario | Simple Cycle | Calgary | 144 | 144
2023 | 3 Robust Scenario | Simple Cycle | Central | 18 | 18
2023 | 3 Robust Scenario | Simple Cycle | Edmonton | 269.8 | 269.8
2023 | 3 Robust Scenario | Simple Cycle | Northwest | 683.4 | 683.4
2023 | 3 Robust Scenario | Simple Cycle | South | 108 | 124.7
2023 | 3 Robust Scenario | Solar | Calgary
2023 | 3 Robust Scenario | Solar | Central | 22 | 72
2023 | 3 Robust Scenario | Solar | Edmonton
2023 | 3 Robust Scenario | Solar | South | 931.5 | 931.5
2023 | 3 Robust Scenario | Solar/Storage | Central | 35 | 35
2023 | 3 Robust Scenario | Storage | Calgary
2023 | 3 Robust Scenario | Storage | Central
2023 | 3 Robust Scenario | Storage | Edmonton | 5 | 5
2023 | 3 Robust Scenario | Storage | Northeast
2023 | 3 Robust Scenario | Storage | Northwest | 20 | 20
2023 | 3 Robust Scenario | Storage | South | 10 | 15
2023 | 3 Robust Scenario | Wind | Central | 529.4 | 529.4
2023 | 3 Robust Scenario | Wind | South | 2827.9 | 2827.9
2024 | 3 Robust Scenario | Coal | Central | 155 | 155
2024 | 3 Robust Scenario | Coal | Edmonton
2024 | 3 Robust Scenario | Coal | South
2024 | 3 Robust Scenario | Coal to Gas - Steam boiler | Central | 385 | 385
2024 | 3 Robust Scenario | Coal to Gas - Steam boiler | Edmonton | 3120 | 3120
2024 | 3 Robust Scenario | Coal to Gas - Steam boiler | South | 800 | 800
2024 | 3 Robust Scenario | Cogeneration | Calgary | 12 | 12
2024 | 3 Robust Scenario | Cogeneration | Central | 1150 | 1195
2024 | 3 Robust Scenario | Cogeneration | Edmonton | 92 | 92
2024 | 3 Robust Scenario | Cogeneration | Northeast | 3672 | 4478
2024 | 3 Robust Scenario | Cogeneration | Northwest | 162 | 162
2024 | 3 Robust Scenario | Cogeneration | South | 100 | 100
2024 | 3 Robust Scenario | Combined Cycle | Calgary | 1300 | 1300
2024 | 3 Robust Scenario | Combined Cycle | Central | 900 | 900
2024 | 3 Robust Scenario | Combined Cycle | Edmonton
2024 | 3 Robust Scenario | Combined Cycle | Northwest | 73 | 73
2024 | 3 Robust Scenario | Combined Cycle | South | 375 | 375
2024 | 3 Robust Scenario | Hydro | Central | 485 | 485
2024 | 3 Robust Scenario | Hydro | South | 409 | 409
2024 | 3 Robust Scenario | Other | Central | 50 | 50
2024 | 3 Robust Scenario | Other | Northeast | 149 | 149
2024 | 3 Robust Scenario | Other | Northwest | 182 | 182
2024 | 3 Robust Scenario | Other | South | 42 | 42
2024 | 3 Robust Scenario | Simple Cycle | Calgary | 144 | 144
2024 | 3 Robust Scenario | Simple Cycle | Central | 18 | 18
2024 | 3 Robust Scenario | Simple Cycle | Edmonton | 269.8 | 269.8
2024 | 3 Robust Scenario | Simple Cycle | Northwest | 683.4 | 683.4
2024 | 3 Robust Scenario | Simple Cycle | South | 124.7 | 141.4
2024 | 3 Robust Scenario | Solar | Calgary
2024 | 3 Robust Scenario | Solar | Central | 72 | 72
2024 | 3 Robust Scenario | Solar | Edmonton
2024 | 3 Robust Scenario | Solar | South | 931.5 | 931.5
2024 | 3 Robust Scenario | Solar/Storage | Central | 35 | 35
2024 | 3 Robust Scenario | Storage | Calgary
2024 | 3 Robust Scenario | Storage | Central |  | 5
2024 | 3 Robust Scenario | Storage | Edmonton | 5 | 5
2024 | 3 Robust Scenario | Storage | Northeast
2024 | 3 Robust Scenario | Storage | Northwest | 20 | 20
2024 | 3 Robust Scenario | Storage | South | 15 | 15
2024 | 3 Robust Scenario | Wind | Central | 529.4 | 529.4
2024 | 3 Robust Scenario | Wind | South | 2827.9 | 2827.9
2025 | 3 Robust Scenario | Coal | Central | 155 | 155
2025 | 3 Robust Scenario | Coal | Edmonton
2025 | 3 Robust Scenario | Coal | South
2025 | 3 Robust Scenario | Coal to Gas - Steam boiler | Central | 385 | 385
2025 | 3 Robust Scenario | Coal to Gas - Steam boiler | Edmonton | 3120 | 3120
2025 | 3 Robust Scenario | Coal to Gas - Steam boiler | South | 800 | 800
2025 | 3 Robust Scenario | Cogeneration | Calgary | 12 | 12
2025 | 3 Robust Scenario | Cogeneration | Central | 1195 | 1195
2025 | 3 Robust Scenario | Cogeneration | Edmonton | 92 | 92
2025 | 3 Robust Scenario | Cogeneration | Northeast | 4478 | 4613
2025 | 3 Robust Scenario | Cogeneration | Northwest | 162 | 162
2025 | 3 Robust Scenario | Cogeneration | South | 100 | 100
2025 | 3 Robust Scenario | Combined Cycle | Calgary | 1300 | 1300
2025 | 3 Robust Scenario | Combined Cycle | Central | 900 | 900
2025 | 3 Robust Scenario | Combined Cycle | Edmonton
2025 | 3 Robust Scenario | Combined Cycle | Northwest | 73 | 73
2025 | 3 Robust Scenario | Combined Cycle | South | 375 | 375
2025 | 3 Robust Scenario | Hydro | Central | 485 | 485
2025 | 3 Robust Scenario | Hydro | South | 409 | 409
2025 | 3 Robust Scenario | Other | Central | 50 | 50
2025 | 3 Robust Scenario | Other | Northeast | 149 | 149
2025 | 3 Robust Scenario | Other | Northwest | 182 | 182
2025 | 3 Robust Scenario | Other | South | 42 | 42
2025 | 3 Robust Scenario | Simple Cycle | Calgary | 144 | 144
2025 | 3 Robust Scenario | Simple Cycle | Central | 18 | 34.7
2025 | 3 Robust Scenario | Simple Cycle | Edmonton | 269.8 | 269.8
2025 | 3 Robust Scenario | Simple Cycle | Northwest | 683.4 | 683.4
2025 | 3 Robust Scenario | Simple Cycle | South | 141.4 | 141.4
2025 | 3 Robust Scenario | Solar | Calgary
2025 | 3 Robust Scenario | Solar | Central | 72 | 72
2025 | 3 Robust Scenario | Solar | Edmonton
2025 | 3 Robust Scenario | Solar | South | 931.5 | 931.5
2025 | 3 Robust Scenario | Solar/Storage | Central | 35 | 35
2025 | 3 Robust Scenario | Storage | Calgary
2025 | 3 Robust Scenario | Storage | Central | 5 | 5
2025 | 3 Robust Scenario | Storage | Edmonton | 5 | 5
2025 | 3 Robust Scenario | Storage | Northeast
2025 | 3 Robust Scenario | Storage | Northwest | 20 | 20
2025 | 3 Robust Scenario | Storage | South | 15 | 15
2025 | 3 Robust Scenario | Wind | Central | 529.4 | 529.4
2025 | 3 Robust Scenario | Wind | South | 2827.9 | 2827.9
2026 | 3 Robust Scenario | Coal | Central
2026 | 3 Robust Scenario | Coal | Edmonton
2026 | 3 Robust Scenario | Coal | South
2026 | 3 Robust Scenario | Coal to Gas - Steam boiler | Central | 385 | 385
2026 | 3 Robust Scenario | Coal to Gas - Steam boiler | Edmonton | 3120 | 3120
2026 | 3 Robust Scenario | Coal to Gas - Steam boiler | South | 800 | 800
2026 | 3 Robust Scenario | Cogeneration | Calgary | 12 | 12
2026 | 3 Robust Scenario | Cogeneration | Central | 1195 | 1240
2026 | 3 Robust Scenario | Cogeneration | Edmonton | 92 | 92
2026 | 3 Robust Scenario | Cogeneration | Northeast | 4613 | 4793
2026 | 3 Robust Scenario | Cogeneration | Northwest | 162 | 162
2026 | 3 Robust Scenario | Cogeneration | South | 100 | 100
2026 | 3 Robust Scenario | Combined Cycle | Calgary | 1300 | 1300
2026 | 3 Robust Scenario | Combined Cycle | Central | 900 | 900
2026 | 3 Robust Scenario | Combined Cycle | Edmonton
2026 | 3 Robust Scenario | Combined Cycle | Northwest | 73 | 73
2026 | 3 Robust Scenario | Combined Cycle | South | 375 | 375
2026 | 3 Robust Scenario | Hydro | Central | 485 | 485
2026 | 3 Robust Scenario | Hydro | South | 409 | 409
2026 | 3 Robust Scenario | Other | Central | 50 | 50
2026 | 3 Robust Scenario | Other | Northeast | 149 | 149
2026 | 3 Robust Scenario | Other | Northwest | 182 | 182
2026 | 3 Robust Scenario | Other | South | 42 | 42
2026 | 3 Robust Scenario | Simple Cycle | Calgary | 144 | 144
2026 | 3 Robust Scenario | Simple Cycle | Central | 34.7 | 51.4
2026 | 3 Robust Scenario | Simple Cycle | Edmonton | 269.8 | 269.8
2026 | 3 Robust Scenario | Simple Cycle | Northwest | 683.4 | 683.4
2026 | 3 Robust Scenario | Simple Cycle | South | 141.4 | 141.4
2026 | 3 Robust Scenario | Solar | Calgary |  | 10
2026 | 3 Robust Scenario | Solar | Central | 72 | 82
2026 | 3 Robust Scenario | Solar | Edmonton |  | 10
2026 | 3 Robust Scenario | Solar | South | 931.5 | 961.5
2026 | 3 Robust Scenario | Solar/Storage | Central | 35 | 35
2026 | 3 Robust Scenario | Storage | Calgary
2026 | 3 Robust Scenario | Storage | Central | 5 | 5
2026 | 3 Robust Scenario | Storage | Edmonton | 5 | 5
2026 | 3 Robust Scenario | Storage | Northeast
2026 | 3 Robust Scenario | Storage | Northwest | 20 | 20
2026 | 3 Robust Scenario | Storage | South | 15 | 15
2026 | 3 Robust Scenario | Wind | Central | 529.4 | 729.4
2026 | 3 Robust Scenario | Wind | South | 2827.9 | 3257.9
2027 | 3 Robust Scenario | Coal | Central
2027 | 3 Robust Scenario | Coal | Edmonton
2027 | 3 Robust Scenario | Coal | South
2027 | 3 Robust Scenario | Coal to Gas - Steam boiler | Central | 385 | 385
2027 | 3 Robust Scenario | Coal to Gas - Steam boiler | Edmonton | 3120 | 3120
2027 | 3 Robust Scenario | Coal to Gas - Steam boiler | South | 800 | 800
2027 | 3 Robust Scenario | Cogeneration | Calgary | 12 | 12
2027 | 3 Robust Scenario | Cogeneration | Central | 1240 | 1240
2027 | 3 Robust Scenario | Cogeneration | Edmonton | 92 | 92
2027 | 3 Robust Scenario | Cogeneration | Northeast | 4793 | 4973
2027 | 3 Robust Scenario | Cogeneration | Northwest | 162 | 162
2027 | 3 Robust Scenario | Cogeneration | South | 100 | 100
2027 | 3 Robust Scenario | Combined Cycle | Calgary | 1300 | 1300
2027 | 3 Robust Scenario | Combined Cycle | Central | 900 | 900
2027 | 3 Robust Scenario | Combined Cycle | Edmonton
2027 | 3 Robust Scenario | Combined Cycle | Northwest | 73 | 73
2027 | 3 Robust Scenario | Combined Cycle | South | 375 | 375
2027 | 3 Robust Scenario | Hydro | Central | 485 | 485
2027 | 3 Robust Scenario | Hydro | South | 409 | 409
2027 | 3 Robust Scenario | Other | Central | 50 | 50
2027 | 3 Robust Scenario | Other | Northeast | 149 | 149
2027 | 3 Robust Scenario | Other | Northwest | 182 | 182
2027 | 3 Robust Scenario | Other | South | 42 | 42
2027 | 3 Robust Scenario | Simple Cycle | Calgary | 144 | 144
2027 | 3 Robust Scenario | Simple Cycle | Central | 51.4 | 51.4
2027 | 3 Robust Scenario | Simple Cycle | Edmonton | 269.8 | 269.8
2027 | 3 Robust Scenario | Simple Cycle | Northwest | 683.4 | 700.1
2027 | 3 Robust Scenario | Simple Cycle | South | 141.4 | 141.4
2027 | 3 Robust Scenario | Solar | Calgary | 10 | 10
2027 | 3 Robust Scenario | Solar | Central | 82 | 82
2027 | 3 Robust Scenario | Solar | Edmonton | 10 | 10
2027 | 3 Robust Scenario | Solar | South | 961.5 | 961.5
2027 | 3 Robust Scenario | Solar/Storage | Central | 35 | 35
2027 | 3 Robust Scenario | Storage | Calgary
2027 | 3 Robust Scenario | Storage | Central | 5 | 5
2027 | 3 Robust Scenario | Storage | Edmonton | 5 | 5
2027 | 3 Robust Scenario | Storage | Northeast
2027 | 3 Robust Scenario | Storage | Northwest | 20 | 25
2027 | 3 Robust Scenario | Storage | South | 15 | 20
2027 | 3 Robust Scenario | Wind | Central | 729.4 | 789.4
2027 | 3 Robust Scenario | Wind | South | 3257.9 | 3577.9
2028 | 3 Robust Scenario | Coal | Central
2028 | 3 Robust Scenario | Coal | Edmonton
2028 | 3 Robust Scenario | Coal | South
2028 | 3 Robust Scenario | Coal to Gas - Steam boiler | Central | 385 | 385
2028 | 3 Robust Scenario | Coal to Gas - Steam boiler | Edmonton | 3007 | 3007
2028 | 3 Robust Scenario | Coal to Gas - Steam boiler | South | 800 | 800
2028 | 3 Robust Scenario | Cogeneration | Calgary | 12 | 12
2028 | 3 Robust Scenario | Cogeneration | Central | 1240 | 1240
2028 | 3 Robust Scenario | Cogeneration | Edmonton | 92 | 92
2028 | 3 Robust Scenario | Cogeneration | Northeast | 4973 | 5198
2028 | 3 Robust Scenario | Cogeneration | Northwest | 162 | 162
2028 | 3 Robust Scenario | Cogeneration | South | 100 | 100
2028 | 3 Robust Scenario | Combined Cycle | Calgary | 1300 | 1300
2028 | 3 Robust Scenario | Combined Cycle | Central | 900 | 900
2028 | 3 Robust Scenario | Combined Cycle | Edmonton
2028 | 3 Robust Scenario | Combined Cycle | Northwest | 73 | 73
2028 | 3 Robust Scenario | Combined Cycle | South | 375 | 375
2028 | 3 Robust Scenario | Hydro | Central | 485 | 485
2028 | 3 Robust Scenario | Hydro | South | 409 | 409
2028 | 3 Robust Scenario | Other | Central | 50 | 50
2028 | 3 Robust Scenario | Other | Northeast | 149 | 149
2028 | 3 Robust Scenario | Other | Northwest | 182 | 182
2028 | 3 Robust Scenario | Other | South | 42 | 42
2028 | 3 Robust Scenario | Simple Cycle | Calgary | 144 | 144
2028 | 3 Robust Scenario | Simple Cycle | Central | 51.4 | 51.4
2028 | 3 Robust Scenario | Simple Cycle | Edmonton | 269.8 | 269.8
2028 | 3 Robust Scenario | Simple Cycle | Northwest | 700.1 | 700.1
2028 | 3 Robust Scenario | Simple Cycle | South | 141.4 | 158.1
2028 | 3 Robust Scenario | Solar | Calgary | 10 | 20
2028 | 3 Robust Scenario | Solar | Central | 82 | 82
2028 | 3 Robust Scenario | Solar | Edmonton | 10 | 20
2028 | 3 Robust Scenario | Solar | South | 961.5 | 961.5
2028 | 3 Robust Scenario | Solar/Storage | Central | 35 | 35
2028 | 3 Robust Scenario | Storage | Calgary
2028 | 3 Robust Scenario | Storage | Central | 5 | 5
2028 | 3 Robust Scenario | Storage | Edmonton | 5 | 5
2028 | 3 Robust Scenario | Storage | Northeast
2028 | 3 Robust Scenario | Storage | Northwest | 25 | 25
2028 | 3 Robust Scenario | Storage | South | 20 | 20
2028 | 3 Robust Scenario | Wind | Central | 789.4 | 789.4
2028 | 3 Robust Scenario | Wind | South | 3577.9 | 3727.9
2029 | 3 Robust Scenario | Coal | Central
2029 | 3 Robust Scenario | Coal | Edmonton
2029 | 3 Robust Scenario | Coal | South
2029 | 3 Robust Scenario | Coal to Gas - Steam boiler | Central | 385 | 385
2029 | 3 Robust Scenario | Coal to Gas - Steam boiler | Edmonton | 3007 | 3007
2029 | 3 Robust Scenario | Coal to Gas - Steam boiler | South | 800 | 800
2029 | 3 Robust Scenario | Cogeneration | Calgary | 12 | 12
2029 | 3 Robust Scenario | Cogeneration | Central | 1240 | 1240
2029 | 3 Robust Scenario | Cogeneration | Edmonton | 92 | 92
2029 | 3 Robust Scenario | Cogeneration | Northeast | 5198 | 5378
2029 | 3 Robust Scenario | Cogeneration | Northwest | 162 | 162
2029 | 3 Robust Scenario | Cogeneration | South | 100 | 100
2029 | 3 Robust Scenario | Combined Cycle | Calgary | 1300 | 1300
2029 | 3 Robust Scenario | Combined Cycle | Central | 900 | 900
2029 | 3 Robust Scenario | Combined Cycle | Edmonton
2029 | 3 Robust Scenario | Combined Cycle | Northwest | 73 | 73
2029 | 3 Robust Scenario | Combined Cycle | South | 375 | 375
2029 | 3 Robust Scenario | Hydro | Central | 485 | 485
2029 | 3 Robust Scenario | Hydro | South | 409 | 409
2029 | 3 Robust Scenario | Other | Central | 50 | 50
2029 | 3 Robust Scenario | Other | Northeast | 149 | 149
2029 | 3 Robust Scenario | Other | Northwest | 182 | 182
2029 | 3 Robust Scenario | Other | South | 42 | 42
2029 | 3 Robust Scenario | Simple Cycle | Calgary | 144 | 144
2029 | 3 Robust Scenario | Simple Cycle | Central | 51.4 | 68.1
2029 | 3 Robust Scenario | Simple Cycle | Edmonton | 269.8 | 269.8
2029 | 3 Robust Scenario | Simple Cycle | Northwest | 700.1 | 700.1
2029 | 3 Robust Scenario | Simple Cycle | South | 158.1 | 158.1
2029 | 3 Robust Scenario | Solar | Calgary | 20 | 20
2029 | 3 Robust Scenario | Solar | Central | 82 | 82
2029 | 3 Robust Scenario | Solar | Edmonton | 20 | 20
2029 | 3 Robust Scenario | Solar | South | 961.5 | 961.5
2029 | 3 Robust Scenario | Solar/Storage | Central | 35 | 35
2029 | 3 Robust Scenario | Storage | Calgary
2029 | 3 Robust Scenario | Storage | Central | 5 | 10
2029 | 3 Robust Scenario | Storage | Edmonton | 5 | 10
2029 | 3 Robust Scenario | Storage | Northeast
2029 | 3 Robust Scenario | Storage | Northwest | 25 | 25
2029 | 3 Robust Scenario | Storage | South | 20 | 20
2029 | 3 Robust Scenario | Wind | Central | 789.4 | 789.4
2029 | 3 Robust Scenario | Wind | South | 3727.9 | 3727.9
2030 | 3 Robust Scenario | Coal | Central
2030 | 3 Robust Scenario | Coal | Edmonton
2030 | 3 Robust Scenario | Coal | South
2030 | 3 Robust Scenario | Coal to Gas - Steam boiler | Central | 385 | 385
2030 | 3 Robust Scenario | Coal to Gas - Steam boiler | Edmonton | 2937 | 2937
2030 | 3 Robust Scenario | Coal to Gas - Steam boiler | South | 800 | 800
2030 | 3 Robust Scenario | Cogeneration | Calgary | 12 | 12
2030 | 3 Robust Scenario | Cogeneration | Central | 1240 | 1240
2030 | 3 Robust Scenario | Cogeneration | Edmonton | 92 | 92
2030 | 3 Robust Scenario | Cogeneration | Northeast | 5378 | 5603
2030 | 3 Robust Scenario | Cogeneration | Northwest | 162 | 162
2030 | 3 Robust Scenario | Cogeneration | South | 100 | 100
2030 | 3 Robust Scenario | Combined Cycle | Calgary | 1300 | 1300
2030 | 3 Robust Scenario | Combined Cycle | Central | 900 | 900
2030 | 3 Robust Scenario | Combined Cycle | Edmonton
2030 | 3 Robust Scenario | Combined Cycle | Northwest | 73 | 73
2030 | 3 Robust Scenario | Combined Cycle | South | 375 | 375
2030 | 3 Robust Scenario | Hydro | Central | 485 | 485
2030 | 3 Robust Scenario | Hydro | South | 409 | 409
2030 | 3 Robust Scenario | Other | Central | 50 | 50
2030 | 3 Robust Scenario | Other | Northeast | 149 | 149
2030 | 3 Robust Scenario | Other | Northwest | 182 | 182
2030 | 3 Robust Scenario | Other | South | 42 | 42
2030 | 3 Robust Scenario | Simple Cycle | Calgary | 144 | 144
2030 | 3 Robust Scenario | Simple Cycle | Central | 68.1 | 68.1
2030 | 3 Robust Scenario | Simple Cycle | Edmonton | 269.8 | 269.8
2030 | 3 Robust Scenario | Simple Cycle | Northwest | 700.1 | 716.8
2030 | 3 Robust Scenario | Simple Cycle | South | 158.1 | 158.1
2030 | 3 Robust Scenario | Solar | Calgary | 20 | 20
2030 | 3 Robust Scenario | Solar | Central | 82 | 82
2030 | 3 Robust Scenario | Solar | Edmonton | 20 | 20
2030 | 3 Robust Scenario | Solar | South | 961.5 | 961.5
2030 | 3 Robust Scenario | Solar/Storage | Central | 35 | 35
2030 | 3 Robust Scenario | Storage | Calgary
2030 | 3 Robust Scenario | Storage | Central | 10 | 10
2030 | 3 Robust Scenario | Storage | Edmonton | 10 | 10
2030 | 3 Robust Scenario | Storage | Northeast
2030 | 3 Robust Scenario | Storage | Northwest | 25 | 25
2030 | 3 Robust Scenario | Storage | South | 20 | 20
2030 | 3 Robust Scenario | Wind | Central | 789.4 | 789.4
2030 | 3 Robust Scenario | Wind | South | 3727.9 | 3727.9
2031 | 3 Robust Scenario | Coal | Central
2031 | 3 Robust Scenario | Coal | Edmonton
2031 | 3 Robust Scenario | Coal | South
2031 | 3 Robust Scenario | Coal to Gas - Steam boiler | Central | 385 | 385
2031 | 3 Robust Scenario | Coal to Gas - Steam boiler | Edmonton | 2937 | 2937
2031 | 3 Robust Scenario | Coal to Gas - Steam boiler | South | 800 | 800
2031 | 3 Robust Scenario | Cogeneration | Calgary | 12 | 12
2031 | 3 Robust Scenario | Cogeneration | Central | 1240 | 1240
2031 | 3 Robust Scenario | Cogeneration | Edmonton | 92 | 92
2031 | 3 Robust Scenario | Cogeneration | Northeast | 5603 | 5693
2031 | 3 Robust Scenario | Cogeneration | Northwest | 162 | 162
2031 | 3 Robust Scenario | Cogeneration | South | 100 | 100
2031 | 3 Robust Scenario | Combined Cycle | Calgary | 1300 | 1300
2031 | 3 Robust Scenario | Combined Cycle | Central | 900 | 900
2031 | 3 Robust Scenario | Combined Cycle | Edmonton
2031 | 3 Robust Scenario | Combined Cycle | Northwest | 73 | 73
2031 | 3 Robust Scenario | Combined Cycle | South | 375 | 375
2031 | 3 Robust Scenario | Hydro | Central | 485 | 485
2031 | 3 Robust Scenario | Hydro | South | 409 | 409
2031 | 3 Robust Scenario | Other | Central | 50 | 50
2031 | 3 Robust Scenario | Other | Northeast | 149 | 149
2031 | 3 Robust Scenario | Other | Northwest | 182 | 182
2031 | 3 Robust Scenario | Other | South | 42 | 42
2031 | 3 Robust Scenario | Simple Cycle | Calgary | 144 | 144
2031 | 3 Robust Scenario | Simple Cycle | Central | 68.1 | 68.1
2031 | 3 Robust Scenario | Simple Cycle | Edmonton | 269.8 | 269.8
2031 | 3 Robust Scenario | Simple Cycle | Northwest | 716.8 | 716.8
2031 | 3 Robust Scenario | Simple Cycle | South | 152.1 | 152.1
2031 | 3 Robust Scenario | Solar | Calgary | 20 | 20
2031 | 3 Robust Scenario | Solar | Central | 82 | 112
2031 | 3 Robust Scenario | Solar | Edmonton | 20 | 20
2031 | 3 Robust Scenario | Solar | South | 961.5 | 1061.5
2031 | 3 Robust Scenario | Solar/Storage | Central | 35 | 35
2031 | 3 Robust Scenario | Storage | Calgary
2031 | 3 Robust Scenario | Storage | Central | 10 | 10
2031 | 3 Robust Scenario | Storage | Edmonton | 10 | 10
2031 | 3 Robust Scenario | Storage | Northeast
2031 | 3 Robust Scenario | Storage | Northwest | 25 | 25
2031 | 3 Robust Scenario | Storage | South | 20 | 20
2031 | 3 Robust Scenario | Wind | Central | 789.4 | 789.4
2031 | 3 Robust Scenario | Wind | South | 3727.9 | 3737.9
2032 | 3 Robust Scenario | Coal | Central
2032 | 3 Robust Scenario | Coal | Edmonton
2032 | 3 Robust Scenario | Coal | South
2032 | 3 Robust Scenario | Coal to Gas - Steam boiler | Central | 385 | 385
2032 | 3 Robust Scenario | Coal to Gas - Steam boiler | Edmonton | 2937 | 2937
2032 | 3 Robust Scenario | Coal to Gas - Steam boiler | South | 800 | 800
2032 | 3 Robust Scenario | Cogeneration | Calgary | 12 | 12
2032 | 3 Robust Scenario | Cogeneration | Central | 1240 | 1240
2032 | 3 Robust Scenario | Cogeneration | Edmonton | 92 | 92
2032 | 3 Robust Scenario | Cogeneration | Northeast | 5693 | 5738
2032 | 3 Robust Scenario | Cogeneration | Northwest | 162 | 162
2032 | 3 Robust Scenario | Cogeneration | South | 100 | 100
2032 | 3 Robust Scenario | Combined Cycle | Calgary | 1300 | 1300
2032 | 3 Robust Scenario | Combined Cycle | Central | 900 | 900
2032 | 3 Robust Scenario | Combined Cycle | Edmonton
2032 | 3 Robust Scenario | Combined Cycle | Northwest | 73 | 73
2032 | 3 Robust Scenario | Combined Cycle | South | 375 | 375
2032 | 3 Robust Scenario | Hydro | Central | 485 | 485
2032 | 3 Robust Scenario | Hydro | South | 409 | 409
2032 | 3 Robust Scenario | Other | Central | 50 | 50
2032 | 3 Robust Scenario | Other | Northeast | 149 | 149
2032 | 3 Robust Scenario | Other | Northwest | 182 | 182
2032 | 3 Robust Scenario | Other | South | 42 | 42
2032 | 3 Robust Scenario | Simple Cycle | Calgary | 144 | 144
2032 | 3 Robust Scenario | Simple Cycle | Central | 68.1 | 114.6
2032 | 3 Robust Scenario | Simple Cycle | Edmonton | 269.8 | 269.8
2032 | 3 Robust Scenario | Simple Cycle | Northwest | 716.8 | 716.8
2032 | 3 Robust Scenario | Simple Cycle | South | 152.1 | 152.1
2032 | 3 Robust Scenario | Solar | Calgary | 20 | 40
2032 | 3 Robust Scenario | Solar | Central | 112 | 122
2032 | 3 Robust Scenario | Solar | Edmonton | 20 | 40
2032 | 3 Robust Scenario | Solar | South | 1061.5 | 1091.5
2032 | 3 Robust Scenario | Solar/Storage | Central | 35 | 35
2032 | 3 Robust Scenario | Storage | Calgary |  | 5
2032 | 3 Robust Scenario | Storage | Central | 10 | 10
2032 | 3 Robust Scenario | Storage | Edmonton | 10 | 10
2032 | 3 Robust Scenario | Storage | Northeast
2032 | 3 Robust Scenario | Storage | Northwest | 25 | 25
2032 | 3 Robust Scenario | Storage | South | 20 | 25
2032 | 3 Robust Scenario | Wind | Central | 789.4 | 839.4
2032 | 3 Robust Scenario | Wind | South | 3737.9 | 3737.9
2033 | 3 Robust Scenario | Coal | Central
2033 | 3 Robust Scenario | Coal | Edmonton
2033 | 3 Robust Scenario | Coal | South
2033 | 3 Robust Scenario | Coal to Gas - Steam boiler | Central
2033 | 3 Robust Scenario | Coal to Gas - Steam boiler | Edmonton | 2937 | 2937
2033 | 3 Robust Scenario | Coal to Gas - Steam boiler | South | 800 | 800
2033 | 3 Robust Scenario | Cogeneration | Calgary | 12 | 12
2033 | 3 Robust Scenario | Cogeneration | Central | 1240 | 1240
2033 | 3 Robust Scenario | Cogeneration | Edmonton | 92 | 92
2033 | 3 Robust Scenario | Cogeneration | Northeast | 5738 | 5873
2033 | 3 Robust Scenario | Cogeneration | Northwest | 162 | 162
2033 | 3 Robust Scenario | Cogeneration | South | 100 | 100
2033 | 3 Robust Scenario | Combined Cycle | Calgary | 1300 | 1300
2033 | 3 Robust Scenario | Combined Cycle | Central | 900 | 900
2033 | 3 Robust Scenario | Combined Cycle | Edmonton
2033 | 3 Robust Scenario | Combined Cycle | Northwest | 73 | 73
2033 | 3 Robust Scenario | Combined Cycle | South | 375 | 375
2033 | 3 Robust Scenario | Hydro | Central | 485 | 485
2033 | 3 Robust Scenario | Hydro | South | 409 | 409
2033 | 3 Robust Scenario | Other | Central | 50 | 50
2033 | 3 Robust Scenario | Other | Northeast | 149 | 149
2033 | 3 Robust Scenario | Other | Northwest | 182 | 182
2033 | 3 Robust Scenario | Other | South | 42 | 42
2033 | 3 Robust Scenario | Simple Cycle | Calgary | 144 | 144
2033 | 3 Robust Scenario | Simple Cycle | Central | 114.6 | 114.6
2033 | 3 Robust Scenario | Simple Cycle | Edmonton | 269.8 | 269.8
2033 | 3 Robust Scenario | Simple Cycle | Northwest | 716.8 | 716.8
2033 | 3 Robust Scenario | Simple Cycle | South | 152.1 | 152.1
2033 | 3 Robust Scenario | Solar | Calgary | 40 | 60
2033 | 3 Robust Scenario | Solar | Central | 122 | 192
2033 | 3 Robust Scenario | Solar | Edmonton | 40 | 60
2033 | 3 Robust Scenario | Solar | South | 1091.5 | 1111.5
2033 | 3 Robust Scenario | Solar/Storage | Central | 35 | 35
2033 | 3 Robust Scenario | Storage | Calgary | 5 | 5
2033 | 3 Robust Scenario | Storage | Central | 10 | 10
2033 | 3 Robust Scenario | Storage | Edmonton | 10 | 10
2033 | 3 Robust Scenario | Storage | Northeast
2033 | 3 Robust Scenario | Storage | Northwest | 25 | 25
2033 | 3 Robust Scenario | Storage | South | 25 | 25
2033 | 3 Robust Scenario | Wind | Central | 839.4 | 839.4
2033 | 3 Robust Scenario | Wind | South | 3737.9 | 3737.9
2034 | 3 Robust Scenario | Coal | Central
2034 | 3 Robust Scenario | Coal | Edmonton
2034 | 3 Robust Scenario | Coal | South
2034 | 3 Robust Scenario | Coal to Gas - Steam boiler | Central
2034 | 3 Robust Scenario | Coal to Gas - Steam boiler | Edmonton | 2130 | 2130
2034 | 3 Robust Scenario | Coal to Gas - Steam boiler | South | 800 | 800
2034 | 3 Robust Scenario | Cogeneration | Calgary | 12 | 12
2034 | 3 Robust Scenario | Cogeneration | Central | 1240 | 1240
2034 | 3 Robust Scenario | Cogeneration | Edmonton | 92 | 92
2034 | 3 Robust Scenario | Cogeneration | Northeast | 5873 | 5918
2034 | 3 Robust Scenario | Cogeneration | Northwest | 162 | 162
2034 | 3 Robust Scenario | Cogeneration | South | 100 | 100
2034 | 3 Robust Scenario | Combined Cycle | Calgary | 1300 | 1300
2034 | 3 Robust Scenario | Combined Cycle | Central | 900 | 900
2034 | 3 Robust Scenario | Combined Cycle | Edmonton
2034 | 3 Robust Scenario | Combined Cycle | Northwest | 73 | 73
2034 | 3 Robust Scenario | Combined Cycle | South | 375 | 375
2034 | 3 Robust Scenario | Hydro | Central | 485 | 485
2034 | 3 Robust Scenario | Hydro | South | 409 | 409
2034 | 3 Robust Scenario | Other | Central | 50 | 50
2034 | 3 Robust Scenario | Other | Northeast | 149 | 149
2034 | 3 Robust Scenario | Other | Northwest | 182 | 182
2034 | 3 Robust Scenario | Other | South | 42 | 42
2034 | 3 Robust Scenario | Simple Cycle | Calgary | 144 | 144
2034 | 3 Robust Scenario | Simple Cycle | Central | 114.6 | 114.6
2034 | 3 Robust Scenario | Simple Cycle | Edmonton | 269.8 | 269.8
2034 | 3 Robust Scenario | Simple Cycle | Northwest | 716.8 | 716.8
2034 | 3 Robust Scenario | Simple Cycle | South | 152.1 | 152.1
2034 | 3 Robust Scenario | Solar | Calgary | 60 | 60
2034 | 3 Robust Scenario | Solar | Central | 192 | 192
2034 | 3 Robust Scenario | Solar | Edmonton | 60 | 60
2034 | 3 Robust Scenario | Solar | South | 1111.5 | 1111.5
2034 | 3 Robust Scenario | Solar/Storage | Central | 35 | 35
2034 | 3 Robust Scenario | Storage | Calgary | 5 | 5
2034 | 3 Robust Scenario | Storage | Central | 10 | 15
2034 | 3 Robust Scenario | Storage | Edmonton | 10 | 15
2034 | 3 Robust Scenario | Storage | Northeast
2034 | 3 Robust Scenario | Storage | Northwest | 25 | 25
2034 | 3 Robust Scenario | Storage | South | 25 | 25
2034 | 3 Robust Scenario | Wind | Central | 839.4 | 889.4
2034 | 3 Robust Scenario | Wind | South | 3737.9 | 3737.9
2035 | 3 Robust Scenario | Coal | Central
2035 | 3 Robust Scenario | Coal | Edmonton
2035 | 3 Robust Scenario | Coal | South
2035 | 3 Robust Scenario | Coal to Gas - Steam boiler | Central
2035 | 3 Robust Scenario | Coal to Gas - Steam boiler | Edmonton | 1735 | 1735
2035 | 3 Robust Scenario | Coal to Gas - Steam boiler | South | 800 | 800
2035 | 3 Robust Scenario | Cogeneration | Calgary | 12 | 12
2035 | 3 Robust Scenario | Cogeneration | Central | 1240 | 1240
2035 | 3 Robust Scenario | Cogeneration | Edmonton | 92 | 92
2035 | 3 Robust Scenario | Cogeneration | Northeast | 5918 | 6053
2035 | 3 Robust Scenario | Cogeneration | Northwest | 162 | 162
2035 | 3 Robust Scenario | Cogeneration | South | 100 | 100
2035 | 3 Robust Scenario | Combined Cycle | Calgary | 1300 | 1300
2035 | 3 Robust Scenario | Combined Cycle | Central | 900 | 900
2035 | 3 Robust Scenario | Combined Cycle | Edmonton
2035 | 3 Robust Scenario | Combined Cycle | Northwest | 73 | 73
2035 | 3 Robust Scenario | Combined Cycle | South | 375 | 375
2035 | 3 Robust Scenario | Hydro | Central | 485 | 485
2035 | 3 Robust Scenario | Hydro | South | 409 | 409
2035 | 3 Robust Scenario | Other | Central | 50 | 50
2035 | 3 Robust Scenario | Other | Northeast | 149 | 149
2035 | 3 Robust Scenario | Other | Northwest | 182 | 182
2035 | 3 Robust Scenario | Other | South | 42 | 42
2035 | 3 Robust Scenario | Simple Cycle | Calgary | 144 | 144
2035 | 3 Robust Scenario | Simple Cycle | Central | 114.6 | 114.6
2035 | 3 Robust Scenario | Simple Cycle | Edmonton | 269.8 | 269.8
2035 | 3 Robust Scenario | Simple Cycle | Northwest | 716.8 | 716.8
2035 | 3 Robust Scenario | Simple Cycle | South | 152.1 | 152.1
2035 | 3 Robust Scenario | Solar | Calgary | 60 | 60
2035 | 3 Robust Scenario | Solar | Central | 192 | 192
2035 | 3 Robust Scenario | Solar | Edmonton | 60 | 60
2035 | 3 Robust Scenario | Solar | South | 1111.5 | 1161.5
2035 | 3 Robust Scenario | Solar/Storage | Central | 35 | 35
2035 | 3 Robust Scenario | Storage | Calgary | 5 | 5
2035 | 3 Robust Scenario | Storage | Central | 15 | 15
2035 | 3 Robust Scenario | Storage | Edmonton | 15 | 15
2035 | 3 Robust Scenario | Storage | Northeast
2035 | 3 Robust Scenario | Storage | Northwest | 25 | 25
2035 | 3 Robust Scenario | Storage | South | 25 | 25
2035 | 3 Robust Scenario | Wind | Central | 889.4 | 889.4
2035 | 3 Robust Scenario | Wind | South | 3737.9 | 3747.9
2036 | 3 Robust Scenario | Coal | Central
2036 | 3 Robust Scenario | Coal | Edmonton
2036 | 3 Robust Scenario | Coal | South
2036 | 3 Robust Scenario | Coal to Gas - Steam boiler | Central
2036 | 3 Robust Scenario | Coal to Gas - Steam boiler | Edmonton | 1735 | 1735
2036 | 3 Robust Scenario | Coal to Gas - Steam boiler | South
2036 | 3 Robust Scenario | Cogeneration | Calgary | 12 | 12
2036 | 3 Robust Scenario | Cogeneration | Central | 1240 | 1240
2036 | 3 Robust Scenario | Cogeneration | Edmonton | 92 | 92
2036 | 3 Robust Scenario | Cogeneration | Northeast | 6053 | 6053
2036 | 3 Robust Scenario | Cogeneration | Northwest | 162 | 162
2036 | 3 Robust Scenario | Cogeneration | South | 100 | 100
2036 | 3 Robust Scenario | Combined Cycle | Calgary | 1300 | 1300
2036 | 3 Robust Scenario | Combined Cycle | Central | 900 | 900
2036 | 3 Robust Scenario | Combined Cycle | Edmonton
2036 | 3 Robust Scenario | Combined Cycle | Northwest | 73 | 73
2036 | 3 Robust Scenario | Combined Cycle | South | 375 | 375
2036 | 3 Robust Scenario | Hydro | Central | 485 | 485
2036 | 3 Robust Scenario | Hydro | South | 409 | 409
2036 | 3 Robust Scenario | Other | Central | 50 | 50
2036 | 3 Robust Scenario | Other | Northeast | 149 | 149
2036 | 3 Robust Scenario | Other | Northwest | 182 | 182
2036 | 3 Robust Scenario | Other | South | 42 | 42
2036 | 3 Robust Scenario | Simple Cycle | Calgary | 144 | 144
2036 | 3 Robust Scenario | Simple Cycle | Central | 114.6 | 114.6
2036 | 3 Robust Scenario | Simple Cycle | Edmonton | 269.8 | 316.3
2036 | 3 Robust Scenario | Simple Cycle | Northwest | 716.8 | 716.8
2036 | 3 Robust Scenario | Simple Cycle | South | 152.1 | 152.1
2036 | 3 Robust Scenario | Solar | Calgary | 60 | 60
2036 | 3 Robust Scenario | Solar | Central | 192 | 192
2036 | 3 Robust Scenario | Solar | Edmonton | 60 | 60
2036 | 3 Robust Scenario | Solar | South | 1161.5 | 1161.5
2036 | 3 Robust Scenario | Solar/Storage | Central | 35 | 35
2036 | 3 Robust Scenario | Storage | Calgary | 5 | 5
2036 | 3 Robust Scenario | Storage | Central | 15 | 20
2036 | 3 Robust Scenario | Storage | Edmonton | 15 | 15
2036 | 3 Robust Scenario | Storage | Northeast
2036 | 3 Robust Scenario | Storage | Northwest | 25 | 25
2036 | 3 Robust Scenario | Storage | South | 25 | 35
2036 | 3 Robust Scenario | Wind | Central | 889.4 | 889.4
2036 | 3 Robust Scenario | Wind | South | 3747.9 | 3797.9
2037 | 3 Robust Scenario | Coal | Central
2037 | 3 Robust Scenario | Coal | Edmonton
2037 | 3 Robust Scenario | Coal | South
2037 | 3 Robust Scenario | Coal to Gas - Steam boiler | Central
2037 | 3 Robust Scenario | Coal to Gas - Steam boiler | Edmonton | 935 | 935
2037 | 3 Robust Scenario | Coal to Gas - Steam boiler | South
2037 | 3 Robust Scenario | Cogeneration | Calgary | 12 | 12
2037 | 3 Robust Scenario | Cogeneration | Central | 1240 | 1240
2037 | 3 Robust Scenario | Cogeneration | Edmonton | 92 | 92
2037 | 3 Robust Scenario | Cogeneration | Northeast | 6053 | 6053
2037 | 3 Robust Scenario | Cogeneration | Northwest | 162 | 162
2037 | 3 Robust Scenario | Cogeneration | South | 100 | 100
2037 | 3 Robust Scenario | Combined Cycle | Calgary | 1300 | 1300
2037 | 3 Robust Scenario | Combined Cycle | Central | 900 | 900
2037 | 3 Robust Scenario | Combined Cycle | Edmonton |  | 958
2037 | 3 Robust Scenario | Combined Cycle | Northwest | 73 | 73
2037 | 3 Robust Scenario | Combined Cycle | South | 375 | 375
2037 | 3 Robust Scenario | Hydro | Central | 485 | 485
2037 | 3 Robust Scenario | Hydro | South | 409 | 409
2037 | 3 Robust Scenario | Other | Central | 50 | 50
2037 | 3 Robust Scenario | Other | Northeast | 149 | 149
2037 | 3 Robust Scenario | Other | Northwest | 182 | 182
2037 | 3 Robust Scenario | Other | South | 42 | 42
2037 | 3 Robust Scenario | Simple Cycle | Calgary | 144 | 144
2037 | 3 Robust Scenario | Simple Cycle | Central | 114.6 | 114.6
2037 | 3 Robust Scenario | Simple Cycle | Edmonton | 316.3 | 316.3
2037 | 3 Robust Scenario | Simple Cycle | Northwest | 716.8 | 763.3
2037 | 3 Robust Scenario | Simple Cycle | South | 152.1 | 152.1
2037 | 3 Robust Scenario | Solar | Calgary | 60 | 60
2037 | 3 Robust Scenario | Solar | Central | 192 | 192
2037 | 3 Robust Scenario | Solar | Edmonton | 60 | 60
2037 | 3 Robust Scenario | Solar | South | 1161.5 | 1211.5
2037 | 3 Robust Scenario | Solar/Storage | Central | 35 | 35
2037 | 3 Robust Scenario | Storage | Calgary | 5 | 5
2037 | 3 Robust Scenario | Storage | Central | 20 | 20
2037 | 3 Robust Scenario | Storage | Edmonton | 15 | 15
2037 | 3 Robust Scenario | Storage | Northeast
2037 | 3 Robust Scenario | Storage | Northwest | 25 | 25
2037 | 3 Robust Scenario | Storage | South | 35 | 35
2037 | 3 Robust Scenario | Wind | Central | 889.4 | 889.4
2037 | 3 Robust Scenario | Wind | South | 3797.9 | 3716.9
2038 | 3 Robust Scenario | Coal | Central
2038 | 3 Robust Scenario | Coal | Edmonton
2038 | 3 Robust Scenario | Coal | South
2038 | 3 Robust Scenario | Coal to Gas - Steam boiler | Central
2038 | 3 Robust Scenario | Coal to Gas - Steam boiler | Edmonton
2038 | 3 Robust Scenario | Coal to Gas - Steam boiler | South
2038 | 3 Robust Scenario | Cogeneration | Calgary | 12 | 12
2038 | 3 Robust Scenario | Cogeneration | Central | 1240 | 1240
2038 | 3 Robust Scenario | Cogeneration | Edmonton | 92 | 92
2038 | 3 Robust Scenario | Cogeneration | Northeast | 6053 | 6053
2038 | 3 Robust Scenario | Cogeneration | Northwest | 162 | 162
2038 | 3 Robust Scenario | Cogeneration | South | 100 | 100
2038 | 3 Robust Scenario | Combined Cycle | Calgary | 1300 | 1300
2038 | 3 Robust Scenario | Combined Cycle | Central | 900 | 900
2038 | 3 Robust Scenario | Combined Cycle | Edmonton | 958 | 958
2038 | 3 Robust Scenario | Combined Cycle | Northwest | 73 | 73
2038 | 3 Robust Scenario | Combined Cycle | South | 375 | 375
2038 | 3 Robust Scenario | Hydro | Central | 485 | 485
2038 | 3 Robust Scenario | Hydro | South | 409 | 409
2038 | 3 Robust Scenario | Other | Central | 50 | 50
2038 | 3 Robust Scenario | Other | Northeast | 149 | 149
2038 | 3 Robust Scenario | Other | Northwest | 182 | 182
2038 | 3 Robust Scenario | Other | South | 42 | 42
2038 | 3 Robust Scenario | Simple Cycle | Calgary | 144 | 144
2038 | 3 Robust Scenario | Simple Cycle | Central | 114.6 | 114.6
2038 | 3 Robust Scenario | Simple Cycle | Edmonton | 316.3 | 316.3
2038 | 3 Robust Scenario | Simple Cycle | Northwest | 763.3 | 715.3
2038 | 3 Robust Scenario | Simple Cycle | South | 152.1 | 152.1
2038 | 3 Robust Scenario | Solar | Calgary | 60 | 60
2038 | 3 Robust Scenario | Solar | Central | 192 | 192
2038 | 3 Robust Scenario | Solar | Edmonton | 60 | 60
2038 | 3 Robust Scenario | Solar | South | 1211.5 | 1211.5
2038 | 3 Robust Scenario | Solar/Storage | Central | 35 | 35
2038 | 3 Robust Scenario | Storage | Calgary | 5 | 5
2038 | 3 Robust Scenario | Storage | Central | 20 | 25
2038 | 3 Robust Scenario | Storage | Edmonton | 15 | 15
2038 | 3 Robust Scenario | Storage | Northeast |  | 5
2038 | 3 Robust Scenario | Storage | Northwest | 25 | 25
2038 | 3 Robust Scenario | Storage | South | 35 | 45
2038 | 3 Robust Scenario | Wind | Central | 889.4 | 889.4
2038 | 3 Robust Scenario | Wind | South | 3716.9 | 3847.9
2039 | 3 Robust Scenario | Coal | Central
2039 | 3 Robust Scenario | Coal | Edmonton
2039 | 3 Robust Scenario | Coal | South
2039 | 3 Robust Scenario | Coal to Gas - Steam boiler | Central
2039 | 3 Robust Scenario | Coal to Gas - Steam boiler | Edmonton
2039 | 3 Robust Scenario | Coal to Gas - Steam boiler | South
2039 | 3 Robust Scenario | Cogeneration | Calgary | 12 | 12
2039 | 3 Robust Scenario | Cogeneration | Central | 1240 | 1240
2039 | 3 Robust Scenario | Cogeneration | Edmonton | 92 | 92
2039 | 3 Robust Scenario | Cogeneration | Northeast | 6053 | 6053
2039 | 3 Robust Scenario | Cogeneration | Northwest | 162 | 162
2039 | 3 Robust Scenario | Cogeneration | South | 100 | 100
2039 | 3 Robust Scenario | Combined Cycle | Calgary | 1300 | 1300
2039 | 3 Robust Scenario | Combined Cycle | Central | 900 | 900
2039 | 3 Robust Scenario | Combined Cycle | Edmonton | 958 | 1437
2039 | 3 Robust Scenario | Combined Cycle | Northwest | 73
2039 | 3 Robust Scenario | Combined Cycle | South | 375 | 375
2039 | 3 Robust Scenario | Hydro | Central | 485 | 485
2039 | 3 Robust Scenario | Hydro | South | 409 | 409
2039 | 3 Robust Scenario | Other | Central | 50 | 50
2039 | 3 Robust Scenario | Other | Northeast | 149 | 149
2039 | 3 Robust Scenario | Other | Northwest | 182 | 182
2039 | 3 Robust Scenario | Other | South | 42 | 42
2039 | 3 Robust Scenario | Simple Cycle | Calgary | 144 | 144
2039 | 3 Robust Scenario | Simple Cycle | Central | 114.6 | 114.6
2039 | 3 Robust Scenario | Simple Cycle | Edmonton | 316.3 | 316.3
2039 | 3 Robust Scenario | Simple Cycle | Northwest | 715.3 | 665.3
2039 | 3 Robust Scenario | Simple Cycle | South | 152.1 | 152.1
2039 | 3 Robust Scenario | Solar | Calgary | 60 | 60
2039 | 3 Robust Scenario | Solar | Central | 192 | 192
2039 | 3 Robust Scenario | Solar | Edmonton | 60 | 60
2039 | 3 Robust Scenario | Solar | South | 1211.5 | 1261.5
2039 | 3 Robust Scenario | Solar/Storage | Central | 35 | 35
2039 | 3 Robust Scenario | Storage | Calgary | 5 | 5
2039 | 3 Robust Scenario | Storage | Central | 25 | 25
2039 | 3 Robust Scenario | Storage | Edmonton | 15 | 15
2039 | 3 Robust Scenario | Storage | Northeast | 5 | 5
2039 | 3 Robust Scenario | Storage | Northwest | 25 | 25
2039 | 3 Robust Scenario | Storage | South | 45 | 45
2039 | 3 Robust Scenario | Wind | Central | 889.4 | 889.4
2039 | 3 Robust Scenario | Wind | South | 3847.9 | 3847.9
2040 | 3 Robust Scenario | Coal | Central
2040 | 3 Robust Scenario | Coal | Edmonton
2040 | 3 Robust Scenario | Coal | South
2040 | 3 Robust Scenario | Coal to Gas - Steam boiler | Central
2040 | 3 Robust Scenario | Coal to Gas - Steam boiler | Edmonton
2040 | 3 Robust Scenario | Coal to Gas - Steam boiler | South
2040 | 3 Robust Scenario | Cogeneration | Calgary | 12 | 12
2040 | 3 Robust Scenario | Cogeneration | Central | 1240 | 1240
2040 | 3 Robust Scenario | Cogeneration | Edmonton | 92 | 92
2040 | 3 Robust Scenario | Cogeneration | Northeast | 6053 | 6053
2040 | 3 Robust Scenario | Cogeneration | Northwest | 162 | 162
2040 | 3 Robust Scenario | Cogeneration | South | 100 | 100
2040 | 3 Robust Scenario | Combined Cycle | Calgary | 1300 | 1300
2040 | 3 Robust Scenario | Combined Cycle | Central | 900 | 900
2040 | 3 Robust Scenario | Combined Cycle | Edmonton | 1437 | 1437
2040 | 3 Robust Scenario | Combined Cycle | Northwest
2040 | 3 Robust Scenario | Combined Cycle | South | 375 | 375
2040 | 3 Robust Scenario | Hydro | Central | 485 | 485
2040 | 3 Robust Scenario | Hydro | South | 409 | 409
2040 | 3 Robust Scenario | Other | Central | 50 | 50
2040 | 3 Robust Scenario | Other | Northeast | 149 | 149
2040 | 3 Robust Scenario | Other | Northwest | 182 | 182
2040 | 3 Robust Scenario | Other | South | 42 | 42
2040 | 3 Robust Scenario | Simple Cycle | Calgary | 144 | 144
2040 | 3 Robust Scenario | Simple Cycle | Central | 114.6 | 114.6
2040 | 3 Robust Scenario | Simple Cycle | Edmonton | 316.3 | 316.3
2040 | 3 Robust Scenario | Simple Cycle | Northwest | 665.3 | 665.3
2040 | 3 Robust Scenario | Simple Cycle | South | 152.1 | 152.1
2040 | 3 Robust Scenario | Solar | Calgary | 60 | 60
2040 | 3 Robust Scenario | Solar | Central | 192 | 192
2040 | 3 Robust Scenario | Solar | Edmonton | 60 | 60
2040 | 3 Robust Scenario | Solar | South | 1261.5 | 1261.5
2040 | 3 Robust Scenario | Solar/Storage | Central | 35 | 35
2040 | 3 Robust Scenario | Storage | Calgary | 5 | 10
2040 | 3 Robust Scenario | Storage | Central | 25 | 25
2040 | 3 Robust Scenario | Storage | Edmonton | 15 | 15
2040 | 3 Robust Scenario | Storage | Northeast | 5 | 10
2040 | 3 Robust Scenario | Storage | Northwest | 25 | 15
2040 | 3 Robust Scenario | Storage | South | 45 | 40
2040 | 3 Robust Scenario | Wind | Central | 889.4 | 889.4
2040 | 3 Robust Scenario | Wind | South | 3847.9 | 3897.9
2041 | 3 Robust Scenario | Coal | Central
2041 | 3 Robust Scenario | Coal | Edmonton
2041 | 3 Robust Scenario | Coal | South
2041 | 3 Robust Scenario | Coal to Gas - Steam boiler | Central
2041 | 3 Robust Scenario | Coal to Gas - Steam boiler | Edmonton
2041 | 3 Robust Scenario | Coal to Gas - Steam boiler | South
2041 | 3 Robust Scenario | Cogeneration | Calgary | 12 | 12
2041 | 3 Robust Scenario | Cogeneration | Central | 1240 | 1240
2041 | 3 Robust Scenario | Cogeneration | Edmonton | 92 | 92
2041 | 3 Robust Scenario | Cogeneration | Northeast | 6053 | 6053
2041 | 3 Robust Scenario | Cogeneration | Northwest | 162 | 162
2041 | 3 Robust Scenario | Cogeneration | South | 100 | 100
2041 | 3 Robust Scenario | Combined Cycle | Calgary | 1300 | 1180
2041 | 3 Robust Scenario | Combined Cycle | Central | 900 | 900
2041 | 3 Robust Scenario | Combined Cycle | Edmonton | 1437 | 1437
2041 | 3 Robust Scenario | Combined Cycle | Northwest
2041 | 3 Robust Scenario | Combined Cycle | South | 375 | 255
2041 | 3 Robust Scenario | Hydro | Central | 485 | 485
2041 | 3 Robust Scenario | Hydro | South | 409 | 409
2041 | 3 Robust Scenario | Other | Central | 50 | 50
2041 | 3 Robust Scenario | Other | Northeast | 149 | 149
2041 | 3 Robust Scenario | Other | Northwest | 182 | 182
2041 | 3 Robust Scenario | Other | South | 42 | 42
2041 | 3 Robust Scenario | Simple Cycle | Calgary | 144 | 144
2041 | 3 Robust Scenario | Simple Cycle | Central | 114.6 | 114.6
2041 | 3 Robust Scenario | Simple Cycle | Edmonton | 316.3 | 316.3
2041 | 3 Robust Scenario | Simple Cycle | Northwest | 665.3 | 615.3
2041 | 3 Robust Scenario | Simple Cycle | South | 152.1 | 131.1
2041 | 3 Robust Scenario | Solar | Calgary | 60 | 60
2041 | 3 Robust Scenario | Solar | Central | 192 | 192
2041 | 3 Robust Scenario | Solar | Edmonton | 60 | 60
2041 | 3 Robust Scenario | Solar | South | 1261.5 | 1261.5
2041 | 3 Robust Scenario | Solar/Storage | Central | 35 | 35
2041 | 3 Robust Scenario | Storage | Calgary | 10 | 10
2041 | 3 Robust Scenario | Storage | Central | 25 | 25
2041 | 3 Robust Scenario | Storage | Edmonton | 15 | 15
2041 | 3 Robust Scenario | Storage | Northeast | 10 | 10
2041 | 3 Robust Scenario | Storage | Northwest | 15 | 15
2041 | 3 Robust Scenario | Storage | South | 40 | 40
2041 | 3 Robust Scenario | Wind | Central | 889.4 | 889.4
2041 | 3 Robust Scenario | Wind | South | 3897.9 | 3897.9
2021 | 4 Stagnant Scenario | Coal | Central | 155 | 155
2021 | 4 Stagnant Scenario | Coal | Edmonton | 3331 | 801
2021 | 4 Stagnant Scenario | Coal | South | 400
2021 | 4 Stagnant Scenario | Coal to Gas - Steam boiler | Central | 385 | 385
2021 | 4 Stagnant Scenario | Coal to Gas - Steam boiler | Edmonton | 401 | 2531
2021 | 4 Stagnant Scenario | Coal to Gas - Steam boiler | South | 400 | 800
2021 | 4 Stagnant Scenario | Cogeneration | Calgary | 12 | 12
2021 | 4 Stagnant Scenario | Cogeneration | Central | 1150 | 1150
2021 | 4 Stagnant Scenario | Cogeneration | Edmonton | 92 | 92
2021 | 4 Stagnant Scenario | Cogeneration | Northeast | 3569 | 3672
2021 | 4 Stagnant Scenario | Cogeneration | Northwest | 162 | 162
2021 | 4 Stagnant Scenario | Cogeneration | South | 100 | 100
2021 | 4 Stagnant Scenario | Combined Cycle | Calgary | 1300 | 1300
2021 | 4 Stagnant Scenario | Combined Cycle | Central
2021 | 4 Stagnant Scenario | Combined Cycle | Edmonton
2021 | 4 Stagnant Scenario | Combined Cycle | Northwest | 73 | 73
2021 | 4 Stagnant Scenario | Combined Cycle | South | 375 | 375
2021 | 4 Stagnant Scenario | Hydro | Central | 485 | 485
2021 | 4 Stagnant Scenario | Hydro | South | 409 | 409
2021 | 4 Stagnant Scenario | Other | Central | 50 | 50
2021 | 4 Stagnant Scenario | Other | Northeast | 149 | 149
2021 | 4 Stagnant Scenario | Other | Northwest | 182 | 182
2021 | 4 Stagnant Scenario | Other | South | 42 | 42
2021 | 4 Stagnant Scenario | Simple Cycle | Calgary | 144 | 144
2021 | 4 Stagnant Scenario | Simple Cycle | Central | 18 | 18
2021 | 4 Stagnant Scenario | Simple Cycle | Edmonton | 250 | 269.8
2021 | 4 Stagnant Scenario | Simple Cycle | Northeast
2021 | 4 Stagnant Scenario | Simple Cycle | Northwest | 650 | 666.7
2021 | 4 Stagnant Scenario | Simple Cycle | South | 64 | 108
2021 | 4 Stagnant Scenario | Solar | Central | 22 | 22
2021 | 4 Stagnant Scenario | Solar | South | 214 | 797.5
2021 | 4 Stagnant Scenario | Solar/Storage | Central |  | 35
2021 | 4 Stagnant Scenario | Storage | Calgary
2021 | 4 Stagnant Scenario | Storage | Central
2021 | 4 Stagnant Scenario | Storage | Edmonton
2021 | 4 Stagnant Scenario | Storage | Northeast
2021 | 4 Stagnant Scenario | Storage | Northwest | 20 | 20
2021 | 4 Stagnant Scenario | Storage | South | 10 | 10
2021 | 4 Stagnant Scenario | Wind | Central | 261 | 261
2021 | 4 Stagnant Scenario | Wind | South | 1519.6 | 2092.5
2022 | 4 Stagnant Scenario | Coal | Central | 155 | 155
2022 | 4 Stagnant Scenario | Coal | Edmonton
2022 | 4 Stagnant Scenario | Coal | South
2022 | 4 Stagnant Scenario | Coal to Gas - Steam boiler | Central | 385 | 385
2022 | 4 Stagnant Scenario | Coal to Gas - Steam boiler | Edmonton | 2531 | 2714
2022 | 4 Stagnant Scenario | Coal to Gas - Steam boiler | South | 800 | 800
2022 | 4 Stagnant Scenario | Cogeneration | Calgary | 12 | 12
2022 | 4 Stagnant Scenario | Cogeneration | Central | 1150 | 1150
2022 | 4 Stagnant Scenario | Cogeneration | Edmonton | 92 | 92
2022 | 4 Stagnant Scenario | Cogeneration | Northeast | 3672 | 3672
2022 | 4 Stagnant Scenario | Cogeneration | Northwest | 162 | 162
2022 | 4 Stagnant Scenario | Cogeneration | South | 100 | 100
2022 | 4 Stagnant Scenario | Combined Cycle | Calgary | 1300 | 1300
2022 | 4 Stagnant Scenario | Combined Cycle | Central
2022 | 4 Stagnant Scenario | Combined Cycle | Edmonton
2022 | 4 Stagnant Scenario | Combined Cycle | Northwest | 73 | 73
2022 | 4 Stagnant Scenario | Combined Cycle | South | 375 | 375
2022 | 4 Stagnant Scenario | Hydro | Central | 485 | 485
2022 | 4 Stagnant Scenario | Hydro | South | 409 | 409
2022 | 4 Stagnant Scenario | Other | Central | 50 | 50
2022 | 4 Stagnant Scenario | Other | Northeast | 149 | 149
2022 | 4 Stagnant Scenario | Other | Northwest | 182 | 182
2022 | 4 Stagnant Scenario | Other | South | 42 | 42
2022 | 4 Stagnant Scenario | Simple Cycle | Calgary | 144 | 144
2022 | 4 Stagnant Scenario | Simple Cycle | Central | 18 | 18
2022 | 4 Stagnant Scenario | Simple Cycle | Edmonton | 269.8 | 269.8
2022 | 4 Stagnant Scenario | Simple Cycle | Northeast
2022 | 4 Stagnant Scenario | Simple Cycle | Northwest | 666.7 | 683.4
2022 | 4 Stagnant Scenario | Simple Cycle | South | 108 | 108
2022 | 4 Stagnant Scenario | Solar | Central | 22 | 22
2022 | 4 Stagnant Scenario | Solar | South | 797.5 | 931.5
2022 | 4 Stagnant Scenario | Solar/Storage | Central | 35 | 35
2022 | 4 Stagnant Scenario | Storage | Calgary
2022 | 4 Stagnant Scenario | Storage | Central
2022 | 4 Stagnant Scenario | Storage | Edmonton |  | 5
2022 | 4 Stagnant Scenario | Storage | Northeast
2022 | 4 Stagnant Scenario | Storage | Northwest | 20 | 20
2022 | 4 Stagnant Scenario | Storage | South | 10 | 10
2022 | 4 Stagnant Scenario | Wind | Central | 261 | 509.4
2022 | 4 Stagnant Scenario | Wind | South | 2189.5 | 2817.9
2023 | 4 Stagnant Scenario | Coal | Central | 155 | 155
2023 | 4 Stagnant Scenario | Coal | Edmonton
2023 | 4 Stagnant Scenario | Coal | South
2023 | 4 Stagnant Scenario | Coal to Gas - Steam boiler | Central | 385 | 385
2023 | 4 Stagnant Scenario | Coal to Gas - Steam boiler | Edmonton | 2714 | 2714
2023 | 4 Stagnant Scenario | Coal to Gas - Steam boiler | South | 800 | 800
2023 | 4 Stagnant Scenario | Cogeneration | Calgary | 12 | 12
2023 | 4 Stagnant Scenario | Cogeneration | Central | 1150 | 1150
2023 | 4 Stagnant Scenario | Cogeneration | Edmonton | 92 | 92
2023 | 4 Stagnant Scenario | Cogeneration | Northeast | 3672 | 3672
2023 | 4 Stagnant Scenario | Cogeneration | Northwest | 162 | 162
2023 | 4 Stagnant Scenario | Cogeneration | South | 100 | 100
2023 | 4 Stagnant Scenario | Combined Cycle | Calgary | 1300 | 1300
2023 | 4 Stagnant Scenario | Combined Cycle | Central |  | 900
2023 | 4 Stagnant Scenario | Combined Cycle | Edmonton
2023 | 4 Stagnant Scenario | Combined Cycle | Northwest | 73 | 73
2023 | 4 Stagnant Scenario | Combined Cycle | South | 375 | 375
2023 | 4 Stagnant Scenario | Hydro | Central | 485 | 485
2023 | 4 Stagnant Scenario | Hydro | South | 409 | 409
2023 | 4 Stagnant Scenario | Other | Central | 50 | 50
2023 | 4 Stagnant Scenario | Other | Northeast | 149 | 149
2023 | 4 Stagnant Scenario | Other | Northwest | 182 | 182
2023 | 4 Stagnant Scenario | Other | South | 42 | 42
2023 | 4 Stagnant Scenario | Simple Cycle | Calgary | 144 | 144
2023 | 4 Stagnant Scenario | Simple Cycle | Central | 18 | 18
2023 | 4 Stagnant Scenario | Simple Cycle | Edmonton | 269.8 | 269.8
2023 | 4 Stagnant Scenario | Simple Cycle | Northeast
2023 | 4 Stagnant Scenario | Simple Cycle | Northwest | 683.4 | 683.4
2023 | 4 Stagnant Scenario | Simple Cycle | South | 108 | 124.7
2023 | 4 Stagnant Scenario | Solar | Central | 22 | 72
2023 | 4 Stagnant Scenario | Solar | South | 931.5 | 931.5
2023 | 4 Stagnant Scenario | Solar/Storage | Central | 35 | 35
2023 | 4 Stagnant Scenario | Storage | Calgary
2023 | 4 Stagnant Scenario | Storage | Central
2023 | 4 Stagnant Scenario | Storage | Edmonton | 5 | 5
2023 | 4 Stagnant Scenario | Storage | Northeast
2023 | 4 Stagnant Scenario | Storage | Northwest | 20 | 20
2023 | 4 Stagnant Scenario | Storage | South | 10 | 15
2023 | 4 Stagnant Scenario | Wind | Central | 509.4 | 509.4
2023 | 4 Stagnant Scenario | Wind | South | 2817.9 | 2817.9
2024 | 4 Stagnant Scenario | Coal | Central | 155 | 155
2024 | 4 Stagnant Scenario | Coal | Edmonton
2024 | 4 Stagnant Scenario | Coal | South
2024 | 4 Stagnant Scenario | Coal to Gas - Steam boiler | Central | 385 | 385
2024 | 4 Stagnant Scenario | Coal to Gas - Steam boiler | Edmonton | 2714 | 2714
2024 | 4 Stagnant Scenario | Coal to Gas - Steam boiler | South | 800 | 800
2024 | 4 Stagnant Scenario | Cogeneration | Calgary | 12 | 12
2024 | 4 Stagnant Scenario | Cogeneration | Central | 1150 | 1150
2024 | 4 Stagnant Scenario | Cogeneration | Edmonton | 92 | 92
2024 | 4 Stagnant Scenario | Cogeneration | Northeast | 3672 | 4478
2024 | 4 Stagnant Scenario | Cogeneration | Northwest | 162 | 162
2024 | 4 Stagnant Scenario | Cogeneration | South | 100 | 100
2024 | 4 Stagnant Scenario | Combined Cycle | Calgary | 1300 | 1300
2024 | 4 Stagnant Scenario | Combined Cycle | Central | 900 | 900
2024 | 4 Stagnant Scenario | Combined Cycle | Edmonton
2024 | 4 Stagnant Scenario | Combined Cycle | Northwest | 73 | 73
2024 | 4 Stagnant Scenario | Combined Cycle | South | 375 | 375
2024 | 4 Stagnant Scenario | Hydro | Central | 485 | 485
2024 | 4 Stagnant Scenario | Hydro | South | 409 | 409
2024 | 4 Stagnant Scenario | Other | Central | 50 | 50
2024 | 4 Stagnant Scenario | Other | Northeast | 149 | 149
2024 | 4 Stagnant Scenario | Other | Northwest | 182 | 182
2024 | 4 Stagnant Scenario | Other | South | 42 | 42
2024 | 4 Stagnant Scenario | Simple Cycle | Calgary | 144 | 144
2024 | 4 Stagnant Scenario | Simple Cycle | Central | 18 | 18
2024 | 4 Stagnant Scenario | Simple Cycle | Edmonton | 269.8 | 269.8
2024 | 4 Stagnant Scenario | Simple Cycle | Northeast
2024 | 4 Stagnant Scenario | Simple Cycle | Northwest | 683.4 | 683.4
2024 | 4 Stagnant Scenario | Simple Cycle | South | 124.7 | 141.4
2024 | 4 Stagnant Scenario | Solar | Central | 72 | 72
2024 | 4 Stagnant Scenario | Solar | South | 931.5 | 931.5
2024 | 4 Stagnant Scenario | Solar/Storage | Central | 35 | 35
2024 | 4 Stagnant Scenario | Storage | Calgary
2024 | 4 Stagnant Scenario | Storage | Central |  | 5
2024 | 4 Stagnant Scenario | Storage | Edmonton | 5 | 5
2024 | 4 Stagnant Scenario | Storage | Northeast
2024 | 4 Stagnant Scenario | Storage | Northwest | 20 | 20
2024 | 4 Stagnant Scenario | Storage | South | 15 | 15
2024 | 4 Stagnant Scenario | Wind | Central | 509.4 | 509.4
2024 | 4 Stagnant Scenario | Wind | South | 2817.9 | 2817.9
2025 | 4 Stagnant Scenario | Coal | Central | 155 | 155
2025 | 4 Stagnant Scenario | Coal | Edmonton
2025 | 4 Stagnant Scenario | Coal | South
2025 | 4 Stagnant Scenario | Coal to Gas - Steam boiler | Central | 385 | 385
2025 | 4 Stagnant Scenario | Coal to Gas - Steam boiler | Edmonton | 2531 | 2531
2025 | 4 Stagnant Scenario | Coal to Gas - Steam boiler | South | 800 | 800
2025 | 4 Stagnant Scenario | Cogeneration | Calgary | 12 | 12
2025 | 4 Stagnant Scenario | Cogeneration | Central | 1150 | 1150
2025 | 4 Stagnant Scenario | Cogeneration | Edmonton | 92 | 92
2025 | 4 Stagnant Scenario | Cogeneration | Northeast | 4478 | 4478
2025 | 4 Stagnant Scenario | Cogeneration | Northwest | 162 | 162
2025 | 4 Stagnant Scenario | Cogeneration | South | 100 | 100
2025 | 4 Stagnant Scenario | Combined Cycle | Calgary | 1300 | 1300
2025 | 4 Stagnant Scenario | Combined Cycle | Central | 900 | 900
2025 | 4 Stagnant Scenario | Combined Cycle | Edmonton
2025 | 4 Stagnant Scenario | Combined Cycle | Northwest | 73 | 73
2025 | 4 Stagnant Scenario | Combined Cycle | South | 375 | 375
2025 | 4 Stagnant Scenario | Hydro | Central | 485 | 485
2025 | 4 Stagnant Scenario | Hydro | South | 409 | 409
2025 | 4 Stagnant Scenario | Other | Central | 50 | 50
2025 | 4 Stagnant Scenario | Other | Northeast | 149 | 149
2025 | 4 Stagnant Scenario | Other | Northwest | 182 | 182
2025 | 4 Stagnant Scenario | Other | South | 42 | 42
2025 | 4 Stagnant Scenario | Simple Cycle | Calgary | 144 | 144
2025 | 4 Stagnant Scenario | Simple Cycle | Central | 18 | 34.7
2025 | 4 Stagnant Scenario | Simple Cycle | Edmonton | 269.8 | 269.8
2025 | 4 Stagnant Scenario | Simple Cycle | Northeast
2025 | 4 Stagnant Scenario | Simple Cycle | Northwest | 683.4 | 683.4
2025 | 4 Stagnant Scenario | Simple Cycle | South | 141.4 | 141.4
2025 | 4 Stagnant Scenario | Solar | Central | 72 | 72
2025 | 4 Stagnant Scenario | Solar | South | 931.5 | 931.5
2025 | 4 Stagnant Scenario | Solar/Storage | Central | 35 | 35
2025 | 4 Stagnant Scenario | Storage | Calgary
2025 | 4 Stagnant Scenario | Storage | Central | 5 | 5
2025 | 4 Stagnant Scenario | Storage | Edmonton | 5 | 5
2025 | 4 Stagnant Scenario | Storage | Northeast
2025 | 4 Stagnant Scenario | Storage | Northwest | 20 | 20
2025 | 4 Stagnant Scenario | Storage | South | 15 | 15
2025 | 4 Stagnant Scenario | Wind | Central | 509.4 | 509.4
2025 | 4 Stagnant Scenario | Wind | South | 2817.9 | 2817.9
2026 | 4 Stagnant Scenario | Coal | Central
2026 | 4 Stagnant Scenario | Coal | Edmonton
2026 | 4 Stagnant Scenario | Coal | South
2026 | 4 Stagnant Scenario | Coal to Gas - Steam boiler | Central
2026 | 4 Stagnant Scenario | Coal to Gas - Steam boiler | Edmonton | 1735 | 1735
2026 | 4 Stagnant Scenario | Coal to Gas - Steam boiler | South | 800 | 800
2026 | 4 Stagnant Scenario | Cogeneration | Calgary | 12 | 12
2026 | 4 Stagnant Scenario | Cogeneration | Central | 1150 | 1150
2026 | 4 Stagnant Scenario | Cogeneration | Edmonton | 92 | 92
2026 | 4 Stagnant Scenario | Cogeneration | Northeast | 4478 | 4478
2026 | 4 Stagnant Scenario | Cogeneration | Northwest | 162 | 162
2026 | 4 Stagnant Scenario | Cogeneration | South | 100 | 100
2026 | 4 Stagnant Scenario | Combined Cycle | Calgary | 1300 | 1300
2026 | 4 Stagnant Scenario | Combined Cycle | Central | 900 | 900
2026 | 4 Stagnant Scenario | Combined Cycle | Edmonton
2026 | 4 Stagnant Scenario | Combined Cycle | Northwest | 73 | 73
2026 | 4 Stagnant Scenario | Combined Cycle | South | 375 | 375
2026 | 4 Stagnant Scenario | Hydro | Central | 485 | 485
2026 | 4 Stagnant Scenario | Hydro | South | 409 | 409
2026 | 4 Stagnant Scenario | Other | Central | 50 | 50
2026 | 4 Stagnant Scenario | Other | Northeast | 149 | 149
2026 | 4 Stagnant Scenario | Other | Northwest | 182 | 182
2026 | 4 Stagnant Scenario | Other | South | 42 | 42
2026 | 4 Stagnant Scenario | Simple Cycle | Calgary | 144 | 144
2026 | 4 Stagnant Scenario | Simple Cycle | Central | 34.7 | 51.4
2026 | 4 Stagnant Scenario | Simple Cycle | Edmonton | 269.8 | 269.8
2026 | 4 Stagnant Scenario | Simple Cycle | Northeast
2026 | 4 Stagnant Scenario | Simple Cycle | Northwest | 683.4 | 683.4
2026 | 4 Stagnant Scenario | Simple Cycle | South | 141.4 | 141.4
2026 | 4 Stagnant Scenario | Solar | Central | 72 | 72
2026 | 4 Stagnant Scenario | Solar | South | 931.5 | 931.5
2026 | 4 Stagnant Scenario | Solar/Storage | Central | 35 | 35
2026 | 4 Stagnant Scenario | Storage | Calgary
2026 | 4 Stagnant Scenario | Storage | Central | 5 | 5
2026 | 4 Stagnant Scenario | Storage | Edmonton | 5 | 5
2026 | 4 Stagnant Scenario | Storage | Northeast
2026 | 4 Stagnant Scenario | Storage | Northwest | 20 | 20
2026 | 4 Stagnant Scenario | Storage | South | 15 | 15
2026 | 4 Stagnant Scenario | Wind | Central | 509.4 | 609.4
2026 | 4 Stagnant Scenario | Wind | South | 2817.9 | 3067.9
2027 | 4 Stagnant Scenario | Coal | Central
2027 | 4 Stagnant Scenario | Coal | Edmonton
2027 | 4 Stagnant Scenario | Coal | South
2027 | 4 Stagnant Scenario | Coal to Gas - Steam boiler | Central
2027 | 4 Stagnant Scenario | Coal to Gas - Steam boiler | Edmonton | 1735 | 1735
2027 | 4 Stagnant Scenario | Coal to Gas - Steam boiler | South
2027 | 4 Stagnant Scenario | Cogeneration | Calgary | 12 | 12
2027 | 4 Stagnant Scenario | Cogeneration | Central | 1150 | 1150
2027 | 4 Stagnant Scenario | Cogeneration | Edmonton | 92 | 92
2027 | 4 Stagnant Scenario | Cogeneration | Northeast | 4478 | 4478
2027 | 4 Stagnant Scenario | Cogeneration | Northwest | 162 | 162
2027 | 4 Stagnant Scenario | Cogeneration | South | 100 | 100
2027 | 4 Stagnant Scenario | Combined Cycle | Calgary | 1300 | 1300
2027 | 4 Stagnant Scenario | Combined Cycle | Central | 900 | 900
2027 | 4 Stagnant Scenario | Combined Cycle | Edmonton
2027 | 4 Stagnant Scenario | Combined Cycle | Northwest | 73 | 73
2027 | 4 Stagnant Scenario | Combined Cycle | South | 375 | 375
2027 | 4 Stagnant Scenario | Hydro | Central | 485 | 485
2027 | 4 Stagnant Scenario | Hydro | South | 409 | 409
2027 | 4 Stagnant Scenario | Other | Central | 50 | 50
2027 | 4 Stagnant Scenario | Other | Northeast | 149 | 149
2027 | 4 Stagnant Scenario | Other | Northwest | 182 | 182
2027 | 4 Stagnant Scenario | Other | South | 42 | 42
2027 | 4 Stagnant Scenario | Simple Cycle | Calgary | 144 | 144
2027 | 4 Stagnant Scenario | Simple Cycle | Central | 51.4 | 97.9
2027 | 4 Stagnant Scenario | Simple Cycle | Edmonton | 269.8 | 269.8
2027 | 4 Stagnant Scenario | Simple Cycle | Northeast
2027 | 4 Stagnant Scenario | Simple Cycle | Northwest | 683.4 | 700.1
2027 | 4 Stagnant Scenario | Simple Cycle | South | 141.4 | 141.4
2027 | 4 Stagnant Scenario | Solar | Central | 72 | 72
2027 | 4 Stagnant Scenario | Solar | South | 931.5 | 931.5
2027 | 4 Stagnant Scenario | Solar/Storage | Central | 35 | 35
2027 | 4 Stagnant Scenario | Storage | Calgary
2027 | 4 Stagnant Scenario | Storage | Central | 5 | 5
2027 | 4 Stagnant Scenario | Storage | Edmonton | 5 | 5
2027 | 4 Stagnant Scenario | Storage | Northeast
2027 | 4 Stagnant Scenario | Storage | Northwest | 20 | 25
2027 | 4 Stagnant Scenario | Storage | South | 15 | 20
2027 | 4 Stagnant Scenario | Wind | Central | 609.4 | 659.4
2027 | 4 Stagnant Scenario | Wind | South | 3067.9 | 3167.9
2028 | 4 Stagnant Scenario | Coal | Central
2028 | 4 Stagnant Scenario | Coal | Edmonton
2028 | 4 Stagnant Scenario | Coal | South
2028 | 4 Stagnant Scenario | Coal to Gas - Steam boiler | Central
2028 | 4 Stagnant Scenario | Coal to Gas - Steam boiler | Edmonton | 1735 | 1735
2028 | 4 Stagnant Scenario | Coal to Gas - Steam boiler | South
2028 | 4 Stagnant Scenario | Cogeneration | Calgary | 12 | 12
2028 | 4 Stagnant Scenario | Cogeneration | Central | 1150 | 1150
2028 | 4 Stagnant Scenario | Cogeneration | Edmonton | 92 | 92
2028 | 4 Stagnant Scenario | Cogeneration | Northeast | 4478 | 4478
2028 | 4 Stagnant Scenario | Cogeneration | Northwest | 162 | 162
2028 | 4 Stagnant Scenario | Cogeneration | South | 100 | 100
2028 | 4 Stagnant Scenario | Combined Cycle | Calgary | 1300 | 1300
2028 | 4 Stagnant Scenario | Combined Cycle | Central | 900 | 900
2028 | 4 Stagnant Scenario | Combined Cycle | Edmonton
2028 | 4 Stagnant Scenario | Combined Cycle | Northwest | 73 | 73
2028 | 4 Stagnant Scenario | Combined Cycle | South | 375 | 375
2028 | 4 Stagnant Scenario | Hydro | Central | 485 | 485
2028 | 4 Stagnant Scenario | Hydro | South | 409 | 409
2028 | 4 Stagnant Scenario | Other | Central | 50 | 50
2028 | 4 Stagnant Scenario | Other | Northeast | 149 | 149
2028 | 4 Stagnant Scenario | Other | Northwest | 182 | 182
2028 | 4 Stagnant Scenario | Other | South | 42 | 42
2028 | 4 Stagnant Scenario | Simple Cycle | Calgary | 144 | 144
2028 | 4 Stagnant Scenario | Simple Cycle | Central | 97.9 | 97.9
2028 | 4 Stagnant Scenario | Simple Cycle | Edmonton | 269.8 | 269.8
2028 | 4 Stagnant Scenario | Simple Cycle | Northeast
2028 | 4 Stagnant Scenario | Simple Cycle | Northwest | 700.1 | 700.1
2028 | 4 Stagnant Scenario | Simple Cycle | South | 141.4 | 158.1
2028 | 4 Stagnant Scenario | Solar | Central | 72 | 72
2028 | 4 Stagnant Scenario | Solar | South | 931.5 | 931.5
2028 | 4 Stagnant Scenario | Solar/Storage | Central | 35 | 35
2028 | 4 Stagnant Scenario | Storage | Calgary
2028 | 4 Stagnant Scenario | Storage | Central | 5 | 5
2028 | 4 Stagnant Scenario | Storage | Edmonton | 5 | 5
2028 | 4 Stagnant Scenario | Storage | Northeast
2028 | 4 Stagnant Scenario | Storage | Northwest | 25 | 25
2028 | 4 Stagnant Scenario | Storage | South | 20 | 20
2028 | 4 Stagnant Scenario | Wind | Central | 659.4 | 709.4
2028 | 4 Stagnant Scenario | Wind | South | 3167.9 | 3167.9
2029 | 4 Stagnant Scenario | Coal | Central
2029 | 4 Stagnant Scenario | Coal | Edmonton
2029 | 4 Stagnant Scenario | Coal | South
2029 | 4 Stagnant Scenario | Coal to Gas - Steam boiler | Central
2029 | 4 Stagnant Scenario | Coal to Gas - Steam boiler | Edmonton | 1735 | 1735
2029 | 4 Stagnant Scenario | Coal to Gas - Steam boiler | South
2029 | 4 Stagnant Scenario | Cogeneration | Calgary | 12 | 12
2029 | 4 Stagnant Scenario | Cogeneration | Central | 1150 | 1150
2029 | 4 Stagnant Scenario | Cogeneration | Edmonton | 92 | 92
2029 | 4 Stagnant Scenario | Cogeneration | Northeast | 4478 | 4478
2029 | 4 Stagnant Scenario | Cogeneration | Northwest | 162 | 162
2029 | 4 Stagnant Scenario | Cogeneration | South | 100 | 100
2029 | 4 Stagnant Scenario | Combined Cycle | Calgary | 1300 | 1300
2029 | 4 Stagnant Scenario | Combined Cycle | Central | 900 | 900
2029 | 4 Stagnant Scenario | Combined Cycle | Edmonton
2029 | 4 Stagnant Scenario | Combined Cycle | Northwest | 73 | 73
2029 | 4 Stagnant Scenario | Combined Cycle | South | 375 | 375
2029 | 4 Stagnant Scenario | Hydro | Central | 485 | 485
2029 | 4 Stagnant Scenario | Hydro | South | 409 | 409
2029 | 4 Stagnant Scenario | Other | Central | 50 | 50
2029 | 4 Stagnant Scenario | Other | Northeast | 149 | 149
2029 | 4 Stagnant Scenario | Other | Northwest | 182 | 182
2029 | 4 Stagnant Scenario | Other | South | 42 | 42
2029 | 4 Stagnant Scenario | Simple Cycle | Calgary | 144 | 144
2029 | 4 Stagnant Scenario | Simple Cycle | Central | 97.9 | 114.6
2029 | 4 Stagnant Scenario | Simple Cycle | Edmonton | 269.8 | 269.8
2029 | 4 Stagnant Scenario | Simple Cycle | Northeast
2029 | 4 Stagnant Scenario | Simple Cycle | Northwest | 700.1 | 700.1
2029 | 4 Stagnant Scenario | Simple Cycle | South | 158.1 | 158.1
2029 | 4 Stagnant Scenario | Solar | Central | 72 | 72
2029 | 4 Stagnant Scenario | Solar | South | 931.5 | 931.5
2029 | 4 Stagnant Scenario | Solar/Storage | Central | 35 | 35
2029 | 4 Stagnant Scenario | Storage | Calgary
2029 | 4 Stagnant Scenario | Storage | Central | 5 | 10
2029 | 4 Stagnant Scenario | Storage | Edmonton | 5 | 10
2029 | 4 Stagnant Scenario | Storage | Northeast
2029 | 4 Stagnant Scenario | Storage | Northwest | 25 | 25
2029 | 4 Stagnant Scenario | Storage | South | 20 | 20
2029 | 4 Stagnant Scenario | Wind | Central | 709.4 | 719.4
2029 | 4 Stagnant Scenario | Wind | South | 3167.9 | 3187.9
2030 | 4 Stagnant Scenario | Coal | Central
2030 | 4 Stagnant Scenario | Coal | Edmonton
2030 | 4 Stagnant Scenario | Coal | South
2030 | 4 Stagnant Scenario | Coal to Gas - Steam boiler | Central
2030 | 4 Stagnant Scenario | Coal to Gas - Steam boiler | Edmonton | 1735 | 1735
2030 | 4 Stagnant Scenario | Coal to Gas - Steam boiler | South
2030 | 4 Stagnant Scenario | Cogeneration | Calgary | 12 | 12
2030 | 4 Stagnant Scenario | Cogeneration | Central | 1150 | 1150
2030 | 4 Stagnant Scenario | Cogeneration | Edmonton | 92 | 92
2030 | 4 Stagnant Scenario | Cogeneration | Northeast | 4478 | 4478
2030 | 4 Stagnant Scenario | Cogeneration | Northwest | 162 | 162
2030 | 4 Stagnant Scenario | Cogeneration | South | 100 | 100
2030 | 4 Stagnant Scenario | Combined Cycle | Calgary | 1300 | 1300
2030 | 4 Stagnant Scenario | Combined Cycle | Central | 900 | 900
2030 | 4 Stagnant Scenario | Combined Cycle | Edmonton
2030 | 4 Stagnant Scenario | Combined Cycle | Northwest | 73 | 73
2030 | 4 Stagnant Scenario | Combined Cycle | South | 375 | 375
2030 | 4 Stagnant Scenario | Hydro | Central | 485 | 485
2030 | 4 Stagnant Scenario | Hydro | South | 409 | 409
2030 | 4 Stagnant Scenario | Other | Central | 50 | 50
2030 | 4 Stagnant Scenario | Other | Northeast | 149 | 149
2030 | 4 Stagnant Scenario | Other | Northwest | 182 | 182
2030 | 4 Stagnant Scenario | Other | South | 42 | 42
2030 | 4 Stagnant Scenario | Simple Cycle | Calgary | 144 | 144
2030 | 4 Stagnant Scenario | Simple Cycle | Central | 114.6 | 114.6
2030 | 4 Stagnant Scenario | Simple Cycle | Edmonton | 269.8 | 269.8
2030 | 4 Stagnant Scenario | Simple Cycle | Northeast
2030 | 4 Stagnant Scenario | Simple Cycle | Northwest | 700.1 | 716.8
2030 | 4 Stagnant Scenario | Simple Cycle | South | 158.1 | 158.1
2030 | 4 Stagnant Scenario | Solar | Central | 72 | 72
2030 | 4 Stagnant Scenario | Solar | South | 931.5 | 931.5
2030 | 4 Stagnant Scenario | Solar/Storage | Central | 35 | 35
2030 | 4 Stagnant Scenario | Storage | Calgary
2030 | 4 Stagnant Scenario | Storage | Central | 10 | 10
2030 | 4 Stagnant Scenario | Storage | Edmonton | 10 | 10
2030 | 4 Stagnant Scenario | Storage | Northeast
2030 | 4 Stagnant Scenario | Storage | Northwest | 25 | 25
2030 | 4 Stagnant Scenario | Storage | South | 20 | 20
2030 | 4 Stagnant Scenario | Wind | Central | 719.4 | 719.4
2030 | 4 Stagnant Scenario | Wind | South | 3187.9 | 3187.9
2031 | 4 Stagnant Scenario | Coal | Central
2031 | 4 Stagnant Scenario | Coal | Edmonton
2031 | 4 Stagnant Scenario | Coal | South
2031 | 4 Stagnant Scenario | Coal to Gas - Steam boiler | Central
2031 | 4 Stagnant Scenario | Coal to Gas - Steam boiler | Edmonton | 1735 | 1735
2031 | 4 Stagnant Scenario | Coal to Gas - Steam boiler | South
2031 | 4 Stagnant Scenario | Cogeneration | Calgary | 12 | 12
2031 | 4 Stagnant Scenario | Cogeneration | Central | 1150 | 1150
2031 | 4 Stagnant Scenario | Cogeneration | Edmonton | 92 | 92
2031 | 4 Stagnant Scenario | Cogeneration | Northeast | 4478 | 4478
2031 | 4 Stagnant Scenario | Cogeneration | Northwest | 162 | 162
2031 | 4 Stagnant Scenario | Cogeneration | South | 100 | 100
2031 | 4 Stagnant Scenario | Combined Cycle | Calgary | 1300 | 1300
2031 | 4 Stagnant Scenario | Combined Cycle | Central | 900 | 900
2031 | 4 Stagnant Scenario | Combined Cycle | Edmonton
2031 | 4 Stagnant Scenario | Combined Cycle | Northwest | 73 | 73
2031 | 4 Stagnant Scenario | Combined Cycle | South | 375 | 375
2031 | 4 Stagnant Scenario | Hydro | Central | 485 | 485
2031 | 4 Stagnant Scenario | Hydro | South | 409 | 409
2031 | 4 Stagnant Scenario | Other | Central | 50 | 50
2031 | 4 Stagnant Scenario | Other | Northeast | 149 | 149
2031 | 4 Stagnant Scenario | Other | Northwest | 182 | 182
2031 | 4 Stagnant Scenario | Other | South | 42 | 42
2031 | 4 Stagnant Scenario | Simple Cycle | Calgary | 144 | 144
2031 | 4 Stagnant Scenario | Simple Cycle | Central | 114.6 | 114.6
2031 | 4 Stagnant Scenario | Simple Cycle | Edmonton | 269.8 | 269.8
2031 | 4 Stagnant Scenario | Simple Cycle | Northeast
2031 | 4 Stagnant Scenario | Simple Cycle | Northwest | 716.8 | 716.8
2031 | 4 Stagnant Scenario | Simple Cycle | South | 152.1 | 152.1
2031 | 4 Stagnant Scenario | Solar | Central | 72 | 72
2031 | 4 Stagnant Scenario | Solar | South | 931.5 | 981.5
2031 | 4 Stagnant Scenario | Solar/Storage | Central | 35 | 35
2031 | 4 Stagnant Scenario | Storage | Calgary
2031 | 4 Stagnant Scenario | Storage | Central | 10 | 10
2031 | 4 Stagnant Scenario | Storage | Edmonton | 10 | 10
2031 | 4 Stagnant Scenario | Storage | Northeast
2031 | 4 Stagnant Scenario | Storage | Northwest | 25 | 25
2031 | 4 Stagnant Scenario | Storage | South | 20 | 20
2031 | 4 Stagnant Scenario | Wind | Central | 719.4 | 719.4
2031 | 4 Stagnant Scenario | Wind | South | 3187.9 | 3187.9
2032 | 4 Stagnant Scenario | Coal | Central
2032 | 4 Stagnant Scenario | Coal | Edmonton
2032 | 4 Stagnant Scenario | Coal | South
2032 | 4 Stagnant Scenario | Coal to Gas - Steam boiler | Central
2032 | 4 Stagnant Scenario | Coal to Gas - Steam boiler | Edmonton | 1735 | 1735
2032 | 4 Stagnant Scenario | Coal to Gas - Steam boiler | South
2032 | 4 Stagnant Scenario | Cogeneration | Calgary | 12 | 12
2032 | 4 Stagnant Scenario | Cogeneration | Central | 1150 | 1150
2032 | 4 Stagnant Scenario | Cogeneration | Edmonton | 92 | 92
2032 | 4 Stagnant Scenario | Cogeneration | Northeast | 4478 | 4478
2032 | 4 Stagnant Scenario | Cogeneration | Northwest | 162 | 162
2032 | 4 Stagnant Scenario | Cogeneration | South | 100 | 100
2032 | 4 Stagnant Scenario | Combined Cycle | Calgary | 1300 | 1300
2032 | 4 Stagnant Scenario | Combined Cycle | Central | 900 | 900
2032 | 4 Stagnant Scenario | Combined Cycle | Edmonton
2032 | 4 Stagnant Scenario | Combined Cycle | Northwest | 73 | 73
2032 | 4 Stagnant Scenario | Combined Cycle | South | 375 | 375
2032 | 4 Stagnant Scenario | Hydro | Central | 485 | 485
2032 | 4 Stagnant Scenario | Hydro | South | 409 | 409
2032 | 4 Stagnant Scenario | Other | Central | 50 | 50
2032 | 4 Stagnant Scenario | Other | Northeast | 149 | 149
2032 | 4 Stagnant Scenario | Other | Northwest | 182 | 182
2032 | 4 Stagnant Scenario | Other | South | 42 | 42
2032 | 4 Stagnant Scenario | Simple Cycle | Calgary | 144 | 144
2032 | 4 Stagnant Scenario | Simple Cycle | Central | 114.6 | 114.6
2032 | 4 Stagnant Scenario | Simple Cycle | Edmonton | 269.8 | 269.8
2032 | 4 Stagnant Scenario | Simple Cycle | Northeast
2032 | 4 Stagnant Scenario | Simple Cycle | Northwest | 716.8 | 716.8
2032 | 4 Stagnant Scenario | Simple Cycle | South | 152.1 | 152.1
2032 | 4 Stagnant Scenario | Solar | Central | 72 | 72
2032 | 4 Stagnant Scenario | Solar | South | 981.5 | 981.5
2032 | 4 Stagnant Scenario | Solar/Storage | Central | 35 | 35
2032 | 4 Stagnant Scenario | Storage | Calgary |  | 5
2032 | 4 Stagnant Scenario | Storage | Central | 10 | 10
2032 | 4 Stagnant Scenario | Storage | Edmonton | 10 | 10
2032 | 4 Stagnant Scenario | Storage | Northeast
2032 | 4 Stagnant Scenario | Storage | Northwest | 25 | 25
2032 | 4 Stagnant Scenario | Storage | South | 20 | 25
2032 | 4 Stagnant Scenario | Wind | Central | 719.4 | 769.4
2032 | 4 Stagnant Scenario | Wind | South | 3187.9 | 3187.9
2033 | 4 Stagnant Scenario | Coal | Central
2033 | 4 Stagnant Scenario | Coal | Edmonton
2033 | 4 Stagnant Scenario | Coal | South
2033 | 4 Stagnant Scenario | Coal to Gas - Steam boiler | Central
2033 | 4 Stagnant Scenario | Coal to Gas - Steam boiler | Edmonton | 1735 | 1735
2033 | 4 Stagnant Scenario | Coal to Gas - Steam boiler | South
2033 | 4 Stagnant Scenario | Cogeneration | Calgary | 12 | 12
2033 | 4 Stagnant Scenario | Cogeneration | Central | 1150 | 1150
2033 | 4 Stagnant Scenario | Cogeneration | Edmonton | 92 | 92
2033 | 4 Stagnant Scenario | Cogeneration | Northeast | 4478 | 4478
2033 | 4 Stagnant Scenario | Cogeneration | Northwest | 162 | 162
2033 | 4 Stagnant Scenario | Cogeneration | South | 100 | 100
2033 | 4 Stagnant Scenario | Combined Cycle | Calgary | 1300 | 1300
2033 | 4 Stagnant Scenario | Combined Cycle | Central | 900 | 900
2033 | 4 Stagnant Scenario | Combined Cycle | Edmonton
2033 | 4 Stagnant Scenario | Combined Cycle | Northwest | 73 | 73
2033 | 4 Stagnant Scenario | Combined Cycle | South | 375 | 375
2033 | 4 Stagnant Scenario | Hydro | Central | 485 | 485
2033 | 4 Stagnant Scenario | Hydro | South | 409 | 409
2033 | 4 Stagnant Scenario | Other | Central | 50 | 50
2033 | 4 Stagnant Scenario | Other | Northeast | 149 | 149
2033 | 4 Stagnant Scenario | Other | Northwest | 182 | 182
2033 | 4 Stagnant Scenario | Other | South | 42 | 42
2033 | 4 Stagnant Scenario | Simple Cycle | Calgary | 144 | 144
2033 | 4 Stagnant Scenario | Simple Cycle | Central | 114.6 | 114.6
2033 | 4 Stagnant Scenario | Simple Cycle | Edmonton | 269.8 | 269.8
2033 | 4 Stagnant Scenario | Simple Cycle | Northeast
2033 | 4 Stagnant Scenario | Simple Cycle | Northwest | 716.8 | 716.8
2033 | 4 Stagnant Scenario | Simple Cycle | South | 152.1 | 152.1
2033 | 4 Stagnant Scenario | Solar | Central | 72 | 122
2033 | 4 Stagnant Scenario | Solar | South | 981.5 | 981.5
2033 | 4 Stagnant Scenario | Solar/Storage | Central | 35 | 35
2033 | 4 Stagnant Scenario | Storage | Calgary | 5 | 5
2033 | 4 Stagnant Scenario | Storage | Central | 10 | 10
2033 | 4 Stagnant Scenario | Storage | Edmonton | 10 | 10
2033 | 4 Stagnant Scenario | Storage | Northeast
2033 | 4 Stagnant Scenario | Storage | Northwest | 25 | 25
2033 | 4 Stagnant Scenario | Storage | South | 25 | 25
2033 | 4 Stagnant Scenario | Wind | Central | 769.4 | 769.4
2033 | 4 Stagnant Scenario | Wind | South | 3187.9 | 3187.9
2034 | 4 Stagnant Scenario | Coal | Central
2034 | 4 Stagnant Scenario | Coal | Edmonton
2034 | 4 Stagnant Scenario | Coal | South
2034 | 4 Stagnant Scenario | Coal to Gas - Steam boiler | Central
2034 | 4 Stagnant Scenario | Coal to Gas - Steam boiler | Edmonton | 1735 | 1735
2034 | 4 Stagnant Scenario | Coal to Gas - Steam boiler | South
2034 | 4 Stagnant Scenario | Cogeneration | Calgary | 12 | 12
2034 | 4 Stagnant Scenario | Cogeneration | Central | 1150 | 1150
2034 | 4 Stagnant Scenario | Cogeneration | Edmonton | 92 | 92
2034 | 4 Stagnant Scenario | Cogeneration | Northeast | 4478 | 4478
2034 | 4 Stagnant Scenario | Cogeneration | Northwest | 162 | 162
2034 | 4 Stagnant Scenario | Cogeneration | South | 100 | 100
2034 | 4 Stagnant Scenario | Combined Cycle | Calgary | 1300 | 1300
2034 | 4 Stagnant Scenario | Combined Cycle | Central | 900 | 900
2034 | 4 Stagnant Scenario | Combined Cycle | Edmonton
2034 | 4 Stagnant Scenario | Combined Cycle | Northwest | 73 | 73
2034 | 4 Stagnant Scenario | Combined Cycle | South | 375 | 375
2034 | 4 Stagnant Scenario | Hydro | Central | 485 | 485
2034 | 4 Stagnant Scenario | Hydro | South | 409 | 409
2034 | 4 Stagnant Scenario | Other | Central | 50 | 50
2034 | 4 Stagnant Scenario | Other | Northeast | 149 | 149
2034 | 4 Stagnant Scenario | Other | Northwest | 182 | 182
2034 | 4 Stagnant Scenario | Other | South | 42 | 42
2034 | 4 Stagnant Scenario | Simple Cycle | Calgary | 144 | 144
2034 | 4 Stagnant Scenario | Simple Cycle | Central | 114.6 | 114.6
2034 | 4 Stagnant Scenario | Simple Cycle | Edmonton | 269.8 | 269.8
2034 | 4 Stagnant Scenario | Simple Cycle | Northeast
2034 | 4 Stagnant Scenario | Simple Cycle | Northwest | 716.8 | 716.8
2034 | 4 Stagnant Scenario | Simple Cycle | South | 152.1 | 152.1
2034 | 4 Stagnant Scenario | Solar | Central | 122 | 122
2034 | 4 Stagnant Scenario | Solar | South | 981.5 | 981.5
2034 | 4 Stagnant Scenario | Solar/Storage | Central | 35 | 35
2034 | 4 Stagnant Scenario | Storage | Calgary | 5 | 5
2034 | 4 Stagnant Scenario | Storage | Central | 10 | 15
2034 | 4 Stagnant Scenario | Storage | Edmonton | 10 | 15
2034 | 4 Stagnant Scenario | Storage | Northeast
2034 | 4 Stagnant Scenario | Storage | Northwest | 25 | 25
2034 | 4 Stagnant Scenario | Storage | South | 25 | 25
2034 | 4 Stagnant Scenario | Wind | Central | 769.4 | 819.4
2034 | 4 Stagnant Scenario | Wind | South | 3187.9 | 3187.9
2035 | 4 Stagnant Scenario | Coal | Central
2035 | 4 Stagnant Scenario | Coal | Edmonton
2035 | 4 Stagnant Scenario | Coal | South
2035 | 4 Stagnant Scenario | Coal to Gas - Steam boiler | Central
2035 | 4 Stagnant Scenario | Coal to Gas - Steam boiler | Edmonton | 1735 | 1735
2035 | 4 Stagnant Scenario | Coal to Gas - Steam boiler | South
2035 | 4 Stagnant Scenario | Cogeneration | Calgary | 12 | 12
2035 | 4 Stagnant Scenario | Cogeneration | Central | 1150 | 1150
2035 | 4 Stagnant Scenario | Cogeneration | Edmonton | 92 | 92
2035 | 4 Stagnant Scenario | Cogeneration | Northeast | 4478 | 4478
2035 | 4 Stagnant Scenario | Cogeneration | Northwest | 162 | 162
2035 | 4 Stagnant Scenario | Cogeneration | South | 100 | 100
2035 | 4 Stagnant Scenario | Combined Cycle | Calgary | 1300 | 1300
2035 | 4 Stagnant Scenario | Combined Cycle | Central | 900 | 900
2035 | 4 Stagnant Scenario | Combined Cycle | Edmonton
2035 | 4 Stagnant Scenario | Combined Cycle | Northwest | 73 | 73
2035 | 4 Stagnant Scenario | Combined Cycle | South | 375 | 375
2035 | 4 Stagnant Scenario | Hydro | Central | 485 | 485
2035 | 4 Stagnant Scenario | Hydro | South | 409 | 409
2035 | 4 Stagnant Scenario | Other | Central | 50 | 50
2035 | 4 Stagnant Scenario | Other | Northeast | 149 | 149
2035 | 4 Stagnant Scenario | Other | Northwest | 182 | 182
2035 | 4 Stagnant Scenario | Other | South | 42 | 42
2035 | 4 Stagnant Scenario | Simple Cycle | Calgary | 144 | 144
2035 | 4 Stagnant Scenario | Simple Cycle | Central | 114.6 | 114.6
2035 | 4 Stagnant Scenario | Simple Cycle | Edmonton | 269.8 | 269.8
2035 | 4 Stagnant Scenario | Simple Cycle | Northeast
2035 | 4 Stagnant Scenario | Simple Cycle | Northwest | 716.8 | 716.8
2035 | 4 Stagnant Scenario | Simple Cycle | South | 152.1 | 152.1
2035 | 4 Stagnant Scenario | Solar | Central | 122 | 122
2035 | 4 Stagnant Scenario | Solar | South | 981.5 | 1031.5
2035 | 4 Stagnant Scenario | Solar/Storage | Central | 35 | 35
2035 | 4 Stagnant Scenario | Storage | Calgary | 5 | 5
2035 | 4 Stagnant Scenario | Storage | Central | 15 | 15
2035 | 4 Stagnant Scenario | Storage | Edmonton | 15 | 15
2035 | 4 Stagnant Scenario | Storage | Northeast
2035 | 4 Stagnant Scenario | Storage | Northwest | 25 | 25
2035 | 4 Stagnant Scenario | Storage | South | 25 | 25
2035 | 4 Stagnant Scenario | Wind | Central | 819.4 | 819.4
2035 | 4 Stagnant Scenario | Wind | South | 3187.9 | 3187.9
2036 | 4 Stagnant Scenario | Coal | Central
2036 | 4 Stagnant Scenario | Coal | Edmonton
2036 | 4 Stagnant Scenario | Coal | South
2036 | 4 Stagnant Scenario | Coal to Gas - Steam boiler | Central
2036 | 4 Stagnant Scenario | Coal to Gas - Steam boiler | Edmonton | 1735 | 1735
2036 | 4 Stagnant Scenario | Coal to Gas - Steam boiler | South
2036 | 4 Stagnant Scenario | Cogeneration | Calgary | 12 | 12
2036 | 4 Stagnant Scenario | Cogeneration | Central | 1150 | 1150
2036 | 4 Stagnant Scenario | Cogeneration | Edmonton | 92 | 92
2036 | 4 Stagnant Scenario | Cogeneration | Northeast | 4478 | 4478
2036 | 4 Stagnant Scenario | Cogeneration | Northwest | 162 | 162
2036 | 4 Stagnant Scenario | Cogeneration | South | 100 | 100
2036 | 4 Stagnant Scenario | Combined Cycle | Calgary | 1300 | 1300
2036 | 4 Stagnant Scenario | Combined Cycle | Central | 900 | 900
2036 | 4 Stagnant Scenario | Combined Cycle | Edmonton
2036 | 4 Stagnant Scenario | Combined Cycle | Northwest | 73 | 73
2036 | 4 Stagnant Scenario | Combined Cycle | South | 375 | 375
2036 | 4 Stagnant Scenario | Hydro | Central | 485 | 485
2036 | 4 Stagnant Scenario | Hydro | South | 409 | 409
2036 | 4 Stagnant Scenario | Other | Central | 50 | 50
2036 | 4 Stagnant Scenario | Other | Northeast | 149 | 149
2036 | 4 Stagnant Scenario | Other | Northwest | 182 | 182
2036 | 4 Stagnant Scenario | Other | South | 42 | 42
2036 | 4 Stagnant Scenario | Simple Cycle | Calgary | 144 | 144
2036 | 4 Stagnant Scenario | Simple Cycle | Central | 114.6 | 114.6
2036 | 4 Stagnant Scenario | Simple Cycle | Edmonton | 269.8 | 362.8
2036 | 4 Stagnant Scenario | Simple Cycle | Northeast
2036 | 4 Stagnant Scenario | Simple Cycle | Northwest | 716.8 | 716.8
2036 | 4 Stagnant Scenario | Simple Cycle | South | 152.1 | 152.1
2036 | 4 Stagnant Scenario | Solar | Central | 122 | 122
2036 | 4 Stagnant Scenario | Solar | South | 1031.5 | 1031.5
2036 | 4 Stagnant Scenario | Solar/Storage | Central | 35 | 35
2036 | 4 Stagnant Scenario | Storage | Calgary | 5 | 5
2036 | 4 Stagnant Scenario | Storage | Central | 15 | 20
2036 | 4 Stagnant Scenario | Storage | Edmonton | 15 | 15
2036 | 4 Stagnant Scenario | Storage | Northeast
2036 | 4 Stagnant Scenario | Storage | Northwest | 25 | 25
2036 | 4 Stagnant Scenario | Storage | South | 25 | 35
2036 | 4 Stagnant Scenario | Wind | Central | 819.4 | 819.4
2036 | 4 Stagnant Scenario | Wind | South | 3187.9 | 3237.9
2037 | 4 Stagnant Scenario | Coal | Central
2037 | 4 Stagnant Scenario | Coal | Edmonton
2037 | 4 Stagnant Scenario | Coal | South
2037 | 4 Stagnant Scenario | Coal to Gas - Steam boiler | Central
2037 | 4 Stagnant Scenario | Coal to Gas - Steam boiler | Edmonton | 935 | 935
2037 | 4 Stagnant Scenario | Coal to Gas - Steam boiler | South
2037 | 4 Stagnant Scenario | Cogeneration | Calgary | 12 | 12
2037 | 4 Stagnant Scenario | Cogeneration | Central | 1150 | 1150
2037 | 4 Stagnant Scenario | Cogeneration | Edmonton | 92 | 92
2037 | 4 Stagnant Scenario | Cogeneration | Northeast | 4478 | 4478
2037 | 4 Stagnant Scenario | Cogeneration | Northwest | 162 | 162
2037 | 4 Stagnant Scenario | Cogeneration | South | 100 | 100
2037 | 4 Stagnant Scenario | Combined Cycle | Calgary | 1300 | 1300
2037 | 4 Stagnant Scenario | Combined Cycle | Central | 900 | 900
2037 | 4 Stagnant Scenario | Combined Cycle | Edmonton
2037 | 4 Stagnant Scenario | Combined Cycle | Northwest | 73 | 73
2037 | 4 Stagnant Scenario | Combined Cycle | South | 375 | 375
2037 | 4 Stagnant Scenario | Hydro | Central | 485 | 485
2037 | 4 Stagnant Scenario | Hydro | South | 409 | 409
2037 | 4 Stagnant Scenario | Other | Central | 50 | 50
2037 | 4 Stagnant Scenario | Other | Northeast | 149 | 149
2037 | 4 Stagnant Scenario | Other | Northwest | 182 | 182
2037 | 4 Stagnant Scenario | Other | South | 42 | 42
2037 | 4 Stagnant Scenario | Simple Cycle | Calgary | 144 | 144
2037 | 4 Stagnant Scenario | Simple Cycle | Central | 114.6 | 114.6
2037 | 4 Stagnant Scenario | Simple Cycle | Edmonton | 362.8 | 409.3
2037 | 4 Stagnant Scenario | Simple Cycle | Northeast
2037 | 4 Stagnant Scenario | Simple Cycle | Northwest | 716.8 | 716.8
2037 | 4 Stagnant Scenario | Simple Cycle | South | 152.1 | 152.1
2037 | 4 Stagnant Scenario | Solar | Central | 122 | 122
2037 | 4 Stagnant Scenario | Solar | South | 1031.5 | 1081.5
2037 | 4 Stagnant Scenario | Solar/Storage | Central | 35 | 35
2037 | 4 Stagnant Scenario | Storage | Calgary | 5 | 5
2037 | 4 Stagnant Scenario | Storage | Central | 20 | 20
2037 | 4 Stagnant Scenario | Storage | Edmonton | 15 | 15
2037 | 4 Stagnant Scenario | Storage | Northeast
2037 | 4 Stagnant Scenario | Storage | Northwest | 25 | 25
2037 | 4 Stagnant Scenario | Storage | South | 35 | 35
2037 | 4 Stagnant Scenario | Wind | Central | 819.4 | 819.4
2037 | 4 Stagnant Scenario | Wind | South | 3237.9 | 3156.9
2038 | 4 Stagnant Scenario | Coal | Central
2038 | 4 Stagnant Scenario | Coal | Edmonton
2038 | 4 Stagnant Scenario | Coal | South
2038 | 4 Stagnant Scenario | Coal to Gas - Steam boiler | Central
2038 | 4 Stagnant Scenario | Coal to Gas - Steam boiler | Edmonton
2038 | 4 Stagnant Scenario | Coal to Gas - Steam boiler | South
2038 | 4 Stagnant Scenario | Cogeneration | Calgary | 12 | 12
2038 | 4 Stagnant Scenario | Cogeneration | Central | 1150 | 1150
2038 | 4 Stagnant Scenario | Cogeneration | Edmonton | 92 | 92
2038 | 4 Stagnant Scenario | Cogeneration | Northeast | 4478 | 4478
2038 | 4 Stagnant Scenario | Cogeneration | Northwest | 162 | 162
2038 | 4 Stagnant Scenario | Cogeneration | South | 100 | 100
2038 | 4 Stagnant Scenario | Combined Cycle | Calgary | 1300 | 1300
2038 | 4 Stagnant Scenario | Combined Cycle | Central | 900 | 900
2038 | 4 Stagnant Scenario | Combined Cycle | Edmonton |  | 479
2038 | 4 Stagnant Scenario | Combined Cycle | Northwest | 73 | 73
2038 | 4 Stagnant Scenario | Combined Cycle | South | 375 | 375
2038 | 4 Stagnant Scenario | Hydro | Central | 485 | 485
2038 | 4 Stagnant Scenario | Hydro | South | 409 | 409
2038 | 4 Stagnant Scenario | Other | Central | 50 | 50
2038 | 4 Stagnant Scenario | Other | Northeast | 149 | 149
2038 | 4 Stagnant Scenario | Other | Northwest | 182 | 182
2038 | 4 Stagnant Scenario | Other | South | 42 | 42
2038 | 4 Stagnant Scenario | Simple Cycle | Calgary | 144 | 144
2038 | 4 Stagnant Scenario | Simple Cycle | Central | 114.6 | 114.6
2038 | 4 Stagnant Scenario | Simple Cycle | Edmonton | 409.3 | 409.3
2038 | 4 Stagnant Scenario | Simple Cycle | Northeast
2038 | 4 Stagnant Scenario | Simple Cycle | Northwest | 716.8 | 668.8
2038 | 4 Stagnant Scenario | Simple Cycle | South | 152.1 | 152.1
2038 | 4 Stagnant Scenario | Solar | Central | 122 | 122
2038 | 4 Stagnant Scenario | Solar | South | 1081.5 | 1081.5
2038 | 4 Stagnant Scenario | Solar/Storage | Central | 35 | 35
2038 | 4 Stagnant Scenario | Storage | Calgary | 5 | 5
2038 | 4 Stagnant Scenario | Storage | Central | 20 | 25
2038 | 4 Stagnant Scenario | Storage | Edmonton | 15 | 15
2038 | 4 Stagnant Scenario | Storage | Northeast |  | 5
2038 | 4 Stagnant Scenario | Storage | Northwest | 25 | 25
2038 | 4 Stagnant Scenario | Storage | South | 35 | 45
2038 | 4 Stagnant Scenario | Wind | Central | 819.4 | 819.4
2038 | 4 Stagnant Scenario | Wind | South | 3156.9 | 3287.9
2039 | 4 Stagnant Scenario | Coal | Central
2039 | 4 Stagnant Scenario | Coal | Edmonton
2039 | 4 Stagnant Scenario | Coal | South
2039 | 4 Stagnant Scenario | Coal to Gas - Steam boiler | Central
2039 | 4 Stagnant Scenario | Coal to Gas - Steam boiler | Edmonton
2039 | 4 Stagnant Scenario | Coal to Gas - Steam boiler | South
2039 | 4 Stagnant Scenario | Cogeneration | Calgary | 12 | 12
2039 | 4 Stagnant Scenario | Cogeneration | Central | 1150 | 1150
2039 | 4 Stagnant Scenario | Cogeneration | Edmonton | 92 | 92
2039 | 4 Stagnant Scenario | Cogeneration | Northeast | 4478 | 4478
2039 | 4 Stagnant Scenario | Cogeneration | Northwest | 162 | 162
2039 | 4 Stagnant Scenario | Cogeneration | South | 100 | 100
2039 | 4 Stagnant Scenario | Combined Cycle | Calgary | 1300 | 1300
2039 | 4 Stagnant Scenario | Combined Cycle | Central | 900 | 900
2039 | 4 Stagnant Scenario | Combined Cycle | Edmonton | 479 | 958
2039 | 4 Stagnant Scenario | Combined Cycle | Northwest | 73
2039 | 4 Stagnant Scenario | Combined Cycle | South | 375 | 375
2039 | 4 Stagnant Scenario | Hydro | Central | 485 | 485
2039 | 4 Stagnant Scenario | Hydro | South | 409 | 409
2039 | 4 Stagnant Scenario | Other | Central | 50 | 50
2039 | 4 Stagnant Scenario | Other | Northeast | 149 | 149
2039 | 4 Stagnant Scenario | Other | Northwest | 182 | 182
2039 | 4 Stagnant Scenario | Other | South | 42 | 42
2039 | 4 Stagnant Scenario | Simple Cycle | Calgary | 144 | 144
2039 | 4 Stagnant Scenario | Simple Cycle | Central | 114.6 | 114.6
2039 | 4 Stagnant Scenario | Simple Cycle | Edmonton | 409.3 | 502.3
2039 | 4 Stagnant Scenario | Simple Cycle | Northeast
2039 | 4 Stagnant Scenario | Simple Cycle | Northwest | 668.8 | 618.8
2039 | 4 Stagnant Scenario | Simple Cycle | South | 152.1 | 152.1
2039 | 4 Stagnant Scenario | Solar | Central | 122 | 122
2039 | 4 Stagnant Scenario | Solar | South | 1081.5 | 1131.5
2039 | 4 Stagnant Scenario | Solar/Storage | Central | 35 | 35
2039 | 4 Stagnant Scenario | Storage | Calgary | 5 | 5
2039 | 4 Stagnant Scenario | Storage | Central | 25 | 25
2039 | 4 Stagnant Scenario | Storage | Edmonton | 15 | 15
2039 | 4 Stagnant Scenario | Storage | Northeast | 5 | 5
2039 | 4 Stagnant Scenario | Storage | Northwest | 25 | 25
2039 | 4 Stagnant Scenario | Storage | South | 45 | 45
2039 | 4 Stagnant Scenario | Wind | Central | 819.4 | 819.4
2039 | 4 Stagnant Scenario | Wind | South | 3287.9 | 3287.9
2040 | 4 Stagnant Scenario | Coal | Central
2040 | 4 Stagnant Scenario | Coal | Edmonton
2040 | 4 Stagnant Scenario | Coal | South
2040 | 4 Stagnant Scenario | Coal to Gas - Steam boiler | Central
2040 | 4 Stagnant Scenario | Coal to Gas - Steam boiler | Edmonton
2040 | 4 Stagnant Scenario | Coal to Gas - Steam boiler | South
2040 | 4 Stagnant Scenario | Cogeneration | Calgary | 12 | 12
2040 | 4 Stagnant Scenario | Cogeneration | Central | 1150 | 1150
2040 | 4 Stagnant Scenario | Cogeneration | Edmonton | 92 | 92
2040 | 4 Stagnant Scenario | Cogeneration | Northeast | 4478 | 4478
2040 | 4 Stagnant Scenario | Cogeneration | Northwest | 162 | 162
2040 | 4 Stagnant Scenario | Cogeneration | South | 100 | 100
2040 | 4 Stagnant Scenario | Combined Cycle | Calgary | 1300 | 1300
2040 | 4 Stagnant Scenario | Combined Cycle | Central | 900 | 900
2040 | 4 Stagnant Scenario | Combined Cycle | Edmonton | 958 | 958
2040 | 4 Stagnant Scenario | Combined Cycle | Northwest
2040 | 4 Stagnant Scenario | Combined Cycle | South | 375 | 375
2040 | 4 Stagnant Scenario | Hydro | Central | 485 | 485
2040 | 4 Stagnant Scenario | Hydro | South | 409 | 409
2040 | 4 Stagnant Scenario | Other | Central | 50 | 50
2040 | 4 Stagnant Scenario | Other | Northeast | 149 | 149
2040 | 4 Stagnant Scenario | Other | Northwest | 182 | 182
2040 | 4 Stagnant Scenario | Other | South | 42 | 42
2040 | 4 Stagnant Scenario | Simple Cycle | Calgary | 144 | 144
2040 | 4 Stagnant Scenario | Simple Cycle | Central | 114.6 | 114.6
2040 | 4 Stagnant Scenario | Simple Cycle | Edmonton | 502.3 | 548.8
2040 | 4 Stagnant Scenario | Simple Cycle | Northeast |  | 46.5
2040 | 4 Stagnant Scenario | Simple Cycle | Northwest | 618.8 | 665.3
2040 | 4 Stagnant Scenario | Simple Cycle | South | 152.1 | 152.1
2040 | 4 Stagnant Scenario | Solar | Central | 122 | 122
2040 | 4 Stagnant Scenario | Solar | South | 1131.5 | 1131.5
2040 | 4 Stagnant Scenario | Solar/Storage | Central | 35 | 35
2040 | 4 Stagnant Scenario | Storage | Calgary | 5 | 10
2040 | 4 Stagnant Scenario | Storage | Central | 25 | 25
2040 | 4 Stagnant Scenario | Storage | Edmonton | 15 | 15
2040 | 4 Stagnant Scenario | Storage | Northeast | 5 | 10
2040 | 4 Stagnant Scenario | Storage | Northwest | 25 | 15
2040 | 4 Stagnant Scenario | Storage | South | 45 | 40
2040 | 4 Stagnant Scenario | Wind | Central | 819.4 | 819.4
2040 | 4 Stagnant Scenario | Wind | South | 3287.9 | 3337.9
2041 | 4 Stagnant Scenario | Coal | Central
2041 | 4 Stagnant Scenario | Coal | Edmonton
2041 | 4 Stagnant Scenario | Coal | South
2041 | 4 Stagnant Scenario | Coal to Gas - Steam boiler | Central
2041 | 4 Stagnant Scenario | Coal to Gas - Steam boiler | Edmonton
2041 | 4 Stagnant Scenario | Coal to Gas - Steam boiler | South
2041 | 4 Stagnant Scenario | Cogeneration | Calgary | 12 | 12
2041 | 4 Stagnant Scenario | Cogeneration | Central | 1150 | 1150
2041 | 4 Stagnant Scenario | Cogeneration | Edmonton | 92 | 92
2041 | 4 Stagnant Scenario | Cogeneration | Northeast | 4478 | 4478
2041 | 4 Stagnant Scenario | Cogeneration | Northwest | 162 | 162
2041 | 4 Stagnant Scenario | Cogeneration | South | 100 | 100
2041 | 4 Stagnant Scenario | Combined Cycle | Calgary | 1300 | 1180
2041 | 4 Stagnant Scenario | Combined Cycle | Central | 900 | 900
2041 | 4 Stagnant Scenario | Combined Cycle | Edmonton | 958 | 958
2041 | 4 Stagnant Scenario | Combined Cycle | Northwest
2041 | 4 Stagnant Scenario | Combined Cycle | South | 375 | 255
2041 | 4 Stagnant Scenario | Hydro | Central | 485 | 485
2041 | 4 Stagnant Scenario | Hydro | South | 409 | 409
2041 | 4 Stagnant Scenario | Other | Central | 50 | 50
2041 | 4 Stagnant Scenario | Other | Northeast | 149 | 149
2041 | 4 Stagnant Scenario | Other | Northwest | 182 | 182
2041 | 4 Stagnant Scenario | Other | South | 42 | 42
2041 | 4 Stagnant Scenario | Simple Cycle | Calgary | 144 | 144
2041 | 4 Stagnant Scenario | Simple Cycle | Central | 114.6 | 114.6
2041 | 4 Stagnant Scenario | Simple Cycle | Edmonton | 548.8 | 595.3
2041 | 4 Stagnant Scenario | Simple Cycle | Northeast | 46.5 | 46.5
2041 | 4 Stagnant Scenario | Simple Cycle | Northwest | 665.3 | 661.8
2041 | 4 Stagnant Scenario | Simple Cycle | South | 152.1 | 131.1
2041 | 4 Stagnant Scenario | Solar | Central | 122 | 122
2041 | 4 Stagnant Scenario | Solar | South | 1131.5 | 1131.5
2041 | 4 Stagnant Scenario | Solar/Storage | Central | 35 | 35
2041 | 4 Stagnant Scenario | Storage | Calgary | 10 | 10
2041 | 4 Stagnant Scenario | Storage | Central | 25 | 25
2041 | 4 Stagnant Scenario | Storage | Edmonton | 15 | 15
2041 | 4 Stagnant Scenario | Storage | Northeast | 10 | 10
2041 | 4 Stagnant Scenario | Storage | Northwest | 15 | 15
2041 | 4 Stagnant Scenario | Storage | South | 40 | 40
2041 | 4 Stagnant Scenario | Wind | Central | 819.4 | 819.4
2041 | 4 Stagnant Scenario | Wind | South | 3337.9 | 3337.9