## Data
Pearson correlation coefficient of 240kV electrical line hourly power flow with hourly DTS load by AESO planning region
2017
| Calgary |  |  | Central |  |  | Edmonton |  |  | Northeast |  |  | Northwest |  |  | South |  |  | Total |  |  | Calgary |  |  | Central |  |  | Edmonton |  |  | Northeast |  |  | Northwest |  |  | South |  |  | Total
Line | All | OffPeak | Peak | All | OffPeak | Peak | All | OffPeak | Peak | All | OffPeak | Peak | All | OffPeak | Peak | All | OffPeak | Peak | All | OffPeak | Peak | All | OffPeak | Peak | All | OffPeak | Peak | All | OffPeak | Peak | All | OffPeak | Peak | All | OffPeak | Peak | All | OffPeak | Peak | All | OffPeak | Peak
1 | 0.05 | 0.05 | -0.07 | 0.1 | 0.12 | 0.05 | 0.05 | 0.05 | -0.03 | -0.06 | 0.01 | -0.14 | 0.07 | 0.12 | 0.04 | -0.05 | -0.07 | -0.12 | 0.04 | 0.06 | -0.06 | 0.03 | 0.14 | 0.05 | 0.29 | 0.36 | 0.3 | 0.05 | 0.19 | 0.03 | 0.21 | 0.32 | 0.11 | 0.33 | 0.33 | 0.32 | 0.06 | 0.14 | 0.03 | 0.15 | 0.28 | 0.17
2 | 0.06 | 0.03 | -0.05 | 0.09 | 0.07 | 0.05 | 0.07 | 0.03 | -0.02 | -0.04 | 0.03 | -0.12 | 0.05 | 0.07 | 0.04 | -0.01 | -0.02 | -0.1 | 0.06 | 0.04 | -0.04 | 0.03 | 0.14 | 0.03 | 0.26 | 0.33 | 0.27 | 0.05 | 0.18 | 0.02 | 0.21 | 0.31 | 0.11 | 0.3 | 0.3 | 0.3 | 0.04 | 0.12 | 0 | 0.14 | 0.26 | 0.15
3 | 0.08 | 0.14 | -0.09 | 0.14 | 0.14 | 0.11 | 0.09 | 0.13 | -0.05 | 0.19 | 0.2 | 0.17 | 0.13 | 0.12 | 0.14 | -0.07 | -0.01 | -0.26 | 0.11 | 0.16 | 0.01 | 0.06 | 0.13 | -0.04 | 0 | 0.06 | -0.1 | 0.15 | 0.23 | 0.12 | 0.2 | 0.22 | 0.17 | 0.11 | 0.12 | 0.11 | 0.05 | 0.07 | 0.02 | 0.12 | 0.18 | 0.06
4 | 0.09 | 0.14 | -0.09 | 0.14 | 0.14 | 0.11 | 0.09 | 0.13 | -0.05 | 0.19 | 0.19 | 0.17 | 0.13 | 0.12 | 0.15 | -0.07 | 0 | -0.26 | 0.12 | 0.16 | 0.01 | 0.06 | 0.13 | -0.04 | 0 | 0.06 | -0.1 | 0.15 | 0.23 | 0.12 | 0.2 | 0.22 | 0.17 | 0.11 | 0.12 | 0.11 | 0.05 | 0.07 | 0.02 | 0.12 | 0.18 | 0.06
5 | 0.11 | 0.15 | 0.11 | 0.16 | 0.18 | 0.14 | 0.13 | 0.17 | 0.17 | 0.02 | 0.02 | 0.03 | 0.15 | 0.19 | 0.11 | 0.09 | 0.07 | 0.12 | 0.14 | 0.17 | 0.16 | -0.1 | -0.07 | -0.11 | -0.08 | -0.06 | -0.08 | -0.12 | -0.11 | -0.13 | -0.12 | -0.09 | -0.14 | 0.1 | 0.11 | 0.09 | -0.12 | -0.14 | -0.05 | -0.11 | -0.09 | -0.12
6 | 0.11 | 0.16 | 0.11 | 0.16 | 0.19 | 0.15 | 0.14 | 0.17 | 0.18 | 0.03 | 0.02 | 0.03 | 0.15 | 0.19 | 0.11 | 0.1 | 0.08 | 0.13 | 0.15 | 0.17 | 0.17 | -0.1 | -0.07 | -0.11 | -0.08 | -0.06 | -0.08 | -0.12 | -0.11 | -0.13 | -0.11 | -0.09 | -0.14 | 0.1 | 0.11 | 0.09 | -0.11 | -0.14 | -0.05 | -0.11 | -0.09 | -0.12
7 | -0.09 | -0.08 | 0.01 | -0.07 | -0.08 | 0.01 | -0.09 | -0.07 | 0 | 0.09 | 0.04 | 0.16 | 0.04 | -0.03 | 0.08 | 0.01 | 0.02 | 0.1 | -0.05 | -0.05 | 0.07 | 0.07 | 0.13 | 0.02 | 0.13 | 0.17 | 0.09 | 0.07 | 0.12 | 0.04 | 0.15 | 0.14 | 0.16 | 0.02 | 0.06 | -0.02 | 0.17 | 0.24 | 0.11 | 0.12 | 0.17 | 0.09
8 | -0.09 | -0.08 | 0 | -0.08 | -0.09 | 0 | -0.09 | -0.08 | -0.01 | 0.09 | 0.04 | 0.15 | 0.03 | -0.04 | 0.07 | 0.01 | 0.01 | 0.1 | -0.06 | -0.06 | 0.06 | 0.07 | 0.13 | 0.02 | 0.13 | 0.17 | 0.09 | 0.07 | 0.12 | 0.04 | 0.15 | 0.14 | 0.16 | 0.02 | 0.06 | -0.02 | 0.17 | 0.24 | 0.11 | 0.12 | 0.17 | 0.09
9 | 0 | 0.06 | 0.2 | 0.05 | 0.11 | 0.06 | 0.03 | 0.1 | 0.19 | -0.04 | 0.01 | -0.08 | 0.14 | 0.16 | 0.12 | 0.3 | 0.33 | 0.47 | 0.07 | 0.13 | 0.21 | 0.08 | 0.15 | 0.11 | 0.23 | 0.3 | 0.19 | 0.03 | 0.13 | -0.03 | -0.01 | 0.08 | -0.09 | 0.21 | 0.28 | 0.13 | 0.16 | 0.21 | 0.17 | 0.12 | 0.22 | 0.09
10 | 0 | 0.06 | 0.2 | 0.05 | 0.12 | 0.07 | 0.03 | 0.11 | 0.19 | -0.04 | 0.01 | -0.08 | 0.14 | 0.16 | 0.12 | 0.3 | 0.33 | 0.46 | 0.07 | 0.14 | 0.21 | 0.08 | 0.15 | 0.1 | 0.22 | 0.3 | 0.18 | 0.03 | 0.13 | -0.04 | 0 | 0.08 | -0.1 | 0.2 | 0.28 | 0.12 | 0.16 | 0.21 | 0.15 | 0.12 | 0.22 | 0.08
11 | -0.01 | 0.04 | 0.17 | 0.03 | 0.11 | 0.03 | 0.01 | 0.08 | 0.15 | -0.08 | -0.02 | -0.14 | 0.13 | 0.16 | 0.09 | 0.28 | 0.32 | 0.42 | 0.05 | 0.12 | 0.16 | 0.03 | 0.1 | 0.09 | 0.19 | 0.28 | 0.15 | 0.01 | 0.1 | -0.01 | -0.02 | 0.07 | -0.1 | 0.16 | 0.24 | 0.08 | 0.07 | 0.13 | 0.08 | 0.07 | 0.17 | 0.06
12 | -0.01 | 0.04 | 0.17 | 0.04 | 0.12 | 0.03 | 0.02 | 0.09 | 0.16 | -0.07 | -0.01 | -0.13 | 0.13 | 0.16 | 0.1 | 0.28 | 0.33 | 0.43 | 0.05 | 0.12 | 0.17 | 0.02 | 0.1 | 0.08 | 0.19 | 0.28 | 0.16 | 0 | 0.1 | -0.02 | -0.02 | 0.06 | -0.11 | 0.17 | 0.24 | 0.09 | 0.08 | 0.14 | 0.08 | 0.07 | 0.17 | 0.06
13 | -0.09 | -0.02 | -0.09 | 0 | 0.04 | 0.04 | -0.08 | -0.02 | -0.04 | -0.02 | 0 | -0.03 | 0.14 | 0.11 | 0.17 | -0.2 | -0.19 | -0.18 | -0.07 | -0.02 | -0.03 | -0.07 | -0.06 | -0.07 | -0.02 | -0.05 | 0.05 | -0.06 | -0.06 | -0.03 | -0.02 | -0.01 | -0.02 | 0.17 | 0.12 | 0.21 | -0.09 | -0.13 | -0.03 | -0.05 | -0.06 | 0.01
14 | -0.1 | -0.02 | -0.09 | 0 | 0.04 | 0.03 | -0.08 | -0.03 | -0.04 | -0.02 | 0 | -0.03 | 0.14 | 0.11 | 0.17 | -0.21 | -0.19 | -0.19 | -0.07 | -0.02 | -0.03 | -0.07 | -0.06 | -0.07 | -0.02 | -0.05 | 0.05 | -0.06 | -0.06 | -0.03 | -0.02 | -0.01 | -0.02 | 0.17 | 0.12 | 0.21 | -0.09 | -0.13 | -0.03 | -0.05 | -0.06 | 0.01
15 | -0.07 | -0.04 | -0.12 | -0.12 | -0.09 | -0.15 | -0.1 | -0.09 | -0.16 | -0.04 | -0.01 | -0.09 | -0.11 | -0.08 | -0.14 | -0.2 | -0.21 | -0.21 | -0.12 | -0.1 | -0.2 | 0 | -0.03 | -0.03 | 0.02 | -0.04 | 0.07 | -0.01 | -0.04 | -0.03 | 0 | 0 | 0 | 0.17 | 0.12 | 0.22 | -0.08 | -0.12 | -0.1 | 0.01 | -0.03 | 0.02
16 | -0.07 | -0.04 | -0.12 | -0.12 | -0.09 | -0.15 | -0.1 | -0.09 | -0.16 | -0.04 | -0.01 | -0.09 | -0.11 | -0.08 | -0.14 | -0.2 | -0.21 | -0.21 | -0.12 | -0.09 | -0.2 | 0 | -0.03 | -0.03 | 0.02 | -0.04 | 0.07 | -0.01 | -0.04 | -0.03 | 0 | 0 | 0 | 0.17 | 0.12 | 0.22 | -0.08 | -0.12 | -0.09 | 0.01 | -0.03 | 0.02
17 | 0 | 0.04 | 0.06 | 0.08 | 0.11 | 0.09 | 0.01 | 0.04 | 0.06 | 0.04 | 0.04 | 0.05 | 0.13 | 0.11 | 0.14 | -0.07 | -0.08 | -0.05 | 0.03 | 0.06 | 0.09 | 0 | -0.03 | -0.03 | 0.02 | -0.04 | 0.07 | -0.01 | -0.04 | -0.03 | 0 | 0 | 0 | 0.17 | 0.12 | 0.22 | -0.08 | -0.12 | -0.1 | 0.01 | -0.03 | 0.02
18 | 0.01 | 0.04 | 0.06 | 0.08 | 0.11 | 0.09 | 0.01 | 0.05 | 0.06 | 0.04 | 0.04 | 0.05 | 0.13 | 0.11 | 0.15 | -0.07 | -0.08 | -0.04 | 0.03 | 0.06 | 0.09 | 0 | -0.03 | -0.03 | 0.02 | -0.04 | 0.07 | -0.01 | -0.04 | -0.03 | 0 | 0 | 0 | 0.17 | 0.12 | 0.22 | -0.08 | -0.11 | -0.09 | 0.01 | -0.03 | 0.02
19 | -0.11 | -0.08 | -0.13 | -0.08 | -0.08 | -0.03 | -0.11 | -0.09 | -0.1 | -0.04 | -0.04 | -0.01 | 0.03 | -0.01 | 0.06 | -0.18 | -0.17 | -0.18 | -0.11 | -0.1 | -0.09 | -0.06 | -0.06 | -0.06 | -0.01 | -0.06 | 0.08 | -0.04 | -0.05 | -0.02 | 0 | -0.01 | 0.01 | 0.16 | 0.1 | 0.22 | -0.06 | -0.1 | -0.01 | -0.03 | -0.05 | 0.03
20 | -0.11 | -0.07 | -0.13 | -0.08 | -0.07 | -0.04 | -0.11 | -0.09 | -0.11 | -0.03 | -0.04 | -0.01 | 0.02 | -0.01 | 0.04 | -0.18 | -0.17 | -0.18 | -0.12 | -0.09 | -0.1 | -0.06 | -0.05 | -0.07 | -0.02 | -0.06 | 0.06 | -0.05 | -0.05 | -0.03 | 0 | -0.01 | 0.01 | 0.15 | 0.1 | 0.2 | -0.06 | -0.09 | -0.02 | -0.03 | -0.04 | 0.01
21 | 0.22 | 0.38 | 0.32 | 0.61 | 0.66 | 0.64 | 0.31 | 0.45 | 0.48 | 0.56 | 0.6 | 0.51 | 0.57 | 0.6 | 0.53 | 0.33 | 0.37 | 0.38 | 0.48 | 0.58 | 0.61 | 0.39 | 0.31 | 0.15 | 0.24 | 0.25 | -0.01 | 0.41 | 0.35 | 0.19 | 0.19 | 0.2 | 0.14 | 0.01 | 0.13 | -0.04 | 0.18 | 0.16 | -0.08 | 0.37 | 0.32 | 0.12
22 | 0.22 | 0.38 | 0.32 | 0.6 | 0.66 | 0.63 | 0.31 | 0.45 | 0.48 | 0.55 | 0.6 | 0.5 | 0.56 | 0.6 | 0.53 | 0.33 | 0.37 | 0.38 | 0.48 | 0.58 | 0.6 | 0.34 | 0.3 | 0.08 | 0.24 | 0.25 | 0.02 | 0.37 | 0.34 | 0.14 | 0.18 | 0.21 | 0.11 | 0.05 | 0.14 | 0.01 | 0.16 | 0.15 | -0.08 | 0.34 | 0.32 | 0.09
23 | . | . | . | . | . | . | . | . | . | . | . | . | . | . | . | . | . | . | . | . | . | 0.02 | 0.11 | -0.01 | 0.05 | 0.11 | -0.03 | 0.05 | 0.15 | -0.05 | 0.06 | 0.11 | -0.1 | 0.01 | 0.01 | 0 | -0.02 | 0.01 | -0.05 | 0.04 | 0.13 | -0.06
24 | . | . | . | . | . | . | . | . | . | . | . | . | . | . | . | . | . | . | . | . | . | 0.02 | 0.11 | -0.01 | 0.05 | 0.11 | -0.02 | 0.05 | 0.15 | -0.05 | 0.06 | 0.11 | -0.1 | 0.01 | 0.01 | 0 | -0.02 | 0.01 | -0.05 | 0.04 | 0.13 | -0.06
25 | 0.65 | 0.51 | 0.48 | 0.47 | 0.42 | 0.24 | 0.66 | 0.54 | 0.48 | 0.13 | 0.17 | 0.05 | 0.06 | 0.26 | -0.02 | 0.62 | 0.57 | 0.45 | 0.63 | 0.53 | 0.41 | 0.25 | 0.22 | 0.32 | 0.46 | 0.38 | 0.52 | 0.25 | 0.15 | 0.34 | 0.16 | 0.05 | 0.24 | 0.22 | 0.16 | 0.29 | 0.27 | 0.13 | 0.36 | 0.33 | 0.23 | 0.45
26 | 0.65 | 0.51 | 0.48 | 0.46 | 0.42 | 0.23 | 0.66 | 0.54 | 0.48 | 0.13 | 0.16 | 0.05 | 0.05 | 0.25 | -0.03 | 0.63 | 0.58 | 0.45 | 0.63 | 0.53 | 0.41 | 0.25 | 0.21 | 0.34 | 0.47 | 0.38 | 0.55 | 0.26 | 0.14 | 0.36 | 0.18 | 0.06 | 0.29 | 0.24 | 0.16 | 0.31 | 0.28 | 0.12 | 0.39 | 0.34 | 0.22 | 0.49
27 | 0.08 | 0.09 | -0.13 | 0.01 | 0.06 | -0.14 | 0.05 | 0.08 | -0.18 | 0.04 | 0.09 | -0.03 | -0.05 | 0.05 | -0.12 | 0 | -0.01 | -0.11 | 0.05 | 0.08 | -0.17 | 0.24 | 0.32 | 0.29 | 0.35 | 0.39 | 0.32 | 0.33 | 0.41 | 0.42 | 0.44 | 0.43 | 0.45 | 0.26 | 0.32 | 0.21 | 0.38 | 0.38 | 0.42 | 0.4 | 0.46 | 0.5
28 | 0.08 | 0.09 | -0.13 | 0.01 | 0.06 | -0.14 | 0.05 | 0.08 | -0.18 | 0.04 | 0.09 | -0.03 | -0.05 | 0.06 | -0.12 | 0 | -0.01 | -0.11 | 0.05 | 0.08 | -0.17 | 0.24 | 0.32 | 0.29 | 0.35 | 0.39 | 0.32 | 0.33 | 0.41 | 0.42 | 0.44 | 0.43 | 0.45 | 0.26 | 0.32 | 0.21 | 0.38 | 0.38 | 0.42 | 0.4 | 0.46 | 0.5
29 | 0.06 | 0.08 | 0.06 | 0.25 | 0.27 | 0.25 | 0.09 | 0.1 | 0.1 | 0.34 | 0.33 | 0.36 | 0.04 | 0.07 | 0.02 | -0.09 | -0.09 | -0.15 | 0.14 | 0.16 | 0.16 | 0.18 | 0.22 | 0.34 | 0.44 | 0.45 | 0.5 | 0.23 | 0.27 | 0.37 | 0.31 | 0.33 | 0.29 | 0.34 | 0.4 | 0.29 | 0.3 | 0.35 | 0.32 | 0.34 | 0.39 | 0.5
30 | 0.06 | 0.07 | 0.07 | 0.24 | 0.26 | 0.26 | 0.09 | 0.1 | 0.1 | 0.34 | 0.32 | 0.35 | 0.04 | 0.06 | 0.01 | -0.08 | -0.08 | -0.13 | 0.14 | 0.16 | 0.17 | 0.18 | 0.22 | 0.34 | 0.43 | 0.44 | 0.5 | 0.23 | 0.27 | 0.37 | 0.31 | 0.33 | 0.29 | 0.34 | 0.4 | 0.29 | 0.3 | 0.35 | 0.32 | 0.34 | 0.39 | 0.5
31 | 0 | 0.07 | -0.07 | 0.05 | 0.08 | 0.04 | -0.01 | 0.04 | -0.06 | -0.01 | -0.01 | -0.01 | 0.13 | 0.11 | 0.14 | -0.18 | -0.16 | -0.24 | -0.01 | 0.04 | -0.04 | 0.09 | 0.08 | 0.01 | 0.07 | 0.07 | 0.01 | 0.09 | 0.09 | 0.02 | 0.09 | 0.11 | 0.05 | 0.14 | 0.16 | 0.15 | -0.02 | -0.05 | -0.08 | 0.1 | 0.1 | 0.03
32 | 0 | 0.07 | -0.07 | 0.05 | 0.08 | 0.04 | -0.01 | 0.04 | -0.06 | -0.01 | -0.01 | -0.01 | 0.13 | 0.11 | 0.14 | -0.18 | -0.16 | -0.24 | -0.01 | 0.04 | -0.04 | 0.09 | 0.08 | 0.01 | 0.07 | 0.07 | 0.01 | 0.09 | 0.09 | 0.02 | 0.09 | 0.11 | 0.05 | 0.14 | 0.16 | 0.15 | -0.02 | -0.05 | -0.08 | 0.1 | 0.1 | 0.03
33 | 0 | 0.07 | -0.07 | 0.05 | 0.08 | 0.04 | -0.01 | 0.04 | -0.06 | -0.01 | -0.01 | -0.01 | 0.13 | 0.11 | 0.14 | -0.18 | -0.16 | -0.24 | 0 | 0.04 | -0.04 | 0.09 | 0.08 | 0.01 | 0.07 | 0.07 | 0.02 | 0.1 | 0.09 | 0.02 | 0.09 | 0.11 | 0.05 | 0.15 | 0.16 | 0.16 | -0.02 | -0.05 | -0.08 | 0.1 | 0.1 | 0.04
34 | 0 | 0.07 | -0.07 | 0.05 | 0.08 | 0.04 | -0.01 | 0.04 | -0.06 | -0.01 | -0.01 | -0.01 | 0.13 | 0.12 | 0.14 | -0.18 | -0.16 | -0.24 | 0 | 0.04 | -0.04 | 0.09 | 0.08 | 0.01 | 0.08 | 0.07 | 0.02 | 0.1 | 0.09 | 0.02 | 0.09 | 0.11 | 0.05 | 0.15 | 0.16 | 0.16 | -0.02 | -0.05 | -0.08 | 0.1 | 0.1 | 0.04
35 | 0.14 | 0.12 | 0.04 | 0.12 | 0.1 | 0.06 | 0.14 | 0.14 | 0.03 | 0.06 | 0.06 | 0.05 | 0.03 | 0.06 | 0.02 | 0.07 | 0.05 | -0.02 | 0.14 | 0.12 | 0.04 | 0.06 | -0.06 | 0.11 | -0.03 | 0.01 | -0.13 | 0.08 | -0.02 | 0.14 | 0.08 | 0.03 | 0.1 | -0.2 | -0.07 | -0.29 | -0.07 | -0.02 | -0.2 | 0.02 | -0.03 | -0.01
36 | 0.14 | 0.12 | 0.04 | 0.12 | 0.1 | 0.06 | 0.14 | 0.14 | 0.03 | 0.06 | 0.06 | 0.05 | 0.03 | 0.06 | 0.02 | 0.07 | 0.06 | -0.02 | 0.14 | 0.12 | 0.04 | 0.06 | -0.06 | 0.11 | -0.03 | 0.01 | -0.13 | 0.09 | -0.01 | 0.15 | 0.08 | 0.04 | 0.11 | -0.2 | -0.08 | -0.29 | -0.07 | -0.02 | -0.2 | 0.03 | -0.02 | 0
37 | 0.14 | 0.13 | 0.04 | 0.12 | 0.11 | 0.06 | 0.15 | 0.14 | 0.03 | 0.07 | 0.06 | 0.06 | 0.03 | 0.06 | 0.02 | 0.07 | 0.06 | -0.02 | 0.14 | 0.13 | 0.05 | 0.01 | -0.07 | 0.07 | -0.03 | 0.01 | -0.12 | 0.03 | -0.03 | 0.06 | 0.01 | 0.01 | 0 | -0.18 | -0.09 | -0.26 | 0.04 | 0.04 | 0.02 | 0 | -0.03 | -0.03
38 | 0.14 | 0.13 | 0.04 | 0.12 | 0.11 | 0.06 | 0.15 | 0.15 | 0.03 | 0.07 | 0.07 | 0.06 | 0.03 | 0.07 | 0.02 | 0.07 | 0.06 | -0.02 | 0.14 | 0.13 | 0.05 | 0.02 | -0.07 | 0.08 | -0.03 | 0.01 | -0.12 | 0.03 | -0.03 | 0.07 | 0.02 | 0.01 | 0.01 | -0.18 | -0.09 | -0.27 | 0.04 | 0.04 | 0.02 | 0 | -0.03 | -0.02
39 | 0.29 | 0.22 | 0.21 | 0.09 | 0.05 | -0.03 | 0.27 | 0.22 | 0.15 | 0.18 | 0.16 | 0.17 | -0.13 | -0.09 | -0.14 | 0.38 | 0.35 | 0.32 | 0.26 | 0.2 | 0.16 | 0.37 | 0.22 | 0.33 | 0.13 | 0.05 | 0.01 | 0.4 | 0.26 | 0.36 | 0.28 | 0.27 | 0.27 | -0.19 | -0.04 | -0.26 | 0.24 | 0.12 | 0.16 | 0.34 | 0.21 | 0.26
40 | 0.29 | 0.22 | 0.21 | 0.09 | 0.05 | -0.04 | 0.27 | 0.21 | 0.15 | 0.18 | 0.16 | 0.17 | -0.13 | -0.09 | -0.14 | 0.38 | 0.35 | 0.32 | 0.26 | 0.2 | 0.16 | 0.37 | 0.22 | 0.33 | 0.13 | 0.05 | 0.01 | 0.4 | 0.25 | 0.35 | 0.28 | 0.27 | 0.27 | -0.19 | -0.04 | -0.25 | 0.24 | 0.12 | 0.15 | 0.34 | 0.21 | 0.26
41 | 0.71 | 0.7 | 0.4 | 0.51 | 0.49 | 0.25 | 0.73 | 0.71 | 0.47 | 0.14 | 0.15 | 0.07 | 0.08 | 0.23 | 0.04 | 0.55 | 0.53 | 0.27 | 0.68 | 0.64 | 0.38 | 0.44 | 0.52 | 0.22 | 0.34 | 0.39 | 0.14 | 0.49 | 0.55 | 0.32 | 0.3 | 0.35 | 0.24 | 0.01 | 0.18 | -0.07 | 0.34 | 0.37 | 0.15 | 0.48 | 0.54 | 0.27
42 | 0.65 | 0.66 | 0.34 | 0.46 | 0.47 | 0.17 | 0.67 | 0.68 | 0.38 | 0.09 | 0.14 | -0.02 | 0.07 | 0.22 | 0.01 | 0.52 | 0.51 | 0.24 | 0.61 | 0.61 | 0.29 | 0.45 | 0.52 | 0.22 | 0.35 | 0.4 | 0.14 | 0.5 | 0.56 | 0.32 | 0.31 | 0.35 | 0.25 | 0 | 0.19 | -0.08 | 0.35 | 0.37 | 0.16 | 0.49 | 0.54 | 0.27
43 | 0.49 | 0.37 | 0.25 | 0.26 | 0.2 | 0.02 | 0.5 | 0.39 | 0.26 | -0.06 | -0.03 | -0.17 | -0.02 | 0.06 | -0.02 | 0.37 | 0.29 | 0.14 | 0.42 | 0.31 | 0.13 | 0.46 | 0.37 | 0.32 | 0.27 | 0.26 | 0.06 | 0.52 | 0.45 | 0.42 | 0.34 | 0.39 | 0.3 | -0.07 | 0.12 | -0.16 | 0.36 | 0.31 | 0.19 | 0.48 | 0.42 | 0.32
44 | 0.54 | 0.39 | 0.28 | 0.3 | 0.21 | 0.07 | 0.55 | 0.41 | 0.31 | -0.03 | -0.03 | -0.11 | -0.01 | 0.06 | -0.01 | 0.39 | 0.3 | 0.14 | 0.47 | 0.32 | 0.18 | 0.46 | 0.37 | 0.32 | 0.27 | 0.26 | 0.06 | 0.52 | 0.45 | 0.42 | 0.34 | 0.39 | 0.3 | -0.07 | 0.12 | -0.16 | 0.36 | 0.31 | 0.19 | 0.48 | 0.42 | 0.32
45 | 0.56 | 0.52 | 0.27 | 0.4 | 0.41 | 0.14 | 0.57 | 0.55 | 0.3 | 0.2 | 0.23 | 0.17 | -0.02 | 0.15 | -0.06 | 0.4 | 0.4 | 0.11 | 0.54 | 0.52 | 0.25 | 0.79 | 0.74 | 0.42 | 0.53 | 0.57 | 0.22 | 0.78 | 0.75 | 0.4 | 0.22 | 0.31 | 0.14 | 0.03 | 0.29 | 0.02 | 0.51 | 0.5 | 0.14 | 0.74 | 0.73 | 0.36
46 | 0.56 | 0.52 | 0.27 | 0.4 | 0.41 | 0.14 | 0.57 | 0.55 | 0.3 | 0.2 | 0.23 | 0.17 | -0.02 | 0.15 | -0.06 | 0.4 | 0.4 | 0.11 | 0.54 | 0.52 | 0.25 | 0.79 | 0.74 | 0.42 | 0.53 | 0.57 | 0.22 | 0.78 | 0.75 | 0.4 | 0.22 | 0.31 | 0.14 | 0.03 | 0.29 | 0.02 | 0.51 | 0.5 | 0.14 | 0.74 | 0.73 | 0.36
47 | -0.16 | 0 | -0.06 | -0.11 | -0.03 | -0.02 | -0.12 | 0.03 | 0.02 | -0.06 | -0.04 | -0.04 | 0.04 | -0.06 | 0.11 | -0.04 | 0.05 | 0.07 | -0.12 | 0 | 0.01 | -0.11 | 0.02 | 0.09 | 0 | 0.13 | 0.05 | -0.01 | 0.17 | 0.2 | 0.27 | 0.34 | 0.28 | 0.06 | 0.06 | 0.03 | 0.05 | 0.15 | 0.18 | 0.01 | 0.17 | 0.2
48 | -0.18 | 0.02 | -0.1 | -0.11 | 0 | -0.04 | -0.14 | 0.05 | -0.02 | -0.05 | -0.03 | -0.05 | 0.07 | -0.02 | 0.11 | -0.09 | 0.03 | 0 | -0.14 | 0.02 | -0.03 | -0.11 | 0.01 | 0.09 | 0 | 0.13 | 0.05 | -0.01 | 0.17 | 0.2 | 0.27 | 0.33 | 0.28 | 0.06 | 0.06 | 0.03 | 0.06 | 0.15 | 0.18 | 0.01 | 0.17 | 0.2
49 | -0.4 | -0.18 | -0.19 | -0.28 | -0.19 | -0.1 | -0.36 | -0.16 | -0.11 | -0.14 | -0.13 | -0.12 | 0.03 | -0.14 | 0.12 | -0.21 | -0.08 | 0.01 | -0.35 | -0.19 | -0.11 | -0.16 | -0.13 | 0.04 | -0.11 | -0.03 | -0.06 | -0.11 | -0.01 | 0.04 | 0.11 | 0.18 | 0.09 | 0.01 | -0.03 | 0 | -0.04 | 0.02 | 0.06 | -0.1 | -0.02 | 0.04
50 | -0.41 | -0.15 | -0.22 | -0.26 | -0.12 | -0.09 | -0.37 | -0.12 | -0.15 | -0.13 | -0.1 | -0.13 | 0.09 | -0.05 | 0.15 | -0.25 | -0.11 | -0.05 | -0.35 | -0.15 | -0.14 | -0.15 | -0.13 | 0.04 | -0.11 | -0.03 | -0.06 | -0.11 | -0.01 | 0.04 | 0.1 | 0.18 | 0.07 | 0.01 | -0.02 | 0 | -0.04 | 0.02 | 0.06 | -0.1 | -0.02 | 0.04
51 | 0.04 | 0.07 | -0.01 | 0.22 | 0.21 | 0.25 | 0.08 | 0.1 | 0.09 | 0.15 | 0.17 | 0.12 | 0.14 | 0.13 | 0.15 | -0.05 | -0.03 | -0.12 | 0.11 | 0.13 | 0.12 | 0.34 | 0.26 | 0.21 | 0.06 | 0.03 | -0.12 | 0.38 | 0.3 | 0.29 | 0.25 | 0.26 | 0.22 | -0.12 | -0.01 | -0.17 | 0.24 | 0.19 | 0.1 | 0.32 | 0.25 | 0.17
52 | 0.04 | 0.05 | -0.01 | 0.19 | 0.17 | 0.23 | 0.07 | 0.08 | 0.08 | 0.13 | 0.14 | 0.11 | 0.12 | 0.11 | 0.14 | -0.06 | -0.05 | -0.13 | 0.1 | 0.1 | 0.1 | 0.34 | 0.26 | 0.21 | 0.06 | 0.03 | -0.12 | 0.38 | 0.3 | 0.29 | 0.25 | 0.25 | 0.22 | -0.12 | -0.01 | -0.17 | 0.24 | 0.19 | 0.1 | 0.31 | 0.24 | 0.17
53 | -0.17 | -0.21 | -0.09 | -0.23 | -0.27 | -0.14 | -0.19 | -0.24 | -0.13 | -0.16 | -0.13 | -0.18 | -0.2 | -0.3 | -0.12 | -0.2 | -0.2 | -0.19 | -0.24 | -0.27 | -0.2 | -0.05 | -0.07 | -0.06 | 0.09 | 0.06 | 0.16 | -0.12 | -0.12 | -0.2 | -0.05 | 0.02 | -0.12 | 0.06 | 0.04 | 0.06 | -0.11 | -0.1 | -0.14 | -0.06 | -0.05 | -0.08
54 | -0.17 | -0.21 | -0.09 | -0.23 | -0.27 | -0.14 | -0.19 | -0.24 | -0.14 | -0.16 | -0.13 | -0.18 | -0.2 | -0.3 | -0.12 | -0.2 | -0.2 | -0.19 | -0.24 | -0.27 | -0.2 | -0.05 | -0.07 | -0.06 | 0.09 | 0.06 | 0.16 | -0.12 | -0.12 | -0.2 | -0.05 | 0.02 | -0.12 | 0.05 | 0.04 | 0.06 | -0.11 | -0.1 | -0.14 | -0.06 | -0.05 | -0.08
55 | -0.16 | -0.2 | -0.11 | -0.19 | -0.24 | -0.11 | -0.18 | -0.23 | -0.13 | -0.13 | -0.12 | -0.13 | -0.14 | -0.26 | -0.04 | -0.19 | -0.2 | -0.17 | -0.21 | -0.25 | -0.16 | -0.04 | -0.06 | -0.05 | 0.11 | 0.07 | 0.17 | -0.11 | -0.12 | -0.19 | -0.05 | 0.02 | -0.12 | 0.06 | 0.06 | 0.06 | -0.1 | -0.09 | -0.13 | -0.05 | -0.04 | -0.08
56 | -0.16 | -0.2 | -0.11 | -0.19 | -0.24 | -0.11 | -0.18 | -0.23 | -0.13 | -0.13 | -0.12 | -0.13 | -0.14 | -0.26 | -0.04 | -0.19 | -0.2 | -0.17 | -0.21 | -0.25 | -0.16 | -0.04 | -0.06 | -0.05 | 0.11 | 0.07 | 0.17 | -0.11 | -0.12 | -0.19 | -0.05 | 0.02 | -0.12 | 0.06 | 0.05 | 0.06 | -0.1 | -0.09 | -0.13 | -0.05 | -0.04 | -0.08
57 | -0.01 | 0.02 | -0.11 | -0.13 | -0.11 | -0.18 | -0.06 | -0.04 | -0.17 | -0.12 | -0.11 | -0.14 | -0.05 | -0.07 | -0.03 | -0.15 | -0.14 | -0.21 | -0.09 | -0.08 | -0.2 | 0.05 | 0 | -0.04 | -0.08 | -0.11 | -0.13 | 0.05 | 0 | -0.03 | 0 | 0.01 | -0.01 | 0 | -0.01 | 0.03 | -0.05 | -0.12 | -0.08 | 0.01 | -0.04 | -0.06
58 | -0.02 | 0.01 | -0.12 | -0.13 | -0.11 | -0.18 | -0.06 | -0.05 | -0.18 | -0.12 | -0.11 | -0.14 | -0.05 | -0.06 | -0.03 | -0.15 | -0.15 | -0.22 | -0.09 | -0.08 | -0.21 | 0.05 | 0 | -0.04 | -0.07 | -0.1 | -0.13 | 0.05 | 0 | -0.03 | 0.01 | 0.01 | -0.01 | 0.01 | 0 | 0.03 | -0.05 | -0.12 | -0.07 | 0.02 | -0.04 | -0.06
59 | -0.01 | 0.04 | -0.09 | 0 | 0.03 | -0.04 | -0.03 | 0 | -0.11 | -0.03 | -0.02 | -0.03 | 0.08 | 0.06 | 0.1 | -0.18 | -0.16 | -0.24 | -0.03 | 0 | -0.09 | 0.07 | 0.04 | -0.01 | 0.05 | 0.04 | 0 | 0.08 | 0.06 | 0.01 | 0.09 | 0.11 | 0.06 | 0.13 | 0.12 | 0.15 | -0.04 | -0.08 | -0.08 | 0.08 | 0.06 | 0.02
60 | -0.01 | 0.04 | -0.09 | -0.01 | 0.02 | -0.04 | -0.04 | 0 | -0.11 | -0.03 | -0.03 | -0.04 | 0.08 | 0.06 | 0.09 | -0.18 | -0.16 | -0.24 | -0.04 | -0.01 | -0.1 | 0.06 | 0.04 | -0.02 | 0.04 | 0.03 | 0 | 0.08 | 0.06 | 0.01 | 0.09 | 0.1 | 0.06 | 0.12 | 0.11 | 0.15 | -0.04 | -0.08 | -0.08 | 0.08 | 0.05 | 0.02
61 | 0.37 | 0.27 | 0.28 | 0.26 | 0.22 | 0.11 | 0.38 | 0.29 | 0.26 | 0.14 | 0.16 | 0.09 | -0.05 | 0.06 | -0.11 | 0.5 | 0.44 | 0.44 | 0.38 | 0.31 | 0.25 | 0.28 | 0.27 | 0.25 | 0.22 | 0.2 | 0.15 | 0.29 | 0.27 | 0.25 | 0.09 | 0.06 | 0.09 | -0.08 | -0.01 | -0.11 | 0.37 | 0.37 | 0.32 | 0.29 | 0.27 | 0.25
62 | 0.37 | 0.27 | 0.28 | 0.26 | 0.21 | 0.11 | 0.38 | 0.29 | 0.26 | 0.14 | 0.16 | 0.09 | -0.05 | 0.06 | -0.11 | 0.5 | 0.44 | 0.44 | 0.38 | 0.3 | 0.25 | 0.28 | 0.26 | 0.25 | 0.22 | 0.2 | 0.15 | 0.29 | 0.27 | 0.25 | 0.09 | 0.06 | 0.08 | -0.08 | -0.02 | -0.11 | 0.37 | 0.37 | 0.32 | 0.29 | 0.26 | 0.25
63 | 0.25 | 0.14 | 0.12 | 0.04 | 0.04 | -0.17 | 0.2 | 0.12 | 0.01 | -0.1 | -0.05 | -0.21 | -0.08 | 0 | -0.13 | 0.26 | 0.2 | 0.16 | 0.17 | 0.11 | -0.05 | -0.15 | -0.17 | -0.02 | -0.08 | -0.12 | 0.07 | -0.15 | -0.17 | 0 | -0.06 | -0.03 | -0.07 | 0.05 | 0.02 | 0.06 | -0.12 | -0.16 | 0.02 | -0.14 | -0.16 | 0.01
64 | 0.24 | 0.14 | 0.12 | 0.04 | 0.04 | -0.17 | 0.2 | 0.12 | 0.01 | -0.11 | -0.05 | -0.21 | -0.08 | 0 | -0.13 | 0.25 | 0.2 | 0.16 | 0.16 | 0.1 | -0.05 | -0.15 | -0.17 | -0.02 | -0.08 | -0.12 | 0.06 | -0.15 | -0.18 | 0 | -0.06 | -0.04 | -0.07 | 0.05 | 0.02 | 0.05 | -0.12 | -0.16 | 0.01 | -0.14 | -0.16 | 0
65 | 0.04 | 0.09 | 0.05 | 0.36 | 0.41 | 0.41 | 0.08 | 0.15 | 0.12 | 0.47 | 0.5 | 0.45 | 0.23 | 0.29 | 0.17 | -0.06 | -0.05 | -0.09 | 0.19 | 0.27 | 0.27 | -0.17 | -0.17 | -0.02 | -0.12 | -0.12 | -0.01 | -0.19 | -0.2 | -0.08 | -0.05 | -0.03 | -0.06 | 0.07 | 0.09 | 0.03 | -0.14 | -0.16 | -0.02 | -0.16 | -0.16 | -0.05
66 | 0.04 | 0.09 | 0.05 | 0.37 | 0.41 | 0.42 | 0.09 | 0.15 | 0.13 | 0.47 | 0.5 | 0.45 | 0.23 | 0.29 | 0.17 | -0.06 | -0.04 | -0.08 | 0.2 | 0.27 | 0.28 | -0.17 | -0.17 | -0.02 | -0.11 | -0.12 | -0.01 | -0.19 | -0.2 | -0.08 | -0.05 | -0.03 | -0.06 | 0.07 | 0.09 | 0.03 | -0.14 | -0.16 | -0.02 | -0.16 | -0.15 | -0.05
67 | -0.11 | -0.1 | -0.09 | -0.09 | -0.04 | -0.11 | -0.12 | -0.09 | -0.12 | -0.08 | -0.05 | -0.11 | 0 | 0 | -0.01 | -0.09 | -0.06 | -0.09 | -0.12 | -0.08 | -0.12 | -0.03 | -0.13 | 0.07 | -0.1 | -0.17 | -0.04 | -0.05 | -0.17 | 0.05 | -0.04 | -0.08 | 0.01 | -0.03 | -0.02 | -0.03 | -0.05 | -0.12 | 0.01 | -0.06 | -0.16 | 0.03
68 | -0.11 | -0.1 | -0.09 | -0.09 | -0.04 | -0.11 | -0.12 | -0.09 | -0.12 | -0.08 | -0.06 | -0.11 | 0 | -0.01 | -0.01 | -0.09 | -0.06 | -0.08 | -0.12 | -0.08 | -0.12 | -0.03 | -0.13 | 0.07 | -0.1 | -0.17 | -0.04 | -0.05 | -0.17 | 0.05 | -0.04 | -0.08 | 0.01 | -0.03 | -0.02 | -0.03 | -0.05 | -0.12 | 0.01 | -0.06 | -0.16 | 0.03
69 | 0.1 | 0.06 | 0.01 | 0.04 | -0.03 | 0.02 | 0.08 | 0.05 | -0.02 | 0.06 | 0.03 | 0.08 | -0.06 | -0.07 | -0.03 | 0.01 | -0.01 | -0.07 | 0.07 | 0.02 | 0 | 0.19 | 0.05 | 0.27 | 0.02 | -0.03 | -0.05 | 0.22 | 0.09 | 0.3 | 0.22 | 0.17 | 0.25 | -0.22 | -0.09 | -0.29 | 0.09 | -0.02 | 0.07 | 0.17 | 0.05 | 0.18
70 | 0.1 | 0.06 | 0.01 | 0.04 | -0.03 | 0.02 | 0.08 | 0.05 | -0.02 | 0.06 | 0.03 | 0.08 | -0.06 | -0.07 | -0.03 | 0.01 | -0.01 | -0.07 | 0.07 | 0.02 | 0 | 0.19 | 0.05 | 0.27 | 0.01 | -0.03 | -0.05 | 0.22 | 0.1 | 0.3 | 0.22 | 0.17 | 0.25 | -0.23 | -0.09 | -0.3 | 0.09 | -0.02 | 0.07 | 0.17 | 0.05 | 0.19
71 | 0.08 | 0.04 | 0 | 0.02 | -0.04 | 0.01 | 0.06 | 0.03 | -0.03 | 0.05 | 0.02 | 0.07 | -0.06 | -0.08 | -0.04 | -0.01 | -0.03 | -0.08 | 0.05 | 0 | -0.01 | 0.17 | 0.05 | 0.21 | 0.02 | -0.03 | -0.03 | 0.2 | 0.08 | 0.25 | 0.22 | 0.17 | 0.26 | -0.16 | -0.07 | -0.21 | 0.02 | -0.04 | -0.04 | 0.15 | 0.05 | 0.15
72 | 0.08 | 0.04 | 0 | 0.02 | -0.04 | 0.01 | 0.06 | 0.03 | -0.03 | 0.05 | 0.02 | 0.07 | -0.06 | -0.08 | -0.03 | -0.01 | -0.03 | -0.08 | 0.05 | 0 | -0.01 | 0.17 | 0.05 | 0.21 | 0.03 | -0.03 | -0.03 | 0.2 | 0.09 | 0.25 | 0.23 | 0.17 | 0.26 | -0.16 | -0.07 | -0.2 | 0.02 | -0.04 | -0.04 | 0.15 | 0.05 | 0.15
73 | -0.1 | -0.07 | -0.06 | -0.2 | -0.19 | -0.19 | -0.16 | -0.14 | -0.16 | 0.12 | 0.13 | 0.13 | -0.14 | -0.19 | -0.09 | -0.03 | -0.02 | 0.04 | -0.13 | -0.11 | -0.09 | 0.01 | -0.02 | 0.04 | -0.01 | -0.01 | -0.01 | 0.09 | 0.08 | 0.16 | 0.41 | 0.4 | 0.42 | -0.06 | -0.09 | -0.02 | -0.03 | -0.07 | -0.02 | 0.08 | 0.06 | 0.15
74 | -0.1 | -0.07 | -0.06 | -0.2 | -0.19 | -0.19 | -0.16 | -0.14 | -0.16 | 0.12 | 0.13 | 0.13 | -0.14 | -0.19 | -0.09 | -0.03 | -0.02 | 0.04 | -0.13 | -0.11 | -0.09 | 0.01 | -0.02 | 0.04 | -0.01 | -0.01 | -0.01 | 0.09 | 0.08 | 0.16 | 0.41 | 0.4 | 0.42 | -0.06 | -0.09 | -0.02 | -0.03 | -0.07 | -0.02 | 0.08 | 0.06 | 0.15
75 | 0.12 | 0.08 | -0.01 | -0.01 | -0.03 | -0.13 | 0.11 | 0.07 | -0.01 | -0.12 | -0.13 | -0.14 | -0.15 | -0.17 | -0.13 | -0.01 | -0.04 | -0.11 | 0.04 | -0.01 | -0.11 | 0.37 | 0.29 | 0.13 | 0.18 | 0.19 | -0.06 | 0.42 | 0.36 | 0.23 | 0.38 | 0.41 | 0.35 | -0.07 | 0.06 | -0.11 | 0.11 | 0.06 | -0.12 | 0.37 | 0.32 | 0.14
76 | 0.12 | 0.09 | -0.01 | 0 | -0.01 | -0.12 | 0.11 | 0.07 | -0.01 | -0.12 | -0.12 | -0.15 | -0.14 | -0.15 | -0.12 | -0.01 | -0.04 | -0.11 | 0.04 | 0 | -0.11 | 0.37 | 0.29 | 0.13 | 0.18 | 0.19 | -0.06 | 0.42 | 0.36 | 0.23 | 0.38 | 0.41 | 0.34 | -0.07 | 0.06 | -0.11 | 0.11 | 0.06 | -0.12 | 0.37 | 0.32 | 0.14
77 | -0.11 | -0.05 | -0.06 | -0.07 | -0.05 | -0.02 | -0.14 | -0.09 | -0.11 | 0.29 | 0.3 | 0.29 | 0 | -0.04 | 0.03 | -0.09 | -0.07 | -0.04 | -0.07 | -0.02 | 0.01 | 0.02 | 0.04 | 0.03 | 0.11 | 0.13 | 0.1 | 0.11 | 0.15 | 0.17 | 0.44 | 0.46 | 0.42 | 0.05 | 0.03 | 0.07 | 0.02 | 0.03 | 0.01 | 0.14 | 0.17 | 0.2
78 | -0.11 | -0.05 | -0.06 | -0.07 | -0.04 | -0.02 | -0.14 | -0.09 | -0.11 | 0.29 | 0.3 | 0.29 | 0 | -0.04 | 0.03 | -0.09 | -0.06 | -0.03 | -0.07 | -0.01 | 0.01 | 0.02 | 0.04 | 0.03 | 0.11 | 0.13 | 0.11 | 0.11 | 0.15 | 0.17 | 0.44 | 0.47 | 0.42 | 0.05 | 0.03 | 0.07 | 0.02 | 0.04 | 0.02 | 0.14 | 0.17 | 0.2
79 | 0 | 0.03 | 0.03 | 0 | 0.04 | -0.02 | -0.02 | 0 | -0.02 | 0.07 | 0.11 | 0.03 | 0.01 | 0.05 | -0.03 | -0.06 | -0.1 | -0.01 | 0 | 0.03 | 0 | -0.01 | -0.02 | -0.02 | 0.02 | -0.03 | 0.09 | -0.01 | -0.03 | 0 | 0.01 | 0.01 | 0.01 | 0.19 | 0.12 | 0.25 | -0.06 | -0.1 | -0.04 | 0.01 | -0.02 | 0.05
80 | 0 | 0.03 | 0.03 | 0 | 0.04 | -0.02 | -0.02 | 0 | -0.02 | 0.07 | 0.11 | 0.03 | 0.01 | 0.04 | -0.03 | -0.06 | -0.1 | 0 | 0 | 0.02 | 0 | -0.01 | -0.02 | -0.02 | 0.02 | -0.03 | 0.09 | -0.01 | -0.03 | 0 | 0.01 | 0.01 | 0.01 | 0.19 | 0.12 | 0.25 | -0.07 | -0.1 | -0.04 | 0.01 | -0.02 | 0.05
81 | 0.02 | 0.04 | 0.07 | 0.07 | 0.1 | 0.05 | 0.03 | 0.04 | 0.06 | -0.01 | 0.01 | -0.03 | 0.01 | 0.04 | -0.01 | -0.02 | -0.05 | 0.03 | 0.03 | 0.05 | 0.04 | -0.01 | -0.02 | -0.02 | 0.02 | -0.03 | 0.09 | -0.01 | -0.03 | 0 | 0.01 | 0.01 | 0.01 | 0.19 | 0.12 | 0.25 | -0.06 | -0.1 | -0.04 | 0.01 | -0.02 | 0.05
82 | 0.02 | 0.04 | 0.07 | 0.06 | 0.1 | 0.05 | 0.03 | 0.04 | 0.06 | -0.01 | 0.01 | -0.03 | 0.01 | 0.04 | -0.01 | -0.02 | -0.05 | 0.03 | 0.03 | 0.04 | 0.04 | -0.01 | -0.02 | -0.02 | 0.02 | -0.03 | 0.1 | -0.01 | -0.03 | 0 | 0.01 | 0.01 | 0.01 | 0.19 | 0.12 | 0.26 | -0.06 | -0.1 | -0.04 | 0.01 | -0.02 | 0.05
83 | 0.38 | 0.28 | 0.29 | 0.27 | 0.22 | 0.12 | 0.39 | 0.3 | 0.26 | 0.15 | 0.17 | 0.09 | -0.04 | 0.07 | -0.11 | 0.51 | 0.45 | 0.45 | 0.39 | 0.31 | 0.26 | 0.29 | 0.27 | 0.26 | 0.23 | 0.21 | 0.16 | 0.3 | 0.28 | 0.25 | 0.09 | 0.07 | 0.09 | -0.08 | -0.01 | -0.11 | 0.38 | 0.37 | 0.32 | 0.3 | 0.27 | 0.25
84 | 0.38 | 0.28 | 0.28 | 0.26 | 0.21 | 0.11 | 0.38 | 0.3 | 0.26 | 0.13 | 0.15 | 0.08 | -0.05 | 0.06 | -0.12 | 0.51 | 0.45 | 0.45 | 0.38 | 0.31 | 0.25 | 0.29 | 0.27 | 0.26 | 0.23 | 0.21 | 0.16 | 0.3 | 0.28 | 0.25 | 0.09 | 0.07 | 0.09 | -0.08 | -0.01 | -0.11 | 0.38 | 0.37 | 0.32 | 0.3 | 0.27 | 0.25
85 | 0.1 | 0.27 | 0.16 | 0.66 | 0.7 | 0.78 | 0.19 | 0.35 | 0.33 | 0.59 | 0.59 | 0.63 | 0.68 | 0.72 | 0.64 | 0.05 | 0.08 | 0.13 | 0.39 | 0.52 | 0.62 | 0.02 | 0.07 | 0.05 | 0.18 | 0.15 | 0.29 | 0.01 | 0.05 | 0.03 | 0.04 | 0.09 | 0 | 0.08 | 0.03 | 0.13 | 0.06 | 0.09 | 0.09 | 0.06 | 0.1 | 0.13
86 | 0.13 | 0.21 | 0.23 | 0.5 | 0.53 | 0.55 | 0.22 | 0.31 | 0.36 | 0.56 | 0.56 | 0.56 | 0.52 | 0.55 | 0.5 | 0.2 | 0.17 | 0.32 | 0.38 | 0.44 | 0.58 | 0.02 | 0.07 | 0.05 | 0.18 | 0.15 | 0.29 | 0.01 | 0.05 | 0.03 | 0.04 | 0.09 | -0.01 | 0.07 | 0.02 | 0.12 | 0.06 | 0.09 | 0.08 | 0.06 | 0.1 | 0.12
87 | -0.26 | -0.21 | -0.06 | -0.3 | -0.3 | -0.16 | -0.31 | -0.28 | -0.14 | -0.15 | -0.18 | -0.08 | -0.19 | -0.23 | -0.2 | -0.29 | -0.3 | -0.1 | -0.33 | -0.3 | -0.17 | 0.1 | 0.1 | 0.17 | 0.08 | 0.09 | 0.05 | 0.03 | 0 | 0.04 | 0.02 | 0 | 0.05 | 0.12 | 0.23 | 0.02 | 0.01 | -0.04 | 0.04 | 0.07 | 0.06 | 0.09
88 | 0.08 | 0.09 | 0.04 | 0.33 | 0.31 | 0.37 | 0.15 | 0.17 | 0.18 | -0.02 | 0.04 | -0.09 | 0.39 | 0.46 | 0.34 | 0.03 | 0.07 | -0.07 | 0.18 | 0.21 | 0.19 | -0.07 | 0.02 | -0.14 | 0.27 | 0.29 | 0.36 | -0.07 | 0.01 | -0.13 | -0.27 | -0.27 | -0.27 | 0.34 | 0.3 | 0.38 | -0.05 | 0.05 | -0.1 | -0.01 | 0.06 | -0.02
89 | 0.08 | 0.09 | 0.04 | 0.32 | 0.31 | 0.37 | 0.15 | 0.17 | 0.18 | -0.02 | 0.04 | -0.09 | 0.39 | 0.45 | 0.34 | 0.03 | 0.07 | -0.07 | 0.18 | 0.21 | 0.19 | -0.07 | 0.02 | -0.14 | 0.27 | 0.29 | 0.35 | -0.08 | 0.01 | -0.13 | -0.27 | -0.27 | -0.27 | 0.34 | 0.3 | 0.38 | -0.05 | 0.04 | -0.1 | -0.01 | 0.06 | -0.02
90 | 0.08 | 0.09 | 0.04 | 0.32 | 0.31 | 0.37 | 0.15 | 0.17 | 0.18 | -0.02 | 0.04 | -0.09 | 0.39 | 0.46 | 0.34 | 0.03 | 0.07 | -0.06 | 0.19 | 0.21 | 0.19 | -0.05 | 0.04 | -0.12 | 0.29 | 0.31 | 0.37 | -0.06 | 0.01 | -0.12 | -0.28 | -0.28 | -0.27 | 0.36 | 0.32 | 0.39 | -0.03 | 0.07 | -0.09 | 0.01 | 0.08 | 0
91 | 0.08 | 0.09 | 0.04 | 0.33 | 0.31 | 0.37 | 0.16 | 0.17 | 0.18 | -0.02 | 0.04 | -0.09 | 0.39 | 0.46 | 0.33 | 0.03 | 0.07 | -0.06 | 0.19 | 0.21 | 0.19 | -0.05 | 0.04 | -0.12 | 0.3 | 0.31 | 0.37 | -0.06 | 0.02 | -0.12 | -0.28 | -0.28 | -0.27 | 0.36 | 0.32 | 0.39 | -0.03 | 0.07 | -0.09 | 0.01 | 0.08 | 0
92 | 0.03 | 0 | -0.02 | 0.05 | 0.02 | 0.05 | 0.05 | 0.02 | 0.01 | -0.03 | -0.02 | -0.06 | 0.05 | 0.13 | 0 | -0.05 | -0.06 | -0.11 | 0.03 | 0.02 | -0.02 | 0.03 | 0.11 | -0.02 | 0.32 | 0.34 | 0.36 | 0.02 | 0.08 | -0.03 | -0.19 | -0.19 | -0.19 | 0.32 | 0.34 | 0.3 | 0.01 | 0.07 | -0.05 | 0.08 | 0.14 | 0.06
93 | 0.04 | 0 | -0.02 | 0.06 | 0.03 | 0.06 | 0.05 | 0.03 | 0.01 | -0.03 | -0.02 | -0.06 | 0.06 | 0.14 | 0 | -0.05 | -0.06 | -0.11 | 0.04 | 0.02 | -0.02 | 0.03 | 0.11 | -0.03 | 0.32 | 0.34 | 0.36 | 0.02 | 0.08 | -0.04 | -0.2 | -0.2 | -0.19 | 0.32 | 0.34 | 0.31 | 0.01 | 0.07 | -0.05 | 0.08 | 0.14 | 0.06
94 | -0.15 | -0.13 | -0.23 | -0.06 | -0.06 | -0.02 | -0.15 | -0.14 | -0.19 | -0.1 | -0.08 | -0.13 | 0.08 | 0.02 | 0.12 | -0.24 | -0.21 | -0.29 | -0.15 | -0.13 | -0.18 | -0.12 | -0.03 | -0.21 | 0.04 | 0.07 | 0.08 | -0.1 | -0.01 | -0.18 | 0.1 | 0.18 | 0.04 | 0.17 | 0.1 | 0.22 | -0.11 | -0.03 | -0.15 | -0.05 | 0.04 | -0.08
95 | -0.14 | -0.12 | -0.21 | -0.05 | -0.05 | 0 | -0.14 | -0.13 | -0.17 | -0.08 | -0.06 | -0.09 | 0.08 | 0.03 | 0.12 | -0.24 | -0.2 | -0.28 | -0.14 | -0.12 | -0.15 | -0.12 | -0.03 | -0.22 | 0.03 | 0.05 | 0.07 | -0.11 | -0.02 | -0.18 | 0.09 | 0.17 | 0.03 | 0.16 | 0.09 | 0.21 | -0.11 | -0.04 | -0.16 | -0.06 | 0.03 | -0.09
96 | 0.03 | 0.13 | 0 | 0.33 | 0.35 | 0.41 | 0.11 | 0.21 | 0.17 | 0.05 | 0.07 | 0.03 | 0.51 | 0.54 | 0.48 | -0.04 | 0.04 | -0.11 | 0.17 | 0.25 | 0.23 | 0.09 | 0.06 | -0.01 | 0.13 | 0.1 | 0.12 | 0.05 | 0.01 | -0.03 | -0.33 | -0.35 | -0.33 | 0.17 | 0.17 | 0.2 | 0.06 | 0.08 | -0.03 | 0.05 | 0.01 | -0.03
97 | 0.03 | 0.13 | 0 | 0.33 | 0.35 | 0.41 | 0.11 | 0.21 | 0.17 | 0.05 | 0.07 | 0.03 | 0.51 | 0.54 | 0.48 | -0.04 | 0.04 | -0.11 | 0.17 | 0.25 | 0.23 | 0.09 | 0.06 | -0.01 | 0.13 | 0.1 | 0.12 | 0.05 | 0.01 | -0.03 | -0.33 | -0.35 | -0.33 | 0.17 | 0.17 | 0.2 | 0.06 | 0.08 | -0.03 | 0.05 | 0.01 | -0.03
98 | 0.25 | 0.36 | 0.39 | 0.66 | 0.68 | 0.71 | 0.34 | 0.43 | 0.54 | 0.64 | 0.64 | 0.63 | 0.6 | 0.63 | 0.59 | 0.39 | 0.38 | 0.48 | 0.53 | 0.58 | 0.71 | 0.31 | 0.24 | 0.1 | 0.17 | 0.15 | -0.04 | 0.31 | 0.25 | 0.11 | 0.08 | 0.09 | 0.04 | 0.01 | 0.11 | -0.03 | 0.11 | 0.08 | -0.13 | 0.27 | 0.22 | 0.04
99 | 0.24 | 0.34 | 0.38 | 0.63 | 0.66 | 0.68 | 0.33 | 0.41 | 0.51 | 0.62 | 0.63 | 0.61 | 0.58 | 0.61 | 0.56 | 0.37 | 0.37 | 0.46 | 0.51 | 0.56 | 0.68 | 0.31 | 0.24 | 0.1 | 0.17 | 0.15 | -0.04 | 0.31 | 0.25 | 0.11 | 0.08 | 0.09 | 0.04 | 0.01 | 0.12 | -0.03 | 0.11 | 0.09 | -0.13 | 0.27 | 0.22 | 0.04
100 | 0.1 | 0.27 | 0.16 | 0.65 | 0.7 | 0.78 | 0.19 | 0.35 | 0.33 | 0.59 | 0.58 | 0.62 | 0.68 | 0.71 | 0.64 | 0.05 | 0.08 | 0.12 | 0.39 | 0.51 | 0.62 | 0 | 0.02 | 0.05 | 0.1 | 0.05 | 0.21 | 0 | 0.01 | 0.06 | 0.01 | 0.04 | -0.02 | -0.01 | -0.07 | 0.04 | 0.18 | 0.2 | 0.24 | 0.04 | 0.05 | 0.13
101 | 0.14 | 0.28 | 0.18 | 0.7 | 0.74 | 0.8 | 0.25 | 0.4 | 0.38 | 0.69 | 0.71 | 0.67 | 0.72 | 0.76 | 0.68 | 0.13 | 0.17 | 0.15 | 0.46 | 0.58 | 0.67 | 0 | 0.02 | 0.05 | 0.09 | 0.05 | 0.2 | 0 | 0.01 | 0.06 | 0 | 0.03 | -0.03 | -0.02 | -0.08 | 0.03 | 0.18 | 0.2 | 0.23 | 0.04 | 0.04 | 0.12
102 | 0.08 | 0.11 | 0.06 | 0.07 | 0.09 | 0.04 | 0.08 | 0.11 | 0.06 | -0.01 | 0.01 | -0.04 | 0.12 | 0.18 | 0.07 | 0.12 | 0.17 | 0.07 | 0.09 | 0.13 | 0.06 | 0.12 | 0.13 | -0.02 | 0.14 | 0.12 | 0.1 | 0.1 | 0.12 | -0.06 | 0.03 | 0.1 | -0.08 | 0.02 | 0.01 | 0.04 | 0.07 | 0.12 | -0.06 | 0.12 | 0.13 | -0.02
103 | 0.08 | 0.12 | 0.08 | 0.08 | 0.1 | 0.05 | 0.09 | 0.13 | 0.08 | 0.01 | 0.03 | -0.02 | 0.15 | 0.19 | 0.11 | 0.16 | 0.21 | 0.13 | 0.11 | 0.15 | 0.1 | 0.12 | 0.13 | -0.02 | 0.14 | 0.12 | 0.09 | 0.1 | 0.12 | -0.06 | 0.03 | 0.1 | -0.08 | 0.02 | 0.01 | 0.04 | 0.08 | 0.12 | -0.06 | 0.12 | 0.13 | -0.02
104 | 0.14 | 0.23 | 0.17 | 0.54 | 0.59 | 0.6 | 0.24 | 0.34 | 0.36 | 0.45 | 0.47 | 0.42 | 0.6 | 0.66 | 0.57 | 0.18 | 0.24 | 0.15 | 0.38 | 0.48 | 0.53 | 0.02 | 0.15 | -0.11 | 0.35 | 0.42 | 0.36 | -0.02 | 0.1 | -0.15 | 0.09 | 0.14 | 0.04 | 0.44 | 0.48 | 0.41 | -0.09 | 0.03 | -0.24 | 0.11 | 0.24 | 0.04
105 | 0.14 | 0.23 | 0.17 | 0.54 | 0.59 | 0.6 | 0.24 | 0.34 | 0.36 | 0.45 | 0.47 | 0.42 | 0.6 | 0.66 | 0.57 | 0.18 | 0.24 | 0.15 | 0.38 | 0.48 | 0.53 | 0.02 | 0.15 | -0.11 | 0.35 | 0.42 | 0.36 | -0.02 | 0.1 | -0.15 | 0.09 | 0.14 | 0.04 | 0.44 | 0.48 | 0.41 | -0.09 | 0.03 | -0.24 | 0.11 | 0.24 | 0.04
106 | 0.07 | 0.13 | 0.08 | 0.35 | 0.38 | 0.39 | 0.15 | 0.2 | 0.22 | 0.31 | 0.31 | 0.31 | 0.37 | 0.36 | 0.38 | 0.12 | 0.18 | 0.09 | 0.24 | 0.29 | 0.34 | 0.03 | 0.16 | -0.04 | 0.37 | 0.42 | 0.41 | 0.01 | 0.13 | -0.07 | 0.16 | 0.21 | 0.11 | 0.44 | 0.47 | 0.41 | 0.05 | 0.18 | -0.06 | 0.15 | 0.28 | 0.14
107 | 0.07 | 0.13 | 0.08 | 0.35 | 0.38 | 0.39 | 0.15 | 0.2 | 0.22 | 0.31 | 0.31 | 0.31 | 0.37 | 0.35 | 0.38 | 0.12 | 0.18 | 0.1 | 0.24 | 0.29 | 0.34 | 0.03 | 0.16 | -0.04 | 0.37 | 0.42 | 0.41 | 0.01 | 0.13 | -0.07 | 0.16 | 0.21 | 0.11 | 0.44 | 0.47 | 0.41 | 0.05 | 0.18 | -0.06 | 0.15 | 0.28 | 0.14
108 | 0.1 | 0.13 | 0.14 | 0.31 | 0.33 | 0.34 | 0.17 | 0.21 | 0.26 | 0.32 | 0.34 | 0.29 | 0.32 | 0.31 | 0.33 | 0.16 | 0.19 | 0.16 | 0.25 | 0.29 | 0.35 | 0.03 | 0.16 | -0.04 | 0.37 | 0.42 | 0.41 | 0.01 | 0.13 | -0.06 | 0.16 | 0.21 | 0.11 | 0.44 | 0.47 | 0.4 | 0.05 | 0.18 | -0.06 | 0.15 | 0.28 | 0.14
109 | 0.1 | 0.13 | 0.14 | 0.31 | 0.33 | 0.34 | 0.17 | 0.21 | 0.26 | 0.32 | 0.34 | 0.29 | 0.32 | 0.31 | 0.33 | 0.16 | 0.19 | 0.16 | 0.25 | 0.29 | 0.35 | 0.03 | 0.16 | -0.04 | 0.37 | 0.41 | 0.41 | 0.01 | 0.13 | -0.06 | 0.16 | 0.21 | 0.11 | 0.44 | 0.47 | 0.4 | 0.05 | 0.18 | -0.06 | 0.15 | 0.28 | 0.14
110 | -0.05 | -0.03 | -0.02 | -0.08 | -0.07 | -0.07 | -0.05 | -0.04 | -0.02 | -0.31 | -0.31 | -0.3 | 0.02 | 0 | 0.03 | 0.02 | 0.03 | 0.08 | -0.09 | -0.08 | -0.07 | -0.04 | 0 | -0.06 | 0.02 | 0.04 | 0.05 | 0 | 0.05 | 0.01 | 0.02 | 0.05 | -0.01 | 0.06 | 0 | 0.1 | -0.03 | 0 | -0.02 | -0.01 | 0.03 | 0.01
111 | -0.04 | -0.02 | -0.01 | -0.08 | -0.07 | -0.06 | -0.05 | -0.03 | -0.01 | -0.27 | -0.28 | -0.26 | 0 | -0.01 | 0 | 0.03 | 0.04 | 0.08 | -0.08 | -0.07 | -0.06 | -0.05 | 0 | -0.06 | 0.02 | 0.03 | 0.04 | 0 | 0.05 | 0.01 | 0.01 | 0.04 | -0.01 | 0.05 | 0 | 0.1 | -0.03 | -0.01 | -0.03 | -0.01 | 0.03 | 0
112 | -0.01 | -0.06 | 0.01 | -0.28 | -0.34 | -0.28 | -0.04 | -0.09 | -0.03 | -0.38 | -0.41 | -0.35 | -0.09 | -0.14 | -0.05 | 0.19 | 0.13 | 0.29 | -0.11 | -0.18 | -0.11 | -0.08 | -0.03 | -0.2 | -0.04 | 0.01 | -0.09 | 0 | 0.08 | -0.06 | 0.31 | 0.34 | 0.28 | 0.06 | 0.06 | 0.05 | -0.22 | -0.16 | -0.32 | -0.01 | 0.06 | -0.08
113 | -0.04 | -0.04 | 0.03 | -0.08 | -0.07 | -0.07 | -0.04 | -0.04 | 0.02 | -0.29 | -0.3 | -0.27 | 0 | 0 | 0 | 0.05 | 0.03 | 0.12 | -0.07 | -0.08 | -0.04 | 0.08 | 0.09 | 0.25 | 0.09 | 0.1 | 0.13 | 0.15 | 0.18 | 0.32 | 0.35 | 0.32 | 0.38 | -0.04 | 0 | -0.09 | 0.26 | 0.24 | 0.39 | 0.18 | 0.19 | 0.35
114 | 0.13 | 0.23 | 0.17 | 0.54 | 0.59 | 0.6 | 0.24 | 0.33 | 0.36 | 0.45 | 0.47 | 0.43 | 0.6 | 0.65 | 0.56 | 0.17 | 0.24 | 0.15 | 0.38 | 0.48 | 0.53 | 0.01 | 0.14 | -0.11 | 0.35 | 0.41 | 0.35 | -0.02 | 0.09 | -0.15 | 0.09 | 0.13 | 0.04 | 0.44 | 0.48 | 0.41 | -0.1 | 0.03 | -0.25 | 0.1 | 0.23 | 0.03
115 | 0.13 | 0.23 | 0.17 | 0.54 | 0.59 | 0.6 | 0.24 | 0.34 | 0.36 | 0.45 | 0.47 | 0.43 | 0.6 | 0.65 | 0.56 | 0.17 | 0.24 | 0.15 | 0.38 | 0.48 | 0.53 | 0.01 | 0.14 | -0.11 | 0.35 | 0.41 | 0.35 | -0.02 | 0.1 | -0.15 | 0.09 | 0.13 | 0.04 | 0.44 | 0.48 | 0.41 | -0.1 | 0.03 | -0.24 | 0.1 | 0.23 | 0.03
116 | 0.02 | 0.04 | 0.05 | 0.25 | 0.28 | 0.28 | 0.06 | 0.08 | 0.1 | 0.49 | 0.5 | 0.48 | 0.1 | 0.11 | 0.08 | -0.11 | -0.1 | -0.13 | 0.14 | 0.18 | 0.21 | -0.02 | -0.03 | -0.07 | 0.06 | 0.02 | 0.1 | -0.07 | -0.1 | -0.14 | -0.44 | -0.44 | -0.45 | 0.02 | -0.02 | 0.07 | 0.05 | 0.07 | 0.03 | -0.08 | -0.1 | -0.13
117 | 0.02 | 0.04 | 0.04 | 0.24 | 0.26 | 0.26 | 0.05 | 0.07 | 0.09 | 0.48 | 0.49 | 0.47 | 0.09 | 0.1 | 0.07 | -0.11 | -0.1 | -0.13 | 0.13 | 0.17 | 0.2 | -0.02 | -0.03 | -0.07 | 0.06 | 0.03 | 0.09 | -0.07 | -0.1 | -0.14 | -0.44 | -0.44 | -0.45 | 0.02 | -0.02 | 0.07 | 0.06 | 0.07 | 0.03 | -0.08 | -0.1 | -0.13
118 | 0.02 | 0.03 | 0.05 | 0.25 | 0.28 | 0.28 | 0.06 | 0.08 | 0.1 | 0.49 | 0.5 | 0.48 | 0.08 | 0.11 | 0.06 | -0.1 | -0.1 | -0.12 | 0.14 | 0.17 | 0.2 | -0.02 | -0.03 | -0.08 | 0.05 | 0.02 | 0.08 | -0.07 | -0.1 | -0.14 | -0.44 | -0.44 | -0.45 | 0.02 | -0.02 | 0.06 | 0.06 | 0.07 | 0.04 | -0.08 | -0.1 | -0.13
119 | 0.02 | 0.03 | 0.05 | 0.24 | 0.26 | 0.26 | 0.05 | 0.07 | 0.09 | 0.48 | 0.49 | 0.47 | 0.07 | 0.09 | 0.05 | -0.1 | -0.1 | -0.12 | 0.13 | 0.16 | 0.2 | -0.02 | -0.03 | -0.08 | 0.06 | 0.03 | 0.08 | -0.07 | -0.1 | -0.14 | -0.44 | -0.44 | -0.45 | 0.02 | -0.02 | 0.06 | 0.06 | 0.07 | 0.04 | -0.07 | -0.1 | -0.13
120 | -0.02 | -0.05 | -0.08 | -0.11 | -0.1 | -0.17 | -0.07 | -0.11 | -0.16 | 0.33 | 0.37 | 0.28 | -0.1 | 0.03 | -0.21 | -0.1 | -0.11 | -0.14 | -0.03 | -0.02 | -0.12 | 0.1 | 0.11 | 0.24 | 0.12 | 0.12 | 0.16 | 0.17 | 0.18 | 0.32 | 0.55 | 0.52 | 0.59 | 0.02 | 0.05 | -0.02 | 0.24 | 0.23 | 0.32 | 0.23 | 0.24 | 0.4
121 | -0.02 | -0.05 | -0.07 | -0.11 | -0.1 | -0.17 | -0.07 | -0.1 | -0.16 | 0.33 | 0.37 | 0.28 | -0.1 | 0.03 | -0.21 | -0.09 | -0.11 | -0.14 | -0.03 | -0.02 | -0.11 | 0.1 | 0.11 | 0.24 | 0.12 | 0.12 | 0.16 | 0.17 | 0.18 | 0.32 | 0.55 | 0.51 | 0.59 | 0.01 | 0.05 | -0.02 | 0.24 | 0.23 | 0.32 | 0.23 | 0.23 | 0.39
122 | -0.03 | -0.05 | -0.07 | -0.11 | -0.1 | -0.16 | -0.08 | -0.1 | -0.16 | 0.33 | 0.36 | 0.28 | -0.1 | 0.01 | -0.2 | -0.1 | -0.1 | -0.14 | -0.03 | -0.02 | -0.11 | 0.1 | 0.11 | 0.24 | 0.12 | 0.12 | 0.16 | 0.17 | 0.18 | 0.33 | 0.55 | 0.52 | 0.6 | 0.01 | 0.05 | -0.02 | 0.24 | 0.23 | 0.32 | 0.23 | 0.24 | 0.4
123 | -0.02 | -0.05 | -0.07 | -0.11 | -0.1 | -0.17 | -0.08 | -0.1 | -0.16 | 0.33 | 0.36 | 0.28 | -0.1 | 0.01 | -0.21 | -0.1 | -0.1 | -0.14 | -0.03 | -0.02 | -0.11 | 0.1 | 0.11 | 0.24 | 0.12 | 0.12 | 0.16 | 0.17 | 0.18 | 0.33 | 0.56 | 0.52 | 0.6 | 0.01 | 0.05 | -0.02 | 0.24 | 0.23 | 0.32 | 0.23 | 0.23 | 0.4
124 | 0.31 | 0.25 | 0.16 | 0.19 | 0.21 | -0.01 | 0.3 | 0.26 | 0.11 | -0.12 | -0.05 | -0.24 | 0.02 | 0.18 | -0.08 | 0.31 | 0.28 | 0.2 | 0.26 | 0.24 | 0.04 | -0.06 | -0.08 | 0.02 | -0.09 | -0.15 | 0.01 | -0.08 | -0.12 | 0 | -0.04 | -0.06 | 0 | -0.05 | -0.08 | -0.04 | -0.04 | -0.06 | 0.04 | -0.08 | -0.12 | 0.01
125 | 0.32 | 0.25 | 0.15 | 0.19 | 0.21 | -0.02 | 0.3 | 0.25 | 0.1 | -0.13 | -0.05 | -0.24 | 0.01 | 0.17 | -0.09 | 0.32 | 0.28 | 0.2 | 0.26 | 0.24 | 0.03 | -0.06 | -0.08 | 0.02 | -0.09 | -0.15 | 0.01 | -0.08 | -0.12 | 0 | -0.04 | -0.06 | -0.01 | -0.05 | -0.08 | -0.04 | -0.03 | -0.06 | 0.04 | -0.08 | -0.12 | 0.01
126 | 0.15 | 0.38 | -0.11 | 0.14 | 0.3 | -0.02 | 0.15 | 0.36 | -0.07 | -0.15 | -0.02 | -0.26 | 0.19 | 0.29 | 0.15 | 0.1 | 0.26 | -0.08 | 0.14 | 0.35 | -0.09 | 0.05 | 0.21 | 0.03 | 0.29 | 0.31 | 0.36 | 0.05 | 0.19 | 0.05 | 0.01 | 0.04 | -0.02 | 0.24 | 0.12 | 0.33 | 0.24 | 0.34 | 0.25 | 0.14 | 0.25 | 0.2
127 | 0.12 | 0.36 | -0.15 | 0.07 | 0.25 | -0.12 | 0.1 | 0.33 | -0.15 | -0.19 | -0.05 | -0.31 | 0.13 | 0.23 | 0.08 | 0.06 | 0.24 | -0.11 | 0.08 | 0.31 | -0.19 | 0.06 | 0.21 | 0.03 | 0.29 | 0.32 | 0.37 | 0.06 | 0.2 | 0.05 | 0 | 0.04 | -0.03 | 0.24 | 0.12 | 0.33 | 0.24 | 0.35 | 0.25 | 0.15 | 0.26 | 0.2
128 | 0.02 | -0.1 | 0.03 | -0.13 | -0.15 | -0.2 | -0.01 | -0.11 | -0.04 | -0.09 | -0.04 | -0.15 | -0.17 | -0.18 | -0.16 | 0.02 | -0.07 | 0.06 | -0.05 | -0.13 | -0.11 | -0.07 | -0.07 | 0.04 | -0.01 | -0.01 | 0.06 | -0.09 | -0.11 | 0 | -0.14 | -0.13 | -0.14 | 0.13 | 0.15 | 0.09 | -0.07 | -0.11 | 0.03 | -0.07 | -0.08 | 0.01
129 | 0.02 | -0.09 | 0.04 | -0.11 | -0.13 | -0.19 | 0 | -0.09 | -0.02 | -0.1 | -0.04 | -0.16 | -0.14 | -0.16 | -0.12 | 0.03 | -0.07 | 0.07 | -0.04 | -0.12 | -0.09 | -0.07 | -0.07 | 0.04 | -0.01 | -0.01 | 0.06 | -0.09 | -0.11 | 0 | -0.14 | -0.13 | -0.14 | 0.13 | 0.15 | 0.1 | -0.07 | -0.1 | 0.03 | -0.07 | -0.08 | 0.02
130 | -0.09 | -0.07 | -0.05 | -0.06 | -0.06 | -0.01 | -0.08 | -0.07 | -0.02 | -0.04 | -0.04 | -0.03 | -0.01 | -0.03 | 0 | -0.18 | -0.19 | -0.15 | -0.1 | -0.09 | -0.05 | -0.03 | 0.04 | 0.03 | 0.13 | 0.13 | 0.21 | -0.03 | 0.01 | 0.03 | -0.09 | -0.1 | -0.07 | 0.24 | 0.2 | 0.28 | 0.02 | 0.02 | 0.11 | 0.02 | 0.05 | 0.11
131 | -0.08 | -0.07 | -0.01 | 0 | 0.01 | 0.07 | -0.06 | -0.05 | 0.04 | -0.03 | -0.03 | -0.01 | 0.07 | 0.05 | 0.08 | -0.16 | -0.16 | -0.11 | -0.07 | -0.06 | 0.02 | -0.03 | 0.04 | 0.02 | 0.12 | 0.13 | 0.21 | -0.04 | 0.01 | 0.03 | -0.09 | -0.1 | -0.07 | 0.24 | 0.2 | 0.28 | 0.02 | 0.02 | 0.11 | 0.01 | 0.05 | 0.11
132 | 0.68 | 0.53 | 0.45 | 0.44 | 0.42 | 0.12 | 0.67 | 0.56 | 0.39 | 0.12 | 0.15 | 0.02 | -0.02 | 0.24 | -0.17 | 0.63 | 0.58 | 0.42 | 0.62 | 0.54 | 0.31 | 0.29 | 0.37 | 0.3 | 0.62 | 0.62 | 0.67 | 0.31 | 0.37 | 0.3 | 0.16 | 0.16 | 0.15 | 0.37 | 0.41 | 0.38 | 0.41 | 0.45 | 0.38 | 0.43 | 0.48 | 0.5
133 | 0.68 | 0.53 | 0.45 | 0.44 | 0.42 | 0.12 | 0.67 | 0.56 | 0.39 | 0.12 | 0.15 | 0.02 | -0.02 | 0.24 | -0.18 | 0.63 | 0.58 | 0.42 | 0.62 | 0.54 | 0.31 | 0.29 | 0.37 | 0.3 | 0.62 | 0.62 | 0.67 | 0.31 | 0.37 | 0.3 | 0.16 | 0.16 | 0.15 | 0.37 | 0.41 | 0.38 | 0.41 | 0.45 | 0.38 | 0.43 | 0.49 | 0.5
134 | 0.06 | 0.11 | 0.02 | 0.05 | 0.07 | 0.01 | 0.07 | 0.11 | 0.04 | -0.07 | -0.02 | -0.12 | 0.09 | 0.14 | 0.06 | 0.08 | 0.16 | 0 | 0.07 | 0.12 | 0 | 0.13 | 0.11 | 0.01 | 0.13 | 0.12 | 0.06 | 0.11 | 0.11 | -0.04 | 0.03 | 0.11 | -0.09 | 0 | 0.02 | -0.01 | 0.07 | 0.08 | -0.05 | 0.12 | 0.13 | -0.03
135 | 0.06 | 0.11 | 0.02 | 0.05 | 0.07 | 0.01 | 0.07 | 0.11 | 0.04 | -0.07 | -0.03 | -0.12 | 0.09 | 0.14 | 0.06 | 0.08 | 0.16 | 0 | 0.07 | 0.11 | 0 | 0.13 | 0.11 | 0.01 | 0.13 | 0.12 | 0.06 | 0.11 | 0.11 | -0.04 | 0.02 | 0.11 | -0.09 | 0 | 0.02 | -0.01 | 0.07 | 0.08 | -0.05 | 0.12 | 0.13 | -0.03
136 | 0.66 | 0.49 | 0.47 | 0.41 | 0.38 | 0.11 | 0.64 | 0.51 | 0.4 | 0.1 | 0.13 | 0.02 | -0.05 | 0.19 | -0.18 | 0.62 | 0.55 | 0.44 | 0.6 | 0.49 | 0.31 | 0.03 | -0.07 | 0.08 | 0.01 | -0.19 | 0.19 | 0.02 | -0.12 | 0.1 | -0.09 | -0.18 | -0.02 | 0.04 | -0.1 | 0.15 | 0.09 | -0.05 | 0.2 | 0.02 | -0.14 | 0.16
137 | 0.66 | 0.5 | 0.47 | 0.41 | 0.38 | 0.11 | 0.64 | 0.51 | 0.4 | 0.11 | 0.13 | 0.02 | -0.05 | 0.19 | -0.18 | 0.62 | 0.55 | 0.44 | 0.6 | 0.5 | 0.31 | 0.04 | -0.05 | 0.08 | 0.03 | -0.17 | 0.2 | 0.03 | -0.1 | 0.1 | -0.08 | -0.17 | -0.02 | 0.05 | -0.08 | 0.15 | 0.1 | -0.03 | 0.2 | 0.03 | -0.12 | 0.16
138 | 0.26 | 0.19 | 0.15 | 0.18 | 0.16 | 0.05 | 0.25 | 0.18 | 0.12 | 0.17 | 0.17 | 0.14 | -0.03 | 0.04 | -0.06 | 0.21 | 0.2 | 0.06 | 0.25 | 0.2 | 0.12 | -0.06 | -0.13 | 0.06 | -0.04 | -0.11 | 0.09 | -0.07 | -0.14 | 0.04 | 0.01 | 0.01 | 0.01 | -0.02 | -0.01 | -0.03 | -0.02 | -0.08 | 0.08 | -0.06 | -0.12 | 0.07
139 | 0.26 | 0.19 | 0.15 | 0.19 | 0.16 | 0.06 | 0.25 | 0.18 | 0.11 | 0.17 | 0.17 | 0.14 | -0.02 | 0.03 | -0.05 | 0.22 | 0.21 | 0.06 | 0.26 | 0.2 | 0.12 | -0.06 | -0.13 | 0.07 | -0.04 | -0.11 | 0.09 | -0.07 | -0.14 | 0.04 | 0.01 | 0.01 | 0.01 | -0.02 | -0.01 | -0.02 | -0.02 | -0.08 | 0.08 | -0.06 | -0.12 | 0.07
140 | -0.5 | -0.17 | -0.4 | -0.25 | -0.03 | -0.1 | -0.47 | -0.15 | -0.32 | -0.08 | -0.03 | -0.08 | 0.53 | 0.4 | 0.65 | -0.21 | -0.04 | 0.06 | -0.36 | -0.06 | -0.11 | -0.58 | -0.38 | -0.37 | -0.37 | -0.26 | -0.17 | -0.56 | -0.38 | -0.32 | -0.18 | -0.18 | -0.14 | 0.46 | 0.44 | 0.5 | -0.33 | -0.24 | -0.04 | -0.49 | -0.3 | -0.21
141 | -0.49 | -0.17 | -0.38 | -0.23 | -0.02 | -0.07 | -0.45 | -0.15 | -0.28 | -0.08 | -0.03 | -0.07 | 0.51 | 0.38 | 0.64 | -0.21 | -0.05 | 0.06 | -0.34 | -0.07 | -0.08 | -0.58 | -0.38 | -0.37 | -0.37 | -0.26 | -0.17 | -0.56 | -0.38 | -0.32 | -0.18 | -0.18 | -0.14 | 0.46 | 0.44 | 0.5 | -0.34 | -0.24 | -0.04 | -0.49 | -0.3 | -0.21
142 | 0.25 | 0.07 | 0.02 | 0.24 | 0.14 | 0.14 | 0.24 | 0.07 | 0.04 | 0.13 | 0.15 | 0.11 | 0.01 | 0.14 | -0.01 | -0.05 | -0.19 | -0.28 | 0.23 | 0.08 | 0.02 | 0.56 | 0.2 | 0.34 | 0.35 | 0.22 | 0.16 | 0.54 | 0.2 | 0.31 | 0.1 | 0.09 | 0.06 | -0.03 | 0.18 | -0.04 | 0.39 | 0.24 | 0.14 | 0.51 | 0.24 | 0.27
143 | 0.25 | 0.07 | 0.02 | 0.24 | 0.14 | 0.14 | 0.24 | 0.07 | 0.04 | 0.13 | 0.15 | 0.11 | 0.01 | 0.14 | -0.01 | -0.05 | -0.19 | -0.28 | 0.23 | 0.08 | 0.02 | 0.56 | 0.2 | 0.34 | 0.35 | 0.22 | 0.16 | 0.54 | 0.2 | 0.31 | 0.1 | 0.09 | 0.06 | -0.03 | 0.18 | -0.04 | 0.39 | 0.24 | 0.14 | 0.51 | 0.24 | 0.27
144 | 0.06 | 0.16 | 0.11 | 0.31 | 0.33 | 0.39 | 0.12 | 0.21 | 0.23 | 0.25 | 0.26 | 0.24 | 0.43 | 0.4 | 0.45 | 0.04 | 0.05 | 0.1 | 0.21 | 0.28 | 0.35 | 0.19 | 0.12 | 0.05 | -0.03 | -0.03 | -0.19 | 0.17 | 0.09 | 0.03 | 0.06 | 0.07 | 0.02 | -0.13 | -0.07 | -0.15 | 0.12 | 0.03 | 0.07 | 0.13 | 0.07 | -0.03
145 | 0.06 | 0.16 | 0.11 | 0.3 | 0.32 | 0.39 | 0.12 | 0.21 | 0.23 | 0.24 | 0.26 | 0.24 | 0.42 | 0.4 | 0.45 | 0.05 | 0.05 | 0.1 | 0.21 | 0.27 | 0.35 | 0.19 | 0.12 | 0.05 | -0.03 | -0.03 | -0.19 | 0.17 | 0.09 | 0.03 | 0.06 | 0.08 | 0.02 | -0.13 | -0.07 | -0.15 | 0.12 | 0.03 | 0.07 | 0.13 | 0.07 | -0.03
146 | 0.39 | 0.31 | 0.17 | 0.2 | 0.12 | 0.03 | 0.4 | 0.31 | 0.21 | -0.04 | -0.04 | -0.1 | 0.01 | 0.03 | 0.03 | 0.29 | 0.23 | 0.1 | 0.33 | 0.24 | 0.12 | 0.34 | 0.23 | 0.35 | 0.17 | 0.16 | 0.02 | 0.45 | 0.37 | 0.49 | 0.4 | 0.39 | 0.4 | -0.07 | 0.06 | -0.14 | 0.35 | 0.3 | 0.28 | 0.4 | 0.33 | 0.38
147 | 0.38 | 0.32 | 0.14 | 0.19 | 0.14 | -0.01 | 0.38 | 0.32 | 0.17 | -0.06 | -0.03 | -0.13 | -0.01 | 0.06 | -0.02 | 0.24 | 0.19 | 0.03 | 0.31 | 0.25 | 0.06 | 0.34 | 0.23 | 0.34 | 0.17 | 0.16 | 0.01 | 0.44 | 0.37 | 0.48 | 0.4 | 0.39 | 0.39 | -0.08 | 0.05 | -0.14 | 0.35 | 0.29 | 0.28 | 0.4 | 0.33 | 0.37
148 | 0.27 | 0.26 | 0.12 | 0.13 | 0.09 | 0.03 | 0.29 | 0.27 | 0.17 | -0.03 | -0.03 | -0.06 | 0 | -0.01 | 0.03 | 0.22 | 0.21 | 0.1 | 0.23 | 0.2 | 0.1 | 0.25 | 0.21 | 0.29 | 0.11 | 0.14 | -0.01 | 0.36 | 0.35 | 0.44 | 0.4 | 0.39 | 0.39 | -0.07 | 0.04 | -0.13 | 0.29 | 0.27 | 0.26 | 0.32 | 0.31 | 0.34
149 | 0.27 | 0.28 | 0.12 | 0.1 | 0.1 | -0.05 | 0.28 | 0.29 | 0.14 | -0.1 | -0.07 | -0.16 | -0.01 | 0.03 | 0 | 0.24 | 0.23 | 0.12 | 0.22 | 0.22 | 0.05 | 0.25 | 0.21 | 0.29 | 0.11 | 0.14 | -0.01 | 0.35 | 0.35 | 0.43 | 0.39 | 0.39 | 0.39 | -0.07 | 0.03 | -0.13 | 0.29 | 0.27 | 0.26 | 0.32 | 0.31 | 0.33
150 | 0.52 | 0.33 | 0.42 | 0.37 | 0.34 | 0.16 | 0.53 | 0.37 | 0.39 | 0.1 | 0.14 | 0.03 | 0.01 | 0.24 | -0.08 | 0.48 | 0.33 | 0.38 | 0.5 | 0.37 | 0.32 | -0.26 | -0.18 | -0.28 | -0.37 | -0.35 | -0.33 | -0.32 | -0.27 | -0.35 | -0.25 | -0.21 | -0.28 | -0.07 | -0.13 | -0.05 | -0.3 | -0.26 | -0.26 | -0.35 | -0.3 | -0.39
151 | 0.51 | 0.31 | 0.4 | 0.34 | 0.31 | 0.11 | 0.51 | 0.34 | 0.36 | 0.07 | 0.1 | 0 | -0.01 | 0.23 | -0.12 | 0.47 | 0.3 | 0.37 | 0.47 | 0.34 | 0.28 | -0.26 | -0.18 | -0.28 | -0.37 | -0.35 | -0.33 | -0.32 | -0.27 | -0.35 | -0.25 | -0.21 | -0.29 | -0.07 | -0.13 | -0.05 | -0.3 | -0.26 | -0.26 | -0.35 | -0.3 | -0.39
152 | . | . | . | . | . | . | . | . | . | . | . | . | . | . | . | . | . | . | . | . | . | . | . | . | . | . | . | . | . | . | . | . | . | . | . | . | . | . | . | . | . | .
153 | . | . | . | . | . | . | . | . | . | . | . | . | . | . | . | . | . | . | . | . | . | . | . | . | . | . | . | . | . | . | . | . | . | . | . | . | . | . | . | . | . | .
154 | 0.14 | 0 | 0.27 | 0.1 | 0.03 | 0.12 | 0.15 | 0.01 | 0.27 | -0.01 | -0.02 | -0.02 | 0.01 | 0.07 | -0.03 | 0.11 | -0.08 | 0.24 | 0.13 | 0 | 0.21 | -0.15 | -0.1 | -0.22 | -0.34 | -0.3 | -0.39 | -0.21 | -0.19 | -0.29 | -0.23 | -0.19 | -0.27 | -0.1 | -0.1 | -0.11 | -0.23 | -0.19 | -0.26 | -0.26 | -0.22 | -0.37
155 | 0.15 | 0.01 | 0.28 | 0.11 | 0.03 | 0.12 | 0.15 | 0.01 | 0.27 | -0.01 | -0.02 | -0.01 | 0.01 | 0.07 | -0.04 | 0.12 | -0.08 | 0.24 | 0.14 | 0.01 | 0.22 | -0.15 | -0.1 | -0.22 | -0.34 | -0.3 | -0.39 | -0.21 | -0.19 | -0.29 | -0.23 | -0.19 | -0.27 | -0.1 | -0.1 | -0.11 | -0.23 | -0.19 | -0.26 | -0.26 | -0.22 | -0.37
156 | -0.05 | -0.06 | -0.05 | -0.14 | -0.12 | -0.16 | -0.07 | -0.07 | -0.09 | -0.22 | -0.22 | -0.23 | -0.02 | -0.05 | 0 | 0.02 | 0.04 | 0.04 | -0.1 | -0.1 | -0.12 | . | . | . | . | . | . | . | . | . | . | . | . | . | . | . | . | . | . | . | . | .
157 | -0.05 | -0.06 | -0.05 | -0.14 | -0.12 | -0.16 | -0.07 | -0.07 | -0.09 | -0.22 | -0.22 | -0.22 | -0.02 | -0.05 | 0 | 0.02 | 0.04 | 0.03 | -0.1 | -0.1 | -0.12 | . | . | . | . | . | . | . | . | . | . | . | . | . | . | . | . | . | . | . | . | .
158 | 0.06 | 0.18 | 0.12 | 0.54 | 0.57 | 0.64 | 0.15 | 0.28 | 0.27 | 0.56 | 0.57 | 0.56 | 0.58 | 0.61 | 0.56 | 0.05 | 0.08 | 0.1 | 0.33 | 0.43 | 0.52 | -0.1 | -0.15 | 0.05 | -0.09 | -0.15 | 0.05 | -0.13 | -0.19 | 0.02 | -0.06 | -0.07 | -0.03 | -0.03 | -0.07 | 0 | -0.03 | -0.06 | 0.09 | -0.11 | -0.16 | 0.04
159 | 0 | 0.07 | 0 | 0.26 | 0.3 | 0.28 | 0 | 0.07 | -0.01 | 0.1 | 0.13 | 0.08 | 0.28 | 0.33 | 0.21 | -0.16 | -0.15 | -0.18 | 0.07 | 0.15 | 0.1 | -0.1 | -0.15 | 0.05 | -0.09 | -0.15 | 0.05 | -0.13 | -0.19 | 0.02 | -0.06 | -0.07 | -0.03 | -0.03 | -0.07 | -0.01 | -0.03 | -0.06 | 0.09 | -0.11 | -0.16 | 0.04
160 | 0.07 | 0.07 | -0.13 | -0.01 | 0.04 | -0.16 | 0.04 | 0.06 | -0.19 | 0.04 | 0.09 | -0.03 | -0.07 | 0.03 | -0.14 | -0.01 | -0.02 | -0.12 | 0.03 | 0.06 | -0.19 | 0.24 | 0.31 | 0.29 | 0.35 | 0.38 | 0.32 | 0.32 | 0.39 | 0.4 | 0.43 | 0.42 | 0.44 | 0.27 | 0.33 | 0.22 | 0.36 | 0.37 | 0.4 | 0.4 | 0.45 | 0.49
161 | 0.07 | 0.07 | -0.13 | -0.01 | 0.03 | -0.16 | 0.04 | 0.05 | -0.19 | 0.02 | 0.07 | -0.04 | -0.07 | 0.03 | -0.13 | -0.01 | -0.01 | -0.11 | 0.03 | 0.05 | -0.19 | 0.25 | 0.31 | 0.3 | 0.34 | 0.38 | 0.31 | 0.33 | 0.39 | 0.41 | 0.42 | 0.41 | 0.43 | 0.26 | 0.32 | 0.21 | 0.37 | 0.37 | 0.4 | 0.39 | 0.45 | 0.49
162 | 0.07 | -0.01 | 0 | -0.06 | -0.14 | -0.08 | 0.07 | 0 | 0.03 | -0.32 | -0.34 | -0.31 | -0.03 | -0.02 | -0.02 | 0.01 | -0.03 | -0.05 | -0.01 | -0.09 | -0.09 | . | . | . | . | . | . | . | . | . | . | . | . | . | . | . | . | . | . | . | . | .
163 | 0.07 | -0.01 | 0 | -0.06 | -0.14 | -0.08 | 0.07 | 0 | 0.03 | -0.32 | -0.34 | -0.31 | -0.03 | -0.02 | -0.02 | 0.01 | -0.02 | -0.05 | -0.01 | -0.09 | -0.09 | . | . | . | . | . | . | . | . | . | . | . | . | . | . | . | . | . | . | . | . | .
164 | -0.11 | 0.02 | -0.1 | -0.07 | -0.03 | -0.01 | -0.11 | -0.01 | -0.06 | -0.03 | 0.03 | -0.07 | 0.09 | 0.06 | 0.11 | -0.12 | -0.08 | -0.07 | -0.09 | 0 | -0.05 | -0.04 | -0.02 | 0.09 | 0 | 0.06 | 0 | -0.03 | 0.01 | 0.06 | 0.09 | 0.13 | 0.05 | 0.13 | 0.19 | 0.05 | 0.01 | 0.01 | 0.1 | 0.01 | 0.05 | 0.08
165 | -0.11 | 0.02 | -0.1 | -0.07 | -0.03 | -0.01 | -0.11 | -0.01 | -0.06 | -0.03 | 0.03 | -0.06 | 0.09 | 0.06 | 0.11 | -0.12 | -0.08 | -0.07 | -0.09 | 0 | -0.05 | -0.04 | -0.02 | 0.09 | 0 | 0.06 | 0 | -0.03 | 0.01 | 0.06 | 0.09 | 0.13 | 0.05 | 0.13 | 0.19 | 0.05 | 0.01 | 0.01 | 0.1 | 0 | 0.05 | 0.08
166 | 0.06 | 0.01 | 0 | -0.05 | -0.02 | -0.18 | 0.04 | 0.01 | -0.06 | -0.15 | -0.08 | -0.24 | -0.08 | -0.02 | -0.12 | 0.03 | -0.02 | 0.02 | 0 | -0.02 | -0.13 | -0.02 | 0.01 | 0.06 | 0.08 | 0.1 | 0.11 | -0.03 | -0.02 | 0.06 | 0.07 | -0.03 | 0.18 | 0.22 | 0.27 | 0.16 | -0.06 | -0.06 | -0.01 | 0.02 | 0.03 | 0.13
167 | 0.07 | 0.02 | 0 | -0.06 | -0.02 | -0.18 | 0.04 | 0.01 | -0.06 | -0.15 | -0.08 | -0.24 | -0.08 | -0.02 | -0.12 | 0.04 | -0.02 | 0.02 | 0 | -0.01 | -0.14 | -0.02 | 0.01 | 0.06 | 0.08 | 0.1 | 0.11 | -0.03 | -0.02 | 0.06 | 0.07 | -0.03 | 0.18 | 0.22 | 0.27 | 0.16 | -0.06 | -0.06 | -0.01 | 0.02 | 0.03 | 0.13
168 | -0.05 | 0.07 | -0.31 | 0.13 | 0.24 | 0.02 | -0.02 | 0.11 | -0.21 | -0.03 | 0.09 | -0.15 | 0.44 | 0.44 | 0.45 | -0.23 | -0.19 | -0.33 | 0.02 | 0.14 | -0.14 | 0.01 | 0.15 | 0.02 | 0.21 | 0.27 | 0.24 | -0.01 | 0.1 | -0.01 | 0.04 | 0.05 | 0.04 | 0.51 | 0.48 | 0.54 | 0.12 | 0.18 | 0.17 | 0.11 | 0.21 | 0.18
169 | -0.05 | 0.07 | -0.31 | 0.13 | 0.25 | 0.03 | -0.02 | 0.11 | -0.21 | -0.02 | 0.1 | -0.15 | 0.45 | 0.45 | 0.45 | -0.23 | -0.19 | -0.33 | 0.02 | 0.15 | -0.14 | 0.01 | 0.15 | 0.02 | 0.22 | 0.28 | 0.25 | -0.01 | 0.1 | -0.01 | 0.04 | 0.05 | 0.04 | 0.51 | 0.48 | 0.54 | 0.13 | 0.18 | 0.17 | 0.11 | 0.21 | 0.18
170 | 0.49 | 0.31 | 0.33 | 0.21 | 0.15 | -0.04 | 0.46 | 0.3 | 0.26 | 0 | 0 | -0.08 | -0.17 | -0.03 | -0.25 | 0.44 | 0.34 | 0.29 | 0.39 | 0.25 | 0.14 | 0.17 | 0.14 | 0.22 | 0.1 | 0.01 | 0.15 | 0.16 | 0.1 | 0.2 | 0.07 | -0.01 | 0.15 | -0.01 | 0 | -0.01 | 0.16 | 0.1 | 0.18 | 0.16 | 0.09 | 0.22
171 | 0.48 | 0.31 | 0.33 | 0.21 | 0.14 | -0.04 | 0.46 | 0.29 | 0.26 | -0.01 | 0 | -0.08 | -0.17 | -0.04 | -0.25 | 0.44 | 0.34 | 0.28 | 0.39 | 0.25 | 0.14 | 0.18 | 0.14 | 0.23 | 0.1 | 0.01 | 0.16 | 0.17 | 0.11 | 0.21 | 0.08 | -0.01 | 0.15 | -0.02 | 0 | -0.01 | 0.17 | 0.1 | 0.19 | 0.17 | 0.09 | 0.23
172 | -0.05 | 0.08 | -0.1 | 0.02 | 0.04 | 0.1 | -0.04 | 0.08 | -0.03 | -0.08 | -0.11 | -0.03 | 0.16 | 0.12 | 0.19 | -0.11 | -0.04 | -0.13 | -0.03 | 0.05 | 0 | 0.28 | 0.28 | 0.02 | 0.07 | 0.06 | -0.11 | 0.24 | 0.22 | -0.04 | -0.23 | -0.2 | -0.3 | -0.03 | 0.04 | -0.05 | 0.13 | 0.15 | -0.1 | 0.17 | 0.16 | -0.12
173 | -0.05 | 0.08 | -0.1 | 0.01 | 0.03 | 0.07 | -0.03 | 0.07 | -0.04 | -0.09 | -0.11 | -0.03 | 0.13 | 0.11 | 0.15 | -0.1 | -0.04 | -0.12 | -0.04 | 0.04 | -0.02 | 0.29 | 0.28 | 0.02 | 0.07 | 0.05 | -0.11 | 0.24 | 0.22 | -0.04 | -0.23 | -0.2 | -0.3 | -0.04 | 0.03 | -0.06 | 0.13 | 0.15 | -0.1 | 0.18 | 0.16 | -0.13
174 | -0.09 | -0.12 | -0.06 | -0.41 | -0.41 | -0.45 | -0.17 | -0.2 | -0.22 | -0.16 | -0.2 | -0.12 | -0.44 | -0.46 | -0.43 | -0.04 | -0.09 | 0.06 | -0.24 | -0.28 | -0.29 | 0.16 | 0.12 | 0.05 | -0.11 | -0.14 | -0.22 | 0.18 | 0.16 | 0.08 | 0.39 | 0.4 | 0.37 | -0.22 | -0.23 | -0.19 | -0.03 | -0.11 | -0.09 | 0.13 | 0.08 | 0.03
175 | -0.09 | -0.12 | -0.06 | -0.41 | -0.41 | -0.45 | -0.17 | -0.2 | -0.22 | -0.16 | -0.2 | -0.12 | -0.44 | -0.46 | -0.43 | -0.04 | -0.09 | 0.06 | -0.24 | -0.28 | -0.29 | 0.16 | 0.12 | 0.05 | -0.11 | -0.14 | -0.22 | 0.18 | 0.16 | 0.08 | 0.39 | 0.4 | 0.38 | -0.22 | -0.23 | -0.19 | -0.03 | -0.11 | -0.1 | 0.13 | 0.08 | 0.03
176 | 0.33 | 0.2 | 0.2 | 0.25 | 0.25 | 0.06 | 0.32 | 0.22 | 0.13 | 0.15 | 0.17 | 0.11 | 0.04 | 0.16 | -0.02 | 0.33 | 0.21 | 0.24 | 0.33 | 0.25 | 0.17 | -0.03 | -0.05 | -0.11 | -0.21 | -0.23 | -0.25 | -0.08 | -0.13 | -0.15 | -0.15 | -0.18 | -0.13 | -0.01 | 0 | 0 | -0.2 | -0.25 | -0.21 | -0.13 | -0.17 | -0.21
177 | 0.33 | 0.2 | 0.2 | 0.25 | 0.25 | 0.06 | 0.32 | 0.22 | 0.13 | 0.15 | 0.16 | 0.11 | 0.04 | 0.16 | -0.02 | 0.32 | 0.21 | 0.24 | 0.33 | 0.25 | 0.17 | -0.03 | -0.05 | -0.11 | -0.21 | -0.22 | -0.26 | -0.08 | -0.12 | -0.15 | -0.15 | -0.18 | -0.13 | 0 | 0 | 0 | -0.2 | -0.25 | -0.22 | -0.12 | -0.16 | -0.21
178 | -0.07 | -0.09 | -0.04 | -0.07 | -0.08 | -0.03 | -0.08 | -0.11 | -0.03 | -0.07 | -0.1 | -0.03 | -0.05 | -0.07 | -0.04 | -0.15 | -0.21 | -0.09 | -0.1 | -0.13 | -0.06 | -0.07 | -0.02 | -0.02 | 0.02 | 0.05 | 0.07 | -0.07 | -0.02 | -0.02 | -0.02 | 0 | -0.02 | 0.16 | 0.18 | 0.12 | -0.03 | -0.02 | 0.05 | -0.04 | 0.01 | 0.03
179 | -0.08 | -0.09 | -0.04 | -0.07 | -0.08 | -0.03 | -0.08 | -0.11 | -0.03 | -0.07 | -0.1 | -0.03 | -0.05 | -0.07 | -0.04 | -0.16 | -0.21 | -0.1 | -0.1 | -0.13 | -0.06 | -0.07 | -0.02 | -0.02 | 0.02 | 0.05 | 0.07 | -0.07 | -0.02 | -0.02 | -0.02 | 0 | -0.02 | 0.16 | 0.18 | 0.12 | -0.03 | -0.02 | 0.05 | -0.04 | 0.01 | 0.03
180 | -0.01 | -0.01 | -0.05 | 0.07 | 0.1 | 0.04 | 0.01 | 0.01 | -0.02 | -0.05 | -0.01 | -0.1 | 0.11 | 0.17 | 0.05 | -0.1 | -0.09 | -0.16 | 0.01 | 0.03 | -0.05 | 0.01 | -0.03 | 0.02 | 0.03 | -0.03 | 0.09 | 0.03 | -0.01 | 0.07 | 0.03 | 0.01 | 0.06 | 0.16 | 0.12 | 0.2 | -0.01 | -0.06 | 0.01 | 0.03 | -0.01 | 0.1
181 | 0 | -0.01 | -0.05 | 0.07 | 0.1 | 0.04 | 0.01 | 0.01 | -0.02 | -0.05 | -0.01 | -0.1 | 0.11 | 0.17 | 0.05 | -0.1 | -0.09 | -0.16 | 0.01 | 0.03 | -0.05 | 0.01 | -0.03 | 0.02 | 0.03 | -0.03 | 0.09 | 0.03 | -0.01 | 0.06 | 0.03 | 0.01 | 0.05 | 0.16 | 0.12 | 0.2 | -0.01 | -0.06 | 0.01 | 0.04 | -0.01 | 0.09
182 | -0.07 | -0.1 | -0.08 | -0.08 | -0.06 | -0.11 | -0.07 | -0.08 | -0.09 | -0.17 | -0.13 | -0.22 | -0.04 | -0.06 | -0.03 | -0.14 | -0.18 | -0.11 | -0.11 | -0.12 | -0.15 | -0.07 | -0.01 | -0.02 | -0.03 | 0.02 | -0.04 | -0.1 | -0.06 | -0.08 | -0.05 | -0.06 | -0.02 | 0.09 | 0.12 | 0.04 | -0.09 | -0.07 | -0.05 | -0.07 | -0.03 | -0.05
183 | -0.07 | -0.1 | -0.09 | -0.08 | -0.06 | -0.11 | -0.07 | -0.09 | -0.09 | -0.17 | -0.12 | -0.22 | -0.04 | -0.05 | -0.03 | -0.14 | -0.19 | -0.12 | -0.11 | -0.12 | -0.15 | -0.06 | -0.01 | -0.03 | -0.03 | 0.02 | -0.04 | -0.1 | -0.06 | -0.08 | -0.05 | -0.06 | -0.01 | 0.09 | 0.12 | 0.04 | -0.09 | -0.06 | -0.05 | -0.07 | -0.03 | -0.05
184 | 0.37 | 0.23 | 0.22 | 0.29 | 0.28 | 0.1 | 0.36 | 0.25 | 0.17 | 0.15 | 0.18 | 0.1 | 0.01 | 0.16 | -0.07 | 0.32 | 0.23 | 0.18 | 0.36 | 0.28 | 0.17 | -0.04 | -0.08 | -0.11 | -0.22 | -0.24 | -0.26 | -0.12 | -0.17 | -0.2 | -0.19 | -0.21 | -0.18 | -0.07 | -0.03 | -0.1 | -0.17 | -0.24 | -0.17 | -0.15 | -0.19 | -0.24
185 | 0.37 | 0.24 | 0.23 | 0.3 | 0.29 | 0.1 | 0.36 | 0.26 | 0.17 | 0.16 | 0.18 | 0.1 | 0.01 | 0.17 | -0.07 | 0.32 | 0.24 | 0.18 | 0.37 | 0.29 | 0.17 | -0.04 | -0.07 | -0.1 | -0.21 | -0.23 | -0.25 | -0.11 | -0.17 | -0.2 | -0.19 | -0.2 | -0.17 | -0.07 | -0.03 | -0.1 | -0.17 | -0.23 | -0.16 | -0.15 | -0.19 | -0.24
186 | -0.01 | -0.02 | -0.03 | 0.06 | 0.08 | 0.03 | 0.01 | 0.01 | 0 | -0.05 | -0.02 | -0.08 | 0.1 | 0.16 | 0.04 | -0.08 | -0.08 | -0.13 | 0.01 | 0.02 | -0.03 | 0.01 | -0.03 | 0.02 | 0.03 | -0.03 | 0.09 | 0.03 | -0.01 | 0.06 | 0.03 | 0.01 | 0.05 | 0.15 | 0.12 | 0.2 | -0.02 | -0.06 | 0.01 | 0.04 | -0.01 | 0.09
187 | 0 | -0.02 | -0.02 | 0.06 | 0.08 | 0.03 | 0.01 | 0.01 | 0 | -0.04 | -0.02 | -0.08 | 0.1 | 0.16 | 0.04 | -0.08 | -0.08 | -0.13 | 0.01 | 0.02 | -0.03 | 0.01 | -0.03 | 0.02 | 0.03 | -0.04 | 0.09 | 0.03 | -0.01 | 0.06 | 0.03 | 0.01 | 0.05 | 0.15 | 0.11 | 0.2 | -0.02 | -0.06 | 0.01 | 0.04 | -0.02 | 0.09
188 | 0.27 | 0.17 | 0.15 | 0.2 | 0.18 | 0.05 | 0.26 | 0.17 | 0.11 | 0.16 | 0.17 | 0.12 | -0.02 | 0.05 | -0.05 | 0.21 | 0.19 | 0.03 | 0.26 | 0.2 | 0.11 | -0.03 | -0.13 | 0.09 | 0 | -0.1 | 0.13 | -0.04 | -0.14 | 0.07 | 0.03 | 0.01 | 0.04 | 0.01 | 0.02 | 0.01 | 0.03 | -0.04 | 0.13 | -0.01 | -0.1 | 0.11
189 | 0.27 | 0.17 | 0.15 | 0.2 | 0.18 | 0.06 | 0.26 | 0.17 | 0.11 | 0.16 | 0.17 | 0.12 | -0.02 | 0.04 | -0.04 | 0.21 | 0.2 | 0.03 | 0.26 | 0.2 | 0.11 | -0.03 | -0.13 | 0.09 | -0.01 | -0.11 | 0.13 | -0.04 | -0.14 | 0.07 | 0.02 | 0.01 | 0.04 | 0.01 | 0.02 | 0.01 | 0.03 | -0.04 | 0.13 | -0.02 | -0.11 | 0.11
190 | -0.02 | -0.02 | 0.03 | -0.15 | -0.18 | -0.14 | -0.03 | -0.04 | 0 | -0.33 | -0.32 | -0.33 | -0.02 | -0.05 | 0.01 | 0.17 | 0.13 | 0.28 | -0.06 | -0.09 | -0.03 | . | . | . | . | . | . | . | . | . | . | . | . | . | . | . | . | . | . | . | . | .
191 | -0.01 | -0.01 | 0.04 | -0.13 | -0.15 | -0.1 | -0.02 | -0.03 | 0.03 | -0.31 | -0.31 | -0.31 | 0 | -0.03 | 0.02 | 0.17 | 0.14 | 0.27 | -0.05 | -0.07 | -0.01 | . | . | . | . | . | . | . | . | . | . | . | . | . | . | . | . | . | . | . | . | .
192 | 0.01 | -0.03 | -0.06 | -0.13 | -0.14 | -0.19 | 0 | -0.05 | -0.08 | -0.2 | -0.21 | -0.21 | -0.2 | -0.24 | -0.16 | -0.1 | -0.13 | -0.16 | -0.08 | -0.13 | -0.19 | 0.23 | 0.16 | 0.08 | 0.02 | 0.01 | -0.15 | 0.28 | 0.24 | 0.16 | 0.34 | 0.37 | 0.3 | -0.13 | -0.04 | -0.16 | 0.01 | -0.03 | -0.16 | 0.22 | 0.18 | 0.05
193 | 0.01 | -0.03 | -0.06 | -0.13 | -0.14 | -0.19 | -0.01 | -0.05 | -0.08 | -0.2 | -0.21 | -0.21 | -0.2 | -0.24 | -0.16 | -0.1 | -0.13 | -0.16 | -0.09 | -0.13 | -0.19 | 0.23 | 0.17 | 0.08 | 0.02 | 0.02 | -0.15 | 0.28 | 0.24 | 0.15 | 0.34 | 0.37 | 0.3 | -0.12 | -0.04 | -0.15 | 0.01 | -0.03 | -0.16 | 0.22 | 0.18 | 0.05
194 | 0.35 | 0.31 | 0.23 | 0.25 | 0.2 | 0.15 | 0.36 | 0.33 | 0.23 | 0.18 | 0.16 | 0.18 | 0.03 | 0.09 | 0.01 | 0.42 | 0.4 | 0.32 | 0.37 | 0.32 | 0.26 | 0.35 | 0.2 | 0.31 | 0.08 | 0.01 | -0.06 | 0.37 | 0.23 | 0.32 | 0.26 | 0.26 | 0.24 | -0.22 | -0.06 | -0.3 | 0.23 | 0.12 | 0.14 | 0.31 | 0.19 | 0.2
195 | 0.35 | 0.31 | 0.23 | 0.25 | 0.2 | 0.15 | 0.36 | 0.33 | 0.23 | 0.18 | 0.15 | 0.18 | 0.04 | 0.09 | 0.01 | 0.42 | 0.4 | 0.32 | 0.37 | 0.32 | 0.26 | 0.35 | 0.2 | 0.3 | 0.08 | 0.01 | -0.06 | 0.37 | 0.23 | 0.32 | 0.26 | 0.26 | 0.24 | -0.22 | -0.06 | -0.3 | 0.23 | 0.12 | 0.14 | 0.31 | 0.19 | 0.2
196 | -0.08 | -0.07 | -0.18 | -0.07 | -0.07 | -0.07 | -0.09 | -0.1 | -0.17 | -0.22 | -0.19 | -0.25 | 0.05 | 0.09 | 0.02 | -0.32 | -0.33 | -0.39 | -0.14 | -0.13 | -0.23 | 0.06 | 0.07 | 0.12 | 0 | 0 | 0 | 0.1 | 0.11 | 0.19 | 0.1 | 0.1 | 0.09 | 0.09 | 0.12 | 0.07 | -0.02 | -0.05 | 0.02 | 0.08 | 0.08 | 0.13
197 | -0.08 | -0.07 | -0.18 | -0.07 | -0.07 | -0.07 | -0.1 | -0.1 | -0.17 | -0.22 | -0.19 | -0.25 | 0.05 | 0.09 | 0.02 | -0.33 | -0.33 | -0.4 | -0.14 | -0.13 | -0.24 | 0.01 | 0.01 | 0.05 | -0.11 | -0.11 | -0.12 | 0.02 | 0.02 | 0.08 | 0.03 | 0.04 | 0.03 | 0.02 | 0.04 | 0.01 | -0.08 | -0.12 | -0.05 | -0.01 | -0.02 | 0.01
198 | 0.32 | 0.22 | 0.14 | 0.16 | 0.08 | 0.02 | 0.3 | 0.22 | 0.11 | 0.09 | 0.06 | 0.08 | -0.1 | -0.05 | -0.12 | 0.31 | 0.28 | 0.15 | 0.28 | 0.19 | 0.1 | 0.38 | 0.25 | 0.34 | 0.22 | 0.17 | 0.09 | 0.39 | 0.29 | 0.33 | 0.3 | 0.32 | 0.26 | -0.09 | 0.07 | -0.19 | 0.26 | 0.18 | 0.16 | 0.37 | 0.28 | 0.28
199 | 0.32 | 0.24 | 0.15 | 0.24 | 0.2 | 0.1 | 0.33 | 0.27 | 0.14 | 0.24 | 0.24 | 0.22 | -0.03 | 0.04 | -0.07 | 0.31 | 0.28 | 0.15 | 0.33 | 0.27 | 0.17 | 0.38 | 0.25 | 0.34 | 0.22 | 0.17 | 0.09 | 0.39 | 0.29 | 0.33 | 0.3 | 0.32 | 0.26 | -0.09 | 0.07 | -0.19 | 0.27 | 0.18 | 0.16 | 0.37 | 0.29 | 0.28
200 | 0.31 | 0.3 | 0.22 | 0.28 | 0.25 | 0.2 | 0.32 | 0.31 | 0.23 | 0.13 | 0.14 | 0.1 | 0.07 | 0.19 | 0 | 0.36 | 0.36 | 0.26 | 0.34 | 0.33 | 0.24 | 0.38 | 0.25 | 0.34 | 0.22 | 0.17 | 0.1 | 0.4 | 0.29 | 0.34 | 0.3 | 0.32 | 0.26 | -0.09 | 0.07 | -0.18 | 0.27 | 0.18 | 0.17 | 0.38 | 0.29 | 0.29
201 | 0.31 | 0.31 | 0.22 | 0.28 | 0.25 | 0.2 | 0.32 | 0.32 | 0.23 | 0.14 | 0.14 | 0.1 | 0.07 | 0.19 | 0 | 0.36 | 0.36 | 0.26 | 0.34 | 0.33 | 0.24 | 0.38 | 0.25 | 0.34 | 0.22 | 0.17 | 0.09 | 0.39 | 0.29 | 0.33 | 0.3 | 0.32 | 0.26 | -0.09 | 0.07 | -0.19 | 0.27 | 0.18 | 0.17 | 0.38 | 0.29 | 0.29
202 | -0.05 | -0.07 | -0.02 | -0.06 | -0.06 | -0.04 | -0.05 | -0.08 | 0 | -0.06 | -0.08 | -0.04 | -0.05 | -0.05 | -0.05 | -0.12 | -0.18 | -0.07 | -0.07 | -0.1 | -0.05 | -0.09 | -0.05 | -0.07 | -0.07 | -0.03 | -0.06 | -0.11 | -0.07 | -0.08 | -0.04 | -0.03 | -0.04 | 0.06 | 0.1 | 0.01 | -0.06 | -0.04 | -0.03 | -0.09 | -0.05 | -0.07
203 | -0.05 | -0.07 | -0.02 | -0.06 | -0.07 | -0.04 | -0.05 | -0.09 | 0 | -0.07 | -0.08 | -0.04 | -0.05 | -0.05 | -0.05 | -0.12 | -0.18 | -0.07 | -0.07 | -0.11 | -0.05 | -0.09 | -0.05 | -0.07 | -0.07 | -0.03 | -0.06 | -0.11 | -0.07 | -0.08 | -0.04 | -0.03 | -0.04 | 0.06 | 0.1 | 0.01 | -0.06 | -0.04 | -0.03 | -0.09 | -0.05 | -0.07
204 | 0.43 | 0.32 | 0.23 | 0.33 | 0.24 | 0.21 | 0.43 | 0.32 | 0.26 | -0.04 | -0.05 | -0.09 | 0.14 | 0.26 | 0.09 | 0.24 | 0.12 | 0.07 | 0.39 | 0.28 | 0.2 | 0.43 | 0.34 | 0.27 | 0.26 | 0.22 | 0.09 | 0.41 | 0.29 | 0.23 | -0.01 | -0.06 | -0.02 | -0.02 | 0.07 | -0.04 | 0.28 | 0.18 | 0.15 | 0.37 | 0.26 | 0.19
205 | 0.43 | 0.32 | 0.23 | 0.33 | 0.24 | 0.21 | 0.43 | 0.31 | 0.26 | -0.04 | -0.05 | -0.09 | 0.14 | 0.26 | 0.09 | 0.24 | 0.12 | 0.07 | 0.39 | 0.28 | 0.2 | 0.43 | 0.34 | 0.27 | 0.26 | 0.21 | 0.09 | 0.4 | 0.29 | 0.23 | -0.01 | -0.06 | -0.02 | -0.02 | 0.07 | -0.04 | 0.28 | 0.18 | 0.15 | 0.37 | 0.26 | 0.19
206 | 0.43 | 0.32 | 0.22 | 0.33 | 0.23 | 0.21 | 0.43 | 0.31 | 0.25 | -0.04 | -0.06 | -0.09 | 0.14 | 0.26 | 0.08 | 0.24 | 0.11 | 0.06 | 0.39 | 0.27 | 0.19 | 0.47 | 0.4 | 0.32 | 0.27 | 0.25 | 0.07 | 0.46 | 0.37 | 0.28 | 0.03 | -0.01 | 0.03 | 0.01 | 0.12 | -0.01 | 0.32 | 0.22 | 0.19 | 0.42 | 0.33 | 0.24
207 | 0.43 | 0.32 | 0.22 | 0.33 | 0.23 | 0.21 | 0.43 | 0.31 | 0.25 | -0.04 | -0.06 | -0.09 | 0.14 | 0.26 | 0.08 | 0.24 | 0.11 | 0.06 | 0.39 | 0.27 | 0.19 | 0.47 | 0.39 | 0.32 | 0.27 | 0.25 | 0.07 | 0.46 | 0.37 | 0.28 | 0.03 | -0.01 | 0.03 | 0.01 | 0.12 | -0.01 | 0.32 | 0.22 | 0.19 | 0.42 | 0.33 | 0.24
208 | 0.16 | 0.08 | -0.05 | 0.17 | 0.17 | 0.03 | 0.17 | 0.11 | -0.03 | -0.03 | 0.03 | -0.12 | 0.04 | 0.19 | -0.06 | -0.13 | -0.21 | -0.32 | 0.13 | 0.09 | -0.11 | 0.39 | 0.32 | 0.35 | 0.4 | 0.38 | 0.3 | 0.34 | 0.26 | 0.24 | 0.16 | 0.12 | 0.17 | 0.17 | 0.3 | 0.11 | 0.35 | 0.31 | 0.24 | 0.41 | 0.35 | 0.35
209 | 0.16 | 0.08 | -0.05 | 0.17 | 0.17 | 0.04 | 0.17 | 0.11 | -0.03 | -0.03 | 0.03 | -0.11 | 0.04 | 0.19 | -0.06 | -0.13 | -0.21 | -0.32 | 0.13 | 0.09 | -0.11 | 0.39 | 0.32 | 0.36 | 0.4 | 0.38 | 0.31 | 0.34 | 0.26 | 0.25 | 0.16 | 0.12 | 0.18 | 0.17 | 0.29 | 0.11 | 0.35 | 0.31 | 0.25 | 0.41 | 0.35 | 0.35
210 | 0.15 | 0.05 | -0.1 | 0.12 | 0.13 | -0.05 | 0.15 | 0.07 | -0.09 | -0.02 | 0.05 | -0.13 | 0.05 | 0.17 | -0.03 | -0.17 | -0.24 | -0.38 | 0.1 | 0.06 | -0.17 | 0.39 | 0.32 | 0.35 | 0.4 | 0.38 | 0.3 | 0.34 | 0.26 | 0.24 | 0.16 | 0.12 | 0.17 | 0.17 | 0.3 | 0.11 | 0.35 | 0.31 | 0.25 | 0.41 | 0.35 | 0.35
211 | 0.15 | 0.05 | -0.1 | 0.13 | 0.13 | -0.05 | 0.15 | 0.07 | -0.09 | -0.02 | 0.05 | -0.12 | 0.05 | 0.18 | -0.03 | -0.17 | -0.24 | -0.38 | 0.1 | 0.06 | -0.17 | 0.38 | 0.32 | 0.35 | 0.4 | 0.38 | 0.3 | 0.33 | 0.25 | 0.24 | 0.16 | 0.12 | 0.17 | 0.17 | 0.3 | 0.12 | 0.35 | 0.31 | 0.25 | 0.41 | 0.35 | 0.35
212 | 0.03 | 0.1 | 0 | 0.09 | 0.11 | 0.1 | 0.04 | 0.09 | 0.03 | -0.03 | -0.04 | -0.01 | 0.14 | 0.16 | 0.12 | -0.04 | -0.01 | -0.07 | 0.05 | 0.09 | 0.04 | 0.18 | 0.2 | 0.17 | 0.2 | 0.26 | 0.11 | 0.09 | 0.07 | 0.02 | -0.02 | -0.03 | -0.03 | 0.03 | 0.17 | -0.09 | 0.17 | 0.17 | 0.14 | 0.15 | 0.17 | 0.08
213 | 0.03 | 0.1 | 0 | 0.09 | 0.11 | 0.1 | 0.04 | 0.09 | 0.03 | -0.03 | -0.04 | -0.01 | 0.14 | 0.16 | 0.12 | -0.04 | -0.01 | -0.07 | 0.05 | 0.09 | 0.04 | 0.18 | 0.2 | 0.18 | 0.2 | 0.26 | 0.11 | 0.09 | 0.07 | 0.02 | -0.02 | -0.03 | -0.03 | 0.03 | 0.17 | -0.09 | 0.17 | 0.18 | 0.14 | 0.15 | 0.17 | 0.08
214 | 0.02 | 0.04 | -0.03 | 0.1 | 0.06 | 0.15 | 0.05 | 0.05 | 0.05 | -0.09 | -0.09 | -0.09 | 0.09 | 0.07 | 0.11 | -0.05 | -0.02 | -0.12 | 0.03 | 0.03 | 0.03 | 0.43 | 0.41 | 0.32 | 0.39 | 0.38 | 0.25 | 0.4 | 0.35 | 0.27 | 0.09 | 0.08 | 0.06 | 0.16 | 0.29 | 0.09 | 0.32 | 0.31 | 0.15 | 0.43 | 0.4 | 0.29
215 | 0.02 | 0.04 | -0.03 | 0.1 | 0.06 | 0.16 | 0.05 | 0.05 | 0.05 | -0.09 | -0.09 | -0.09 | 0.09 | 0.07 | 0.11 | -0.05 | -0.02 | -0.12 | 0.04 | 0.03 | 0.03 | 0.43 | 0.41 | 0.32 | 0.39 | 0.38 | 0.25 | 0.4 | 0.35 | 0.27 | 0.08 | 0.08 | 0.05 | 0.16 | 0.3 | 0.1 | 0.32 | 0.3 | 0.15 | 0.43 | 0.4 | 0.29
216 | 0.03 | 0.14 | 0.01 | 0.35 | 0.37 | 0.44 | 0.12 | 0.23 | 0.19 | 0.08 | 0.1 | 0.06 | 0.53 | 0.56 | 0.5 | -0.03 | 0.06 | -0.09 | 0.19 | 0.28 | 0.26 | 0.09 | 0.07 | 0 | 0.15 | 0.12 | 0.15 | 0.07 | 0.03 | -0.01 | -0.27 | -0.29 | -0.27 | 0.18 | 0.18 | 0.21 | 0.07 | 0.08 | -0.02 | 0.07 | 0.04 | 0
217 | 0.03 | 0.14 | 0.01 | 0.35 | 0.37 | 0.44 | 0.12 | 0.23 | 0.19 | 0.08 | 0.11 | 0.06 | 0.53 | 0.56 | 0.5 | -0.03 | 0.06 | -0.09 | 0.19 | 0.28 | 0.26 | 0.09 | 0.07 | 0 | 0.15 | 0.12 | 0.15 | 0.07 | 0.04 | -0.01 | -0.27 | -0.29 | -0.27 | 0.18 | 0.18 | 0.21 | 0.07 | 0.08 | -0.02 | 0.07 | 0.04 | 0
218 | 0.06 | 0.05 | -0.03 | 0.09 | 0.09 | 0.05 | 0.06 | 0.04 | 0 | -0.07 | -0.02 | -0.13 | 0.06 | 0.08 | 0.04 | -0.02 | -0.03 | -0.08 | 0.05 | 0.05 | -0.03 | 0 | 0.1 | -0.01 | 0.24 | 0.3 | 0.26 | -0.01 | 0.11 | -0.07 | 0.09 | 0.18 | 0 | 0.22 | 0.22 | 0.21 | 0.01 | 0.07 | -0.01 | 0.08 | 0.19 | 0.07
219 | 0.06 | 0.04 | -0.04 | 0.1 | 0.12 | 0.04 | 0.07 | 0.04 | 0 | -0.04 | 0.02 | -0.11 | 0.09 | 0.14 | 0.05 | -0.01 | -0.03 | -0.08 | 0.06 | 0.06 | -0.03 | 0.01 | 0.14 | -0.02 | 0.26 | 0.33 | 0.27 | 0.01 | 0.15 | -0.07 | 0.1 | 0.2 | -0.01 | 0.24 | 0.23 | 0.24 | 0.02 | 0.12 | -0.03 | 0.1 | 0.23 | 0.06
220 | 0.05 | 0.05 | -0.05 | 0.07 | 0.06 | 0.04 | 0.06 | 0.04 | -0.01 | -0.04 | 0.01 | -0.11 | 0.03 | 0.04 | 0.02 | -0.01 | -0.03 | -0.06 | 0.05 | 0.04 | -0.04 | -0.04 | 0.03 | -0.09 | 0.11 | 0.14 | 0.13 | -0.05 | 0.04 | -0.12 | -0.04 | 0.03 | -0.11 | 0.05 | 0.02 | 0.07 | -0.1 | -0.04 | -0.14 | -0.02 | 0.05 | -0.07
221 | 0.05 | 0.05 | -0.07 | 0.11 | 0.13 | 0.05 | 0.06 | 0.05 | -0.03 | -0.06 | 0.02 | -0.15 | 0.06 | 0.12 | 0.03 | -0.05 | -0.06 | -0.12 | 0.05 | 0.07 | -0.06 | -0.06 | 0.01 | -0.08 | 0.11 | 0.14 | 0.14 | -0.06 | 0.03 | -0.11 | -0.04 | 0.04 | -0.12 | 0.05 | 0.01 | 0.08 | -0.1 | -0.05 | -0.14 | -0.03 | 0.04 | -0.06
222 | 0.32 | 0.3 | 0.1 | 0.11 | 0.09 | -0.08 | 0.31 | 0.29 | 0.1 | -0.07 | -0.05 | -0.15 | -0.05 | 0.01 | -0.06 | 0.23 | 0.22 | 0.04 | 0.25 | 0.22 | 0 | 0.32 | 0.23 | 0.33 | 0.15 | 0.15 | 0.01 | 0.42 | 0.36 | 0.46 | 0.39 | 0.38 | 0.38 | -0.08 | 0.05 | -0.14 | 0.33 | 0.29 | 0.27 | 0.38 | 0.32 | 0.36
223 | 0.32 | 0.3 | 0.1 | 0.11 | 0.09 | -0.08 | 0.31 | 0.29 | 0.1 | -0.08 | -0.05 | -0.15 | -0.05 | 0.01 | -0.06 | 0.22 | 0.21 | 0.04 | 0.24 | 0.22 | 0 | 0.32 | 0.23 | 0.33 | 0.15 | 0.15 | 0 | 0.42 | 0.36 | 0.46 | 0.39 | 0.38 | 0.38 | -0.08 | 0.05 | -0.14 | 0.33 | 0.29 | 0.27 | 0.38 | 0.32 | 0.35
224 | 0.11 | 0.09 | 0.02 | 0.01 | -0.02 | -0.04 | 0.1 | 0.07 | 0.04 | -0.05 | -0.02 | -0.1 | -0.02 | -0.03 | 0 | 0.05 | 0.03 | -0.02 | 0.07 | 0.04 | -0.02 | 0.11 | 0.11 | 0.17 | 0.07 | 0.15 | -0.04 | 0.07 | 0.06 | 0.1 | 0.05 | 0.03 | 0.08 | -0.05 | 0.1 | -0.18 | 0.11 | 0.12 | 0.09 | 0.09 | 0.11 | 0.08
225 | 0.09 | 0.08 | -0.01 | -0.01 | -0.04 | -0.08 | 0.08 | 0.05 | -0.01 | -0.11 | -0.07 | -0.17 | -0.03 | -0.04 | -0.01 | 0.04 | 0.02 | -0.03 | 0.04 | 0.02 | -0.07 | 0.11 | 0.11 | 0.26 | 0.03 | 0.1 | -0.04 | 0.19 | 0.19 | 0.37 | 0.33 | 0.3 | 0.36 | -0.06 | 0.07 | -0.18 | 0.19 | 0.2 | 0.24 | 0.18 | 0.2 | 0.28
226 | 0.08 | 0.02 | 0.13 | -0.11 | -0.2 | -0.08 | 0.07 | 0 | 0.11 | -0.29 | -0.34 | -0.24 | -0.04 | -0.08 | 0 | 0.27 | 0.2 | 0.37 | 0.02 | -0.07 | 0.06 | -0.12 | -0.24 | -0.15 | -0.42 | -0.44 | -0.48 | -0.17 | -0.27 | -0.2 | -0.2 | -0.23 | -0.17 | -0.41 | -0.38 | -0.44 | -0.22 | -0.28 | -0.23 | -0.27 | -0.36 | -0.37
227 | 0.08 | 0.02 | 0.13 | -0.11 | -0.2 | -0.07 | 0.07 | 0 | 0.11 | -0.29 | -0.34 | -0.24 | -0.04 | -0.08 | 0 | 0.28 | 0.2 | 0.37 | 0.02 | -0.07 | 0.06 | -0.12 | -0.24 | -0.14 | -0.41 | -0.44 | -0.48 | -0.16 | -0.27 | -0.2 | -0.2 | -0.23 | -0.17 | -0.41 | -0.38 | -0.44 | -0.22 | -0.28 | -0.22 | -0.27 | -0.36 | -0.36
228 | 0.27 | 0.25 | 0.18 | 0.15 | 0.12 | 0.04 | 0.29 | 0.27 | 0.2 | 0.16 | 0.15 | 0.15 | 0.04 | 0.02 | 0.07 | 0.39 | 0.36 | 0.35 | 0.29 | 0.26 | 0.23 | 0.38 | 0.25 | 0.34 | 0.22 | 0.17 | 0.1 | 0.39 | 0.29 | 0.33 | 0.3 | 0.32 | 0.26 | -0.09 | 0.07 | -0.18 | 0.27 | 0.18 | 0.17 | 0.38 | 0.29 | 0.29
229 | 0.27 | 0.25 | 0.18 | 0.15 | 0.12 | 0.04 | 0.29 | 0.27 | 0.2 | 0.16 | 0.15 | 0.15 | 0.03 | 0.02 | 0.07 | 0.39 | 0.36 | 0.35 | 0.29 | 0.26 | 0.22 | 0.38 | 0.25 | 0.34 | 0.22 | 0.17 | 0.09 | 0.39 | 0.29 | 0.33 | 0.3 | 0.32 | 0.26 | -0.09 | 0.07 | -0.19 | 0.27 | 0.18 | 0.17 | 0.37 | 0.29 | 0.28
230 | 0.01 | 0 | -0.05 | 0.06 | 0.06 | 0.04 | 0.02 | 0.01 | -0.01 | -0.08 | -0.04 | -0.12 | 0.07 | 0.07 | 0.06 | -0.05 | -0.08 | -0.06 | 0.01 | 0 | -0.03 | -0.01 | 0.1 | -0.03 | 0.25 | 0.33 | 0.25 | -0.02 | 0.12 | -0.08 | 0.09 | 0.2 | -0.01 | 0.22 | 0.21 | 0.21 | 0 | 0.08 | -0.03 | 0.07 | 0.2 | 0.05
231 | 0.03 | 0.04 | -0.06 | 0.12 | 0.15 | 0.09 | 0.05 | 0.05 | -0.01 | -0.08 | -0.02 | -0.15 | 0.1 | 0.16 | 0.07 | -0.06 | -0.08 | -0.12 | 0.04 | 0.06 | -0.04 | -0.01 | 0.11 | 0 | 0.28 | 0.36 | 0.31 | -0.02 | 0.13 | -0.06 | 0.08 | 0.2 | -0.02 | 0.25 | 0.24 | 0.25 | 0.01 | 0.11 | -0.01 | 0.08 | 0.22 | 0.08
232 | 0.18 | 0.23 | 0.16 | 0.49 | 0.52 | 0.52 | 0.23 | 0.29 | 0.25 | 0.44 | 0.45 | 0.42 | 0.18 | 0.25 | 0.13 | 0.01 | 0.02 | -0.07 | 0.31 | 0.37 | 0.35 | 0.27 | 0.35 | 0.36 | 0.61 | 0.67 | 0.63 | 0.33 | 0.41 | 0.43 | 0.41 | 0.43 | 0.38 | 0.36 | 0.46 | 0.28 | 0.38 | 0.44 | 0.37 | 0.46 | 0.55 | 0.59
233 | 0.18 | 0.23 | 0.16 | 0.5 | 0.52 | 0.52 | 0.23 | 0.29 | 0.25 | 0.44 | 0.45 | 0.42 | 0.18 | 0.25 | 0.13 | 0.01 | 0.02 | -0.06 | 0.31 | 0.37 | 0.35 | 0.26 | 0.35 | 0.36 | 0.61 | 0.67 | 0.63 | 0.33 | 0.41 | 0.42 | 0.41 | 0.43 | 0.38 | 0.36 | 0.46 | 0.28 | 0.38 | 0.44 | 0.37 | 0.46 | 0.55 | 0.59
234 | 0.32 | 0.33 | 0.22 | 0.38 | 0.36 | 0.33 | 0.36 | 0.37 | 0.3 | 0.13 | 0.12 | 0.12 | 0.23 | 0.33 | 0.18 | 0.33 | 0.3 | 0.26 | 0.39 | 0.38 | 0.33 | 0.39 | 0.35 | 0.21 | 0.46 | 0.49 | 0.3 | 0.4 | 0.36 | 0.24 | 0.24 | 0.26 | 0.21 | 0.12 | 0.32 | 0.03 | 0.2 | 0.19 | -0.01 | 0.43 | 0.42 | 0.26
235 | 0.32 | 0.32 | 0.21 | 0.37 | 0.35 | 0.31 | 0.36 | 0.36 | 0.29 | 0.12 | 0.12 | 0.11 | 0.22 | 0.32 | 0.18 | 0.33 | 0.3 | 0.25 | 0.38 | 0.37 | 0.32 | 0.39 | 0.32 | 0.22 | 0.46 | 0.45 | 0.31 | 0.4 | 0.33 | 0.24 | 0.25 | 0.25 | 0.22 | 0.12 | 0.3 | 0.03 | 0.2 | 0.17 | 0 | 0.43 | 0.39 | 0.27
236 | 0 | 0.06 | -0.07 | 0.04 | 0.07 | 0.02 | -0.02 | 0.04 | -0.07 | -0.02 | -0.02 | -0.02 | 0.12 | 0.1 | 0.13 | -0.18 | -0.16 | -0.24 | -0.01 | 0.03 | -0.06 | 0.09 | 0.07 | 0 | 0.06 | 0.06 | 0 | 0.09 | 0.08 | 0.02 | 0.08 | 0.1 | 0.05 | 0.14 | 0.15 | 0.15 | -0.03 | -0.06 | -0.08 | 0.1 | 0.08 | 0.03
237 | -0.01 | 0.06 | -0.07 | 0.03 | 0.06 | 0.02 | -0.02 | 0.03 | -0.07 | -0.02 | -0.02 | -0.02 | 0.11 | 0.1 | 0.13 | -0.18 | -0.17 | -0.24 | -0.02 | 0.03 | -0.06 | 0.09 | 0.07 | 0 | 0.06 | 0.06 | 0 | 0.09 | 0.08 | 0.02 | 0.08 | 0.1 | 0.05 | 0.14 | 0.15 | 0.15 | -0.03 | -0.06 | -0.08 | 0.09 | 0.08 | 0.03
238 | 0 | 0.06 | -0.07 | 0.04 | 0.07 | 0.02 | -0.02 | 0.04 | -0.07 | -0.02 | -0.02 | -0.02 | 0.11 | 0.1 | 0.13 | -0.18 | -0.16 | -0.24 | -0.01 | 0.03 | -0.06 | 0.09 | 0.07 | 0.01 | 0.06 | 0.06 | 0.01 | 0.09 | 0.08 | 0.02 | 0.08 | 0.1 | 0.05 | 0.14 | 0.15 | 0.15 | -0.03 | -0.06 | -0.08 | 0.1 | 0.08 | 0.03
239 | 0 | 0.06 | -0.07 | 0.04 | 0.07 | 0.02 | -0.02 | 0.04 | -0.07 | -0.02 | -0.02 | -0.02 | 0.11 | 0.1 | 0.13 | -0.18 | -0.16 | -0.24 | -0.01 | 0.03 | -0.06 | 0.09 | 0.07 | 0.01 | 0.06 | 0.06 | 0.01 | 0.09 | 0.08 | 0.02 | 0.08 | 0.1 | 0.05 | 0.14 | 0.15 | 0.15 | -0.03 | -0.06 | -0.08 | 0.1 | 0.08 | 0.03
240 | -0.1 | -0.08 | -0.06 | -0.22 | -0.2 | -0.2 | -0.16 | -0.15 | -0.17 | 0.11 | 0.12 | 0.12 | -0.15 | -0.21 | -0.11 | -0.03 | -0.03 | 0.04 | -0.13 | -0.12 | -0.11 | 0.02 | 0 | 0.05 | 0.02 | 0.01 | 0.02 | 0.08 | 0.07 | 0.15 | 0.39 | 0.38 | 0.4 | -0.04 | -0.07 | -0.01 | -0.02 | -0.05 | -0.01 | 0.09 | 0.08 | 0.15
241 | -0.09 | -0.07 | -0.05 | -0.19 | -0.18 | -0.19 | -0.14 | -0.13 | -0.15 | 0.11 | 0.12 | 0.11 | -0.14 | -0.18 | -0.1 | -0.03 | -0.03 | 0.05 | -0.11 | -0.1 | -0.09 | 0.02 | 0 | 0.05 | 0.02 | 0.02 | 0.03 | 0.09 | 0.08 | 0.15 | 0.39 | 0.38 | 0.4 | -0.04 | -0.07 | -0.01 | -0.02 | -0.05 | -0.01 | 0.09 | 0.08 | 0.15
242 | 0.09 | 0.08 | -0.09 | 0.1 | 0.14 | -0.03 | 0.09 | 0.08 | -0.08 | 0.11 | 0.15 | 0.06 | 0.04 | 0.12 | -0.02 | -0.07 | -0.06 | -0.23 | 0.09 | 0.11 | -0.09 | 0.27 | 0.29 | 0.15 | 0.41 | 0.39 | 0.39 | 0.31 | 0.33 | 0.22 | 0.22 | 0.25 | 0.17 | 0.29 | 0.31 | 0.32 | 0.25 | 0.25 | 0.15 | 0.37 | 0.38 | 0.32
243 | 0.09 | 0.07 | -0.09 | 0.1 | 0.14 | -0.02 | 0.09 | 0.08 | -0.08 | 0.11 | 0.15 | 0.06 | 0.04 | 0.12 | -0.02 | -0.07 | -0.06 | -0.23 | 0.09 | 0.11 | -0.08 | 0.27 | 0.29 | 0.15 | 0.41 | 0.39 | 0.39 | 0.31 | 0.33 | 0.22 | 0.22 | 0.25 | 0.17 | 0.29 | 0.31 | 0.32 | 0.25 | 0.25 | 0.15 | 0.37 | 0.38 | 0.32
244 | 0.05 | 0.07 | -0.03 | 0.07 | 0.08 | 0.04 | 0.04 | 0.06 | -0.02 | 0.01 | 0.01 | 0.01 | 0.11 | 0.09 | 0.13 | 0.01 | 0 | -0.02 | 0.06 | 0.07 | 0.02 | 0.02 | 0.01 | -0.02 | 0 | -0.02 | 0.01 | 0.04 | 0.05 | 0.01 | 0.08 | 0.07 | 0.1 | 0.03 | -0.01 | 0.07 | 0.02 | 0.02 | 0 | 0.04 | 0.03 | 0.03
245 | 0.05 | 0.07 | -0.03 | 0.07 | 0.08 | 0.04 | 0.04 | 0.05 | -0.02 | 0.01 | 0.01 | 0.01 | 0.11 | 0.09 | 0.13 | 0.01 | 0 | -0.02 | 0.06 | 0.06 | 0.02 | 0.02 | 0.01 | -0.03 | 0 | -0.02 | 0.01 | 0.04 | 0.05 | 0.01 | 0.08 | 0.07 | 0.1 | 0.03 | -0.01 | 0.07 | 0.02 | 0.02 | 0 | 0.04 | 0.03 | 0.03
246 | 0.05 | 0.12 | 0.1 | 0.33 | 0.34 | 0.43 | 0.12 | 0.18 | 0.24 | 0.28 | 0.31 | 0.26 | 0.4 | 0.37 | 0.42 | 0.1 | 0.17 | 0.09 | 0.22 | 0.27 | 0.36 | 0.03 | 0.18 | 0.03 | 0.49 | 0.56 | 0.56 | 0.12 | 0.28 | 0.15 | 0.22 | 0.25 | 0.2 | 0.45 | 0.45 | 0.45 | 0.1 | 0.21 | 0.05 | 0.23 | 0.37 | 0.31
247 | 0.05 | 0.11 | 0.1 | 0.33 | 0.34 | 0.43 | 0.12 | 0.18 | 0.24 | 0.28 | 0.3 | 0.26 | 0.4 | 0.37 | 0.42 | 0.1 | 0.17 | 0.1 | 0.22 | 0.27 | 0.36 | 0.03 | 0.18 | 0.03 | 0.49 | 0.56 | 0.56 | 0.12 | 0.28 | 0.15 | 0.22 | 0.25 | 0.2 | 0.45 | 0.45 | 0.45 | 0.1 | 0.21 | 0.05 | 0.23 | 0.37 | 0.32
248 | 0.23 | 0.24 | 0.07 | 0.39 | 0.44 | 0.27 | 0.27 | 0.3 | 0.13 | 0.3 | 0.34 | 0.24 | 0.33 | 0.45 | 0.26 | 0.14 | 0.14 | 0 | 0.34 | 0.38 | 0.23 | 0.18 | 0.18 | 0.12 | 0.4 | 0.37 | 0.43 | 0.17 | 0.18 | 0.1 | 0.09 | 0.09 | 0.08 | 0.29 | 0.32 | 0.29 | 0.22 | 0.23 | 0.16 | 0.26 | 0.27 | 0.26
249 | 0.24 | 0.28 | 0.07 | 0.41 | 0.5 | 0.27 | 0.28 | 0.34 | 0.13 | 0.32 | 0.39 | 0.24 | 0.36 | 0.5 | 0.27 | 0.13 | 0.15 | -0.01 | 0.35 | 0.43 | 0.23 | 0.18 | 0.21 | 0.13 | 0.42 | 0.41 | 0.44 | 0.18 | 0.21 | 0.11 | 0.1 | 0.1 | 0.08 | 0.31 | 0.36 | 0.3 | 0.23 | 0.25 | 0.17 | 0.27 | 0.3 | 0.27
250 | 0.26 | 0.22 | 0.04 | 0.45 | 0.45 | 0.35 | 0.32 | 0.28 | 0.15 | 0.27 | 0.33 | 0.18 | 0.42 | 0.48 | 0.42 | 0.15 | 0.11 | -0.03 | 0.38 | 0.37 | 0.26 | 0.19 | 0.21 | 0.16 | 0.37 | 0.39 | 0.34 | 0.2 | 0.21 | 0.14 | 0.09 | 0.14 | 0.04 | 0.3 | 0.36 | 0.26 | 0.16 | 0.21 | 0.04 | 0.27 | 0.3 | 0.23
251 | 0.28 | 0.27 | 0.04 | 0.5 | 0.55 | 0.37 | 0.34 | 0.35 | 0.16 | 0.3 | 0.39 | 0.19 | 0.47 | 0.59 | 0.43 | 0.15 | 0.14 | -0.03 | 0.42 | 0.45 | 0.27 | 0.2 | 0.22 | 0.15 | 0.38 | 0.41 | 0.35 | 0.2 | 0.23 | 0.14 | 0.1 | 0.14 | 0.04 | 0.31 | 0.38 | 0.28 | 0.16 | 0.22 | 0.04 | 0.27 | 0.32 | 0.23
252 | 0.1 | 0.13 | -0.1 | 0.14 | 0.14 | 0.08 | 0.1 | 0.12 | -0.08 | 0.18 | 0.2 | 0.15 | 0.12 | 0.11 | 0.15 | -0.07 | 0 | -0.29 | 0.12 | 0.15 | -0.02 | 0.06 | 0.14 | -0.06 | 0 | 0.06 | -0.1 | 0.14 | 0.23 | 0.1 | 0.19 | 0.21 | 0.16 | 0.11 | 0.12 | 0.11 | 0.05 | 0.08 | 0 | 0.12 | 0.18 | 0.05
253 | 0.1 | 0.13 | -0.11 | 0.14 | 0.14 | 0.08 | 0.1 | 0.12 | -0.08 | 0.18 | 0.2 | 0.15 | 0.12 | 0.11 | 0.15 | -0.07 | 0 | -0.29 | 0.12 | 0.15 | -0.02 | 0.06 | 0.14 | -0.05 | 0.01 | 0.06 | -0.1 | 0.15 | 0.23 | 0.11 | 0.2 | 0.22 | 0.17 | 0.11 | 0.12 | 0.11 | 0.05 | 0.08 | 0.01 | 0.12 | 0.19 | 0.05
254 | -0.06 | 0.07 | -0.3 | 0.13 | 0.25 | 0.03 | -0.02 | 0.11 | -0.2 | -0.02 | 0.1 | -0.15 | 0.45 | 0.45 | 0.46 | -0.23 | -0.19 | -0.32 | 0.02 | 0.15 | -0.13 | 0.01 | 0.14 | 0.04 | 0.21 | 0.26 | 0.26 | -0.02 | 0.09 | -0.01 | 0.04 | 0.03 | 0.06 | 0.51 | 0.5 | 0.52 | 0.14 | 0.19 | 0.2 | 0.11 | 0.21 | 0.2
255 | -0.06 | 0.07 | -0.3 | 0.13 | 0.26 | 0.03 | -0.02 | 0.11 | -0.2 | -0.02 | 0.1 | -0.14 | 0.46 | 0.46 | 0.46 | -0.23 | -0.19 | -0.32 | 0.02 | 0.15 | -0.12 | 0.01 | 0.14 | 0.05 | 0.21 | 0.27 | 0.26 | -0.02 | 0.09 | -0.01 | 0.04 | 0.04 | 0.06 | 0.51 | 0.5 | 0.51 | 0.14 | 0.19 | 0.2 | 0.11 | 0.21 | 0.2
256 | -0.01 | 0.04 | -0.1 | -0.04 | -0.01 | -0.08 | -0.04 | 0 | -0.12 | -0.06 | -0.05 | -0.07 | 0.04 | 0.02 | 0.06 | -0.17 | -0.15 | -0.23 | -0.05 | -0.02 | -0.13 | 0.06 | 0.03 | -0.02 | 0 | -0.01 | -0.05 | 0.07 | 0.04 | -0.01 | 0.06 | 0.07 | 0.03 | 0.09 | 0.08 | 0.11 | -0.04 | -0.09 | -0.08 | 0.06 | 0.03 | -0.01
257 | -0.01 | 0.04 | -0.1 | -0.05 | -0.02 | -0.09 | -0.04 | -0.01 | -0.13 | -0.06 | -0.05 | -0.06 | 0.03 | 0.01 | 0.06 | -0.16 | -0.15 | -0.23 | -0.05 | -0.02 | -0.13 | 0.06 | 0.02 | -0.03 | 0 | -0.02 | -0.05 | 0.07 | 0.04 | -0.01 | 0.06 | 0.07 | 0.03 | 0.08 | 0.07 | 0.11 | -0.05 | -0.1 | -0.09 | 0.05 | 0.02 | -0.01
258 | 0.12 | 0.26 | 0.15 | 0.55 | 0.63 | 0.61 | 0.22 | 0.36 | 0.32 | 0.32 | 0.37 | 0.27 | 0.52 | 0.66 | 0.39 | 0.04 | 0.1 | 0.03 | 0.32 | 0.47 | 0.43 | 0.12 | 0.23 | 0.08 | 0.5 | 0.57 | 0.51 | 0.16 | 0.27 | 0.14 | 0.28 | 0.29 | 0.27 | 0.42 | 0.47 | 0.39 | 0.17 | 0.25 | 0.11 | 0.29 | 0.4 | 0.33
259 | 0.1 | 0.25 | 0.08 | 0.56 | 0.63 | 0.63 | 0.19 | 0.35 | 0.24 | 0.33 | 0.38 | 0.28 | 0.51 | 0.68 | 0.34 | -0.02 | 0.06 | -0.08 | 0.3 | 0.46 | 0.37 | 0.15 | 0.28 | 0.08 | 0.59 | 0.66 | 0.59 | 0.19 | 0.33 | 0.14 | 0.32 | 0.34 | 0.3 | 0.48 | 0.53 | 0.45 | 0.21 | 0.32 | 0.12 | 0.35 | 0.48 | 0.37
260 | -0.17 | -0.26 | 0.05 | -0.13 | -0.1 | -0.07 | -0.16 | -0.23 | 0.02 | -0.18 | -0.06 | -0.27 | -0.07 | -0.03 | -0.11 | -0.25 | -0.35 | -0.12 | -0.2 | -0.22 | -0.1 | -0.17 | -0.17 | -0.05 | -0.08 | -0.01 | -0.05 | -0.19 | -0.18 | -0.09 | -0.1 | -0.08 | -0.1 | 0.15 | 0.21 | 0.07 | -0.13 | -0.06 | -0.1 | -0.16 | -0.11 | -0.08
261 | -0.13 | -0.23 | 0.07 | -0.08 | -0.05 | -0.04 | -0.13 | -0.19 | 0.06 | -0.18 | -0.06 | -0.26 | -0.04 | 0.01 | -0.09 | -0.22 | -0.32 | -0.1 | -0.16 | -0.19 | -0.07 | -0.18 | -0.17 | -0.05 | -0.09 | -0.03 | -0.06 | -0.19 | -0.18 | -0.09 | -0.1 | -0.09 | -0.1 | 0.14 | 0.2 | 0.07 | -0.13 | -0.07 | -0.1 | -0.16 | -0.12 | -0.09
262 | -0.28 | -0.33 | -0.01 | -0.14 | -0.09 | -0.03 | -0.26 | -0.28 | -0.01 | -0.13 | 0 | -0.23 | 0 | 0.03 | -0.05 | -0.35 | -0.39 | -0.19 | -0.27 | -0.25 | -0.11 | -0.2 | -0.16 | -0.03 | -0.01 | 0.06 | 0.06 | -0.21 | -0.17 | -0.08 | -0.06 | -0.04 | -0.06 | 0.23 | 0.26 | 0.18 | -0.16 | -0.08 | -0.11 | -0.15 | -0.08 | -0.02
263 | -0.25 | -0.31 | 0.01 | -0.11 | -0.06 | 0 | -0.23 | -0.26 | 0.02 | -0.13 | 0 | -0.23 | 0.02 | 0.06 | -0.04 | -0.32 | -0.37 | -0.17 | -0.24 | -0.23 | -0.08 | -0.2 | -0.17 | -0.03 | -0.02 | 0.05 | 0.05 | -0.22 | -0.18 | -0.08 | -0.06 | -0.04 | -0.06 | 0.22 | 0.24 | 0.18 | -0.17 | -0.09 | -0.12 | -0.16 | -0.09 | -0.03
264 | -0.02 | -0.14 | -0.03 | -0.31 | -0.33 | -0.4 | -0.1 | -0.2 | -0.19 | -0.13 | -0.13 | -0.13 | -0.47 | -0.46 | -0.47 | 0.02 | -0.07 | 0.06 | -0.17 | -0.25 | -0.27 | 0.09 | 0.08 | 0.06 | 0.08 | 0.11 | 0 | 0.1 | 0.09 | 0.07 | 0.2 | 0.23 | 0.16 | -0.01 | 0.07 | -0.09 | -0.07 | -0.09 | -0.14 | 0.1 | 0.11 | 0.04
265 | -0.02 | -0.13 | -0.03 | -0.31 | -0.33 | -0.4 | -0.1 | -0.2 | -0.19 | -0.13 | -0.13 | -0.13 | -0.47 | -0.46 | -0.47 | 0.02 | -0.07 | 0.06 | -0.17 | -0.25 | -0.27 | 0.09 | 0.08 | 0.06 | 0.08 | 0.11 | 0 | 0.1 | 0.09 | 0.07 | 0.21 | 0.23 | 0.17 | -0.01 | 0.07 | -0.09 | -0.07 | -0.09 | -0.14 | 0.1 | 0.11 | 0.04
266 | 0 | 0.1 | 0.04 | 0.28 | 0.33 | 0.36 | 0.06 | 0.15 | 0.15 | 0.14 | 0.19 | 0.1 | 0.5 | 0.5 | 0.5 | 0.1 | 0.17 | 0.13 | 0.16 | 0.26 | 0.28 | 0.13 | 0.21 | 0.24 | 0.37 | 0.41 | 0.39 | 0.21 | 0.3 | 0.29 | 0.29 | 0.34 | 0.22 | 0.41 | 0.45 | 0.38 | 0.28 | 0.33 | 0.32 | 0.3 | 0.38 | 0.39
267 | 0 | 0.11 | 0.04 | 0.28 | 0.33 | 0.36 | 0.06 | 0.16 | 0.15 | 0.14 | 0.19 | 0.1 | 0.5 | 0.51 | 0.5 | 0.1 | 0.18 | 0.13 | 0.17 | 0.26 | 0.29 | 0.13 | 0.21 | 0.24 | 0.37 | 0.41 | 0.39 | 0.21 | 0.3 | 0.29 | 0.28 | 0.34 | 0.22 | 0.41 | 0.45 | 0.38 | 0.28 | 0.33 | 0.32 | 0.3 | 0.38 | 0.39
268 | 0.08 | 0.06 | -0.17 | 0.2 | 0.23 | 0.07 | 0.11 | 0.11 | -0.09 | -0.08 | 0.01 | -0.21 | 0.27 | 0.38 | 0.19 | -0.18 | -0.18 | -0.39 | 0.1 | 0.12 | -0.13 | 0.29 | 0.27 | 0.25 | 0.4 | 0.39 | 0.35 | 0.23 | 0.19 | 0.13 | 0.07 | 0.05 | 0.08 | 0.32 | 0.42 | 0.28 | 0.27 | 0.28 | 0.15 | 0.33 | 0.31 | 0.28
269 | 0.08 | 0.06 | -0.16 | 0.2 | 0.23 | 0.07 | 0.11 | 0.11 | -0.09 | -0.08 | 0 | -0.2 | 0.27 | 0.39 | 0.19 | -0.18 | -0.18 | -0.4 | 0.1 | 0.12 | -0.13 | 0.29 | 0.27 | 0.25 | 0.4 | 0.39 | 0.35 | 0.23 | 0.2 | 0.13 | 0.07 | 0.05 | 0.08 | 0.32 | 0.42 | 0.27 | 0.27 | 0.28 | 0.15 | 0.33 | 0.31 | 0.28
270 | 0.08 | 0.06 | -0.16 | 0.19 | 0.23 | 0.07 | 0.11 | 0.11 | -0.09 | -0.08 | 0 | -0.2 | 0.27 | 0.38 | 0.18 | -0.18 | -0.18 | -0.39 | 0.1 | 0.12 | -0.13 | 0.28 | 0.27 | 0.24 | 0.4 | 0.39 | 0.34 | 0.22 | 0.19 | 0.12 | 0.07 | 0.05 | 0.07 | 0.32 | 0.42 | 0.27 | 0.26 | 0.28 | 0.14 | 0.32 | 0.31 | 0.27
271 | 0.09 | 0.07 | -0.17 | 0.2 | 0.23 | 0.08 | 0.12 | 0.12 | -0.09 | -0.08 | 0 | -0.21 | 0.28 | 0.39 | 0.2 | -0.18 | -0.18 | -0.4 | 0.1 | 0.13 | -0.13 | 0.28 | 0.27 | 0.24 | 0.4 | 0.4 | 0.34 | 0.22 | 0.19 | 0.12 | 0.07 | 0.05 | 0.07 | 0.32 | 0.42 | 0.26 | 0.26 | 0.28 | 0.14 | 0.32 | 0.31 | 0.27
272 | 0.04 | 0.05 | 0.02 | 0.13 | 0.1 | 0.18 | 0.06 | 0.06 | 0.06 | -0.01 | 0.02 | -0.04 | 0.14 | 0.17 | 0.12 | -0.09 | -0.08 | -0.15 | 0.06 | 0.07 | 0.06 | -0.06 | -0.05 | -0.13 | 0.03 | 0.04 | 0.04 | -0.13 | -0.14 | -0.22 | -0.48 | -0.49 | -0.47 | -0.01 | -0.03 | 0.01 | -0.1 | -0.05 | -0.18 | -0.15 | -0.14 | -0.23
273 | 0.04 | 0.06 | 0.02 | 0.14 | 0.11 | 0.18 | 0.06 | 0.07 | 0.06 | -0.01 | 0.02 | -0.04 | 0.15 | 0.18 | 0.12 | -0.09 | -0.08 | -0.14 | 0.06 | 0.07 | 0.06 | -0.07 | -0.06 | -0.14 | 0.02 | 0.03 | 0.03 | -0.15 | -0.16 | -0.24 | -0.5 | -0.5 | -0.49 | -0.01 | -0.03 | 0 | -0.11 | -0.05 | -0.19 | -0.16 | -0.16 | -0.25
274 | 0.03 | 0.01 | 0.08 | -0.07 | -0.06 | -0.1 | -0.01 | -0.03 | -0.01 | 0.36 | 0.37 | 0.36 | -0.02 | 0.1 | -0.12 | 0.13 | 0.1 | 0.2 | 0.06 | 0.07 | 0.08 | 0.06 | 0.03 | 0.18 | 0.03 | 0.03 | 0.02 | 0.14 | 0.14 | 0.27 | 0.65 | 0.63 | 0.66 | -0.03 | 0.02 | -0.06 | 0.02 | -0.03 | 0.06 | 0.17 | 0.16 | 0.29
275 | 0.03 | 0.01 | 0.08 | -0.07 | -0.06 | -0.1 | -0.01 | -0.03 | -0.01 | 0.36 | 0.37 | 0.36 | -0.02 | 0.1 | -0.12 | 0.13 | 0.09 | 0.2 | 0.06 | 0.07 | 0.08 | 0.06 | 0.03 | 0.18 | 0.03 | 0.03 | 0.02 | 0.14 | 0.13 | 0.26 | 0.64 | 0.63 | 0.66 | -0.02 | 0.02 | -0.06 | 0.01 | -0.03 | 0.06 | 0.17 | 0.16 | 0.29
276 | 0.03 | 0.01 | 0.07 | -0.07 | -0.06 | -0.1 | -0.01 | -0.03 | -0.01 | 0.36 | 0.37 | 0.36 | -0.02 | 0.1 | -0.12 | 0.13 | 0.09 | 0.2 | 0.06 | 0.07 | 0.08 | 0.06 | 0.03 | 0.18 | 0.03 | 0.04 | 0.02 | 0.14 | 0.14 | 0.27 | 0.65 | 0.63 | 0.66 | -0.02 | 0.02 | -0.06 | 0.01 | -0.03 | 0.06 | 0.17 | 0.16 | 0.29
277 | 0.2 | 0.2 | 0.1 | 0.2 | 0.13 | 0.19 | 0.21 | 0.19 | 0.15 | 0.17 | 0.15 | 0.17 | 0.04 | 0.03 | 0.06 | 0.23 | 0.24 | 0.14 | 0.23 | 0.21 | 0.19 | 0.31 | 0.32 | 0.15 | 0.38 | 0.42 | 0.22 | 0.28 | 0.29 | 0.1 | 0.18 | 0.24 | 0.09 | 0.14 | 0.28 | 0.04 | 0.2 | 0.18 | 0.07 | 0.34 | 0.37 | 0.16
278 | 0.19 | 0.21 | 0.1 | 0.18 | 0.13 | 0.18 | 0.2 | 0.2 | 0.15 | 0.17 | 0.15 | 0.18 | 0.02 | 0.01 | 0.05 | 0.23 | 0.25 | 0.15 | 0.22 | 0.21 | 0.2 | 0.31 | 0.32 | 0.16 | 0.39 | 0.42 | 0.24 | 0.29 | 0.29 | 0.11 | 0.19 | 0.24 | 0.1 | 0.14 | 0.29 | 0.05 | 0.21 | 0.19 | 0.08 | 0.35 | 0.37 | 0.18
279 | 0.14 | 0.21 | 0.14 | 0.45 | 0.51 | 0.44 | 0.23 | 0.32 | 0.27 | 0.47 | 0.5 | 0.44 | 0.39 | 0.47 | 0.32 | 0.2 | 0.24 | 0.17 | 0.35 | 0.43 | 0.41 | 0.04 | 0.04 | 0.07 | 0.23 | 0.24 | 0.25 | 0.07 | 0.07 | 0.13 | 0.01 | -0.02 | 0.05 | 0.15 | 0.22 | 0.09 | 0.03 | 0.07 | -0.02 | 0.1 | 0.11 | 0.14
280 | 0.15 | 0.22 | 0.14 | 0.45 | 0.51 | 0.44 | 0.23 | 0.32 | 0.27 | 0.47 | 0.5 | 0.44 | 0.38 | 0.47 | 0.31 | 0.2 | 0.24 | 0.17 | 0.35 | 0.43 | 0.41 | 0.04 | 0.03 | 0.07 | 0.23 | 0.24 | 0.25 | 0.07 | 0.07 | 0.13 | 0.01 | -0.02 | 0.05 | 0.15 | 0.21 | 0.08 | 0.03 | 0.07 | -0.02 | 0.1 | 0.11 | 0.14
281 | -0.02 | 0.09 | 0.04 | 0.21 | 0.25 | 0.31 | 0.04 | 0.15 | 0.17 | 0.03 | 0.04 | 0.02 | 0.48 | 0.42 | 0.53 | 0.14 | 0.21 | 0.21 | 0.12 | 0.21 | 0.29 | -0.03 | 0.11 | -0.16 | 0.33 | 0.39 | 0.36 | -0.1 | 0.01 | -0.25 | -0.21 | -0.17 | -0.25 | 0.47 | 0.47 | 0.48 | -0.05 | 0.1 | -0.18 | 0.02 | 0.15 | -0.05
282 | -0.02 | 0.09 | 0.04 | 0.21 | 0.25 | 0.31 | 0.04 | 0.15 | 0.17 | 0.03 | 0.04 | 0.02 | 0.48 | 0.42 | 0.53 | 0.14 | 0.21 | 0.21 | 0.12 | 0.21 | 0.29 | -0.03 | 0.11 | -0.16 | 0.33 | 0.39 | 0.36 | -0.1 | 0.01 | -0.25 | -0.21 | -0.17 | -0.25 | 0.47 | 0.47 | 0.48 | -0.05 | 0.1 | -0.18 | 0.02 | 0.15 | -0.05
283 | 0.17 | 0.08 | 0.06 | 0.23 | 0.21 | 0.14 | 0.21 | 0.14 | 0.11 | 0.02 | 0.04 | -0.03 | 0.16 | 0.28 | 0.08 | -0.01 | -0.09 | -0.13 | 0.19 | 0.13 | 0.07 | 0.01 | -0.06 | 0.14 | -0.04 | -0.04 | -0.04 | 0.06 | 0.01 | 0.22 | 0.21 | 0.13 | 0.3 | -0.01 | 0.08 | -0.09 | -0.13 | -0.17 | -0.11 | 0.03 | -0.01 | 0.14
284 | 0.16 | 0.07 | 0.05 | 0.21 | 0.18 | 0.12 | 0.19 | 0.12 | 0.1 | 0.01 | 0.02 | -0.03 | 0.14 | 0.25 | 0.06 | -0.02 | -0.09 | -0.14 | 0.17 | 0.11 | 0.05 | -0.03 | -0.07 | 0.11 | -0.07 | -0.05 | -0.06 | 0.03 | 0 | 0.19 | 0.18 | 0.09 | 0.27 | -0.01 | 0.07 | -0.09 | -0.16 | -0.18 | -0.13 | -0.01 | -0.03 | 0.1
285 | . | . | . | . | . | . | . | . | . | . | . | . | . | . | . | . | . | . | . | . | . | 0.09 | 0.17 | 0.25 | 0.3 | 0.29 | 0.48 | 0.18 | 0.26 | 0.45 | 0.16 | 0.14 | 0.2 | 0.55 | 0.5 | 0.61 | 0.28 | 0.24 | 0.59 | 0.26 | 0.29 | 0.58
286 | . | . | . | . | . | . | . | . | . | . | . | . | . | . | . | . | . | . | . | . | . | 0.09 | 0.18 | 0.23 | 0.38 | 0.39 | 0.54 | 0.19 | 0.28 | 0.43 | 0.19 | 0.18 | 0.2 | 0.58 | 0.56 | 0.6 | 0.32 | 0.31 | 0.59 | 0.28 | 0.34 | 0.58
287 | 0.09 | 0.11 | 0.12 | 0.23 | 0.21 | 0.28 | 0.11 | 0.13 | 0.15 | 0.24 | 0.23 | 0.25 | 0.13 | 0.16 | 0.11 | 0.07 | 0.07 | 0.07 | 0.17 | 0.18 | 0.23 | 0.03 | 0.09 | 0.03 | 0.09 | 0.1 | 0.11 | 0.03 | 0.08 | 0.04 | 0.04 | 0.06 | 0.02 | 0.08 | 0.11 | 0.05 | 0.05 | 0.06 | 0.09 | 0.06 | 0.1 | 0.07
288 | 0.1 | 0.11 | 0.12 | 0.22 | 0.21 | 0.26 | 0.11 | 0.13 | 0.14 | 0.25 | 0.23 | 0.26 | 0.11 | 0.15 | 0.09 | 0.09 | 0.08 | 0.09 | 0.17 | 0.18 | 0.22 | 0.03 | 0.09 | 0.03 | 0.08 | 0.09 | 0.1 | 0.04 | 0.08 | 0.04 | 0.04 | 0.06 | 0.02 | 0.07 | 0.1 | 0.04 | 0.06 | 0.06 | 0.09 | 0.06 | 0.1 | 0.07
289 | 0 | 0.11 | 0.01 | 0.26 | 0.3 | 0.32 | 0.07 | 0.18 | 0.15 | -0.03 | 0.01 | -0.05 | 0.56 | 0.54 | 0.59 | 0.09 | 0.16 | 0.12 | 0.15 | 0.24 | 0.25 | 0.09 | 0.18 | -0.04 | 0.39 | 0.43 | 0.39 | 0 | 0.06 | -0.17 | -0.16 | -0.14 | -0.2 | 0.48 | 0.52 | 0.46 | 0.05 | 0.17 | -0.11 | 0.13 | 0.21 | 0.03
290 | 0 | 0.11 | 0.01 | 0.26 | 0.31 | 0.32 | 0.08 | 0.19 | 0.15 | -0.02 | 0.01 | -0.05 | 0.57 | 0.54 | 0.59 | 0.09 | 0.16 | 0.11 | 0.15 | 0.24 | 0.25 | 0.1 | 0.19 | -0.03 | 0.4 | 0.43 | 0.4 | 0.01 | 0.07 | -0.16 | -0.16 | -0.13 | -0.19 | 0.48 | 0.52 | 0.46 | 0.06 | 0.18 | -0.11 | 0.14 | 0.22 | 0.04
291 | -0.03 | 0 | -0.09 | 0.11 | 0.11 | 0.14 | 0 | 0.03 | -0.02 | -0.07 | -0.03 | -0.11 | 0.22 | 0.24 | 0.21 | -0.17 | -0.11 | -0.27 | 0.01 | 0.04 | -0.03 | 0.11 | 0.18 | -0.01 | 0.27 | 0.26 | 0.28 | 0.13 | 0.18 | 0.04 | 0.15 | 0.17 | 0.11 | 0.3 | 0.26 | 0.36 | 0.08 | 0.09 | 0.03 | 0.19 | 0.23 | 0.16
292 | -0.03 | 0 | -0.09 | 0.11 | 0.11 | 0.14 | 0 | 0.03 | -0.02 | -0.07 | -0.03 | -0.11 | 0.22 | 0.24 | 0.21 | -0.17 | -0.11 | -0.27 | 0.01 | 0.04 | -0.03 | 0.11 | 0.18 | -0.01 | 0.27 | 0.26 | 0.28 | 0.13 | 0.18 | 0.04 | 0.15 | 0.17 | 0.11 | 0.3 | 0.26 | 0.36 | 0.08 | 0.09 | 0.03 | 0.19 | 0.23 | 0.16
293 | 0.02 | 0.16 | 0.07 | 0.47 | 0.56 | 0.55 | 0.13 | 0.27 | 0.24 | 0.36 | 0.4 | 0.33 | 0.47 | 0.61 | 0.35 | -0.06 | 0 | -0.06 | 0.24 | 0.38 | 0.35 | 0.04 | 0.14 | 0.12 | 0.4 | 0.45 | 0.48 | 0.15 | 0.27 | 0.28 | 0.36 | 0.37 | 0.37 | 0.42 | 0.44 | 0.39 | 0.15 | 0.21 | 0.18 | 0.25 | 0.36 | 0.42
294 | 0.02 | 0.16 | 0.06 | 0.47 | 0.56 | 0.54 | 0.12 | 0.27 | 0.23 | 0.36 | 0.4 | 0.33 | 0.47 | 0.6 | 0.34 | -0.06 | 0.01 | -0.06 | 0.23 | 0.38 | 0.35 | 0.06 | 0.14 | 0.15 | 0.41 | 0.46 | 0.49 | 0.17 | 0.27 | 0.3 | 0.36 | 0.36 | 0.37 | 0.42 | 0.45 | 0.38 | 0.16 | 0.2 | 0.22 | 0.27 | 0.35 | 0.44
295 | 0.25 | 0.19 | 0.2 | 0.2 | 0.12 | 0.16 | 0.26 | 0.21 | 0.2 | 0.15 | 0.08 | 0.19 | 0.01 | 0.09 | -0.03 | 0.22 | 0.19 | 0.14 | 0.26 | 0.19 | 0.21 | 0.35 | 0.08 | 0.32 | 0.06 | -0.08 | -0.07 | 0.32 | 0.05 | 0.25 | 0.1 | 0.04 | 0.11 | -0.25 | -0.07 | -0.34 | 0.16 | -0.01 | 0.06 | 0.25 | 0.02 | 0.14
296 | 0.25 | 0.19 | 0.2 | 0.2 | 0.13 | 0.16 | 0.26 | 0.21 | 0.2 | 0.15 | 0.09 | 0.19 | 0.01 | 0.09 | -0.03 | 0.22 | 0.19 | 0.14 | 0.26 | 0.2 | 0.21 | 0.35 | 0.08 | 0.32 | 0.06 | -0.08 | -0.06 | 0.32 | 0.05 | 0.25 | 0.1 | 0.04 | 0.11 | -0.25 | -0.06 | -0.34 | 0.16 | -0.01 | 0.06 | 0.25 | 0.02 | 0.14
297 | -0.04 | -0.06 | -0.06 | -0.23 | -0.25 | -0.28 | -0.11 | -0.14 | -0.19 | 0.03 | 0.03 | 0.04 | -0.29 | -0.27 | -0.32 | -0.09 | -0.12 | -0.1 | -0.13 | -0.15 | -0.22 | 0.06 | 0.13 | 0.04 | 0.26 | 0.32 | 0.23 | 0.06 | 0.12 | 0.05 | -0.02 | -0.01 | -0.03 | 0.18 | 0.24 | 0.12 | 0.02 | 0.05 | 0.01 | 0.11 | 0.17 | 0.1
298 | -0.04 | -0.06 | -0.06 | -0.23 | -0.25 | -0.27 | -0.11 | -0.14 | -0.19 | 0.03 | 0.03 | 0.04 | -0.29 | -0.27 | -0.32 | -0.09 | -0.12 | -0.1 | -0.13 | -0.15 | -0.21 | 0.05 | 0.12 | 0.03 | 0.24 | 0.3 | 0.22 | 0.06 | 0.1 | 0.05 | -0.05 | -0.03 | -0.07 | 0.18 | 0.23 | 0.13 | 0 | 0.03 | -0.02 | 0.09 | 0.15 | 0.08
299 | 0.18 | 0.24 | 0.16 | 0.54 | 0.56 | 0.59 | 0.28 | 0.35 | 0.34 | 0.25 | 0.28 | 0.21 | 0.56 | 0.66 | 0.49 | 0.11 | 0.14 | 0.04 | 0.37 | 0.43 | 0.44 | 0.01 | 0.07 | -0.11 | 0.3 | 0.32 | 0.32 | 0.01 | 0.07 | -0.1 | -0.05 | -0.06 | -0.04 | 0.31 | 0.35 | 0.29 | -0.13 | -0.04 | -0.27 | 0.07 | 0.13 | 0
300 | 0.18 | 0.24 | 0.16 | 0.54 | 0.56 | 0.59 | 0.28 | 0.35 | 0.34 | 0.25 | 0.28 | 0.21 | 0.56 | 0.66 | 0.49 | 0.11 | 0.14 | 0.04 | 0.37 | 0.43 | 0.44 | 0.01 | 0.08 | -0.11 | 0.3 | 0.32 | 0.32 | 0.01 | 0.07 | -0.1 | -0.05 | -0.06 | -0.04 | 0.31 | 0.35 | 0.29 | -0.13 | -0.04 | -0.27 | 0.07 | 0.13 | 0
301 | 0.17 | 0.23 | -0.05 | 0.33 | 0.39 | 0.22 | 0.21 | 0.27 | 0.05 | 0.16 | 0.21 | 0.09 | 0.22 | 0.34 | 0.14 | 0.02 | 0.07 | -0.18 | 0.24 | 0.31 | 0.07 | 0.3 | 0.39 | 0.11 | 0.61 | 0.63 | 0.58 | 0.31 | 0.39 | 0.14 | 0.25 | 0.3 | 0.17 | 0.4 | 0.44 | 0.41 | 0.24 | 0.27 | 0.12 | 0.43 | 0.5 | 0.34
302 | 0.17 | 0.23 | -0.05 | 0.33 | 0.39 | 0.22 | 0.21 | 0.27 | 0.05 | 0.16 | 0.21 | 0.1 | 0.22 | 0.34 | 0.14 | 0.02 | 0.07 | -0.18 | 0.24 | 0.31 | 0.07 | 0.3 | 0.39 | 0.11 | 0.61 | 0.63 | 0.58 | 0.31 | 0.39 | 0.13 | 0.25 | 0.3 | 0.17 | 0.4 | 0.44 | 0.41 | 0.24 | 0.27 | 0.11 | 0.43 | 0.5 | 0.33
303 | 0.09 | 0.04 | 0.13 | -0.09 | -0.18 | -0.06 | 0.08 | 0.02 | 0.12 | -0.26 | -0.31 | -0.22 | -0.02 | -0.06 | 0.01 | 0.28 | 0.21 | 0.38 | 0.03 | -0.05 | 0.08 | -0.12 | -0.23 | -0.15 | -0.4 | -0.42 | -0.47 | -0.16 | -0.26 | -0.2 | -0.19 | -0.22 | -0.16 | -0.39 | -0.36 | -0.43 | -0.22 | -0.27 | -0.23 | -0.26 | -0.35 | -0.36
304 | 0.09 | 0.03 | 0.14 | -0.09 | -0.18 | -0.06 | 0.08 | 0.01 | 0.12 | -0.26 | -0.31 | -0.22 | -0.02 | -0.05 | 0.02 | 0.28 | 0.21 | 0.38 | 0.04 | -0.05 | 0.08 | -0.12 | -0.23 | -0.15 | -0.41 | -0.43 | -0.47 | -0.16 | -0.27 | -0.2 | -0.19 | -0.23 | -0.16 | -0.4 | -0.37 | -0.43 | -0.22 | -0.27 | -0.23 | -0.27 | -0.35 | -0.36
305 | -0.06 | 0.04 | -0.08 | 0.19 | 0.28 | 0.2 | -0.03 | 0.07 | -0.02 | 0.26 | 0.32 | 0.2 | 0.17 | 0.2 | 0.13 | -0.19 | -0.12 | -0.24 | 0.04 | 0.15 | 0.05 | 0 | 0.03 | 0.07 | 0.19 | 0.2 | 0.24 | -0.03 | -0.01 | -0.01 | -0.03 | -0.02 | -0.03 | 0.17 | 0.21 | 0.13 | 0.06 | 0.06 | 0.12 | 0.04 | 0.07 | 0.11
306 | -0.06 | 0.04 | -0.08 | 0.2 | 0.29 | 0.21 | -0.03 | 0.07 | -0.01 | 0.26 | 0.33 | 0.2 | 0.18 | 0.21 | 0.14 | -0.19 | -0.12 | -0.24 | 0.04 | 0.16 | 0.06 | 0 | 0.02 | 0.07 | 0.19 | 0.21 | 0.25 | -0.03 | -0.02 | -0.01 | -0.03 | -0.02 | -0.03 | 0.18 | 0.21 | 0.14 | 0.06 | 0.05 | 0.12 | 0.05 | 0.07 | 0.12
307 | 0.21 | 0.22 | 0.15 | 0.22 | 0.29 | 0.08 | 0.22 | 0.24 | 0.13 | 0.12 | 0.18 | 0.05 | 0.07 | 0.18 | -0.02 | 0.22 | 0.23 | 0.13 | 0.24 | 0.28 | 0.13 | 0.23 | 0.24 | 0.04 | 0.21 | 0.24 | 0.05 | 0.2 | 0.21 | -0.03 | -0.02 | 0.04 | -0.1 | -0.03 | 0.03 | -0.05 | 0.17 | 0.16 | 0.06 | 0.2 | 0.22 | -0.01
308 | 0.21 | 0.22 | 0.15 | 0.22 | 0.29 | 0.08 | 0.22 | 0.24 | 0.13 | 0.13 | 0.18 | 0.05 | 0.06 | 0.18 | -0.02 | 0.22 | 0.23 | 0.13 | 0.24 | 0.28 | 0.13 | 0.23 | 0.24 | 0.04 | 0.21 | 0.24 | 0.04 | 0.2 | 0.21 | -0.03 | -0.02 | 0.04 | -0.1 | -0.03 | 0.03 | -0.05 | 0.17 | 0.16 | 0.05 | 0.2 | 0.22 | -0.01
309 | . | . | . | . | . | . | . | . | . | . | . | . | . | . | . | . | . | . | . | . | . | 0.08 | 0.17 | 0.22 | 0.36 | 0.37 | 0.52 | 0.18 | 0.27 | 0.43 | 0.18 | 0.17 | 0.2 | 0.58 | 0.55 | 0.62 | 0.31 | 0.29 | 0.58 | 0.27 | 0.33 | 0.58
310 | . | . | . | . | . | . | . | . | . | . | . | . | . | . | . | . | . | . | . | . | . | 0.09 | 0.18 | 0.19 | 0.36 | 0.38 | 0.48 | 0.17 | 0.27 | 0.34 | 0.14 | 0.17 | 0.11 | 0.51 | 0.53 | 0.48 | 0.29 | 0.29 | 0.47 | 0.25 | 0.33 | 0.46
311 | 0.07 | 0.07 | 0.08 | 0.12 | 0.12 | 0.12 | 0.1 | 0.11 | 0.12 | 0.09 | 0.06 | 0.12 | 0.11 | 0.13 | 0.1 | 0.16 | 0.17 | 0.15 | 0.13 | 0.13 | 0.16 | 0.04 | 0.04 | 0.11 | 0.03 | 0.04 | 0.04 | 0.09 | 0.1 | 0.19 | 0.45 | 0.42 | 0.49 | 0.05 | 0.11 | -0.02 | -0.05 | -0.07 | -0.05 | 0.11 | 0.12 | 0.2
312 | 0.05 | 0.05 | 0.04 | 0.05 | 0.05 | 0.02 | 0.07 | 0.08 | 0.06 | 0.07 | 0.04 | 0.09 | 0.04 | 0.06 | 0.03 | 0.15 | 0.16 | 0.14 | 0.08 | 0.09 | 0.09 | 0.04 | 0.03 | 0.11 | 0.03 | 0.04 | 0.03 | 0.09 | 0.1 | 0.19 | 0.45 | 0.42 | 0.49 | 0.05 | 0.12 | -0.03 | -0.07 | -0.08 | -0.06 | 0.11 | 0.12 | 0.19
313 | 0.07 | 0.07 | 0.08 | 0.12 | 0.12 | 0.12 | 0.1 | 0.11 | 0.12 | 0.09 | 0.07 | 0.12 | 0.11 | 0.13 | 0.1 | 0.16 | 0.18 | 0.15 | 0.13 | 0.13 | 0.16 | 0.04 | 0.04 | 0.11 | 0.03 | 0.04 | 0.03 | 0.09 | 0.1 | 0.19 | 0.45 | 0.42 | 0.49 | 0.04 | 0.11 | -0.02 | -0.05 | -0.07 | -0.05 | 0.11 | 0.12 | 0.2
314 | -0.02 | -0.13 | -0.08 | -0.1 | -0.15 | -0.14 | -0.03 | -0.13 | -0.1 | -0.12 | -0.11 | -0.14 | -0.17 | -0.12 | -0.19 | -0.08 | -0.09 | -0.17 | -0.08 | -0.15 | -0.18 | -0.08 | -0.1 | -0.07 | -0.09 | -0.12 | -0.03 | -0.16 | -0.2 | -0.17 | -0.06 | -0.04 | -0.07 | -0.01 | 0.01 | -0.04 | -0.13 | -0.12 | -0.14 | -0.13 | -0.14 | -0.13
315 | -0.01 | -0.13 | -0.08 | -0.1 | -0.15 | -0.14 | -0.03 | -0.13 | -0.1 | -0.12 | -0.1 | -0.15 | -0.17 | -0.12 | -0.19 | -0.08 | -0.09 | -0.17 | -0.08 | -0.15 | -0.19 | -0.09 | -0.11 | -0.07 | -0.1 | -0.13 | -0.04 | -0.16 | -0.21 | -0.17 | -0.05 | -0.04 | -0.07 | -0.02 | 0 | -0.04 | -0.13 | -0.12 | -0.14 | -0.13 | -0.15 | -0.13
316 | -0.01 | -0.13 | -0.08 | -0.1 | -0.15 | -0.14 | -0.03 | -0.13 | -0.1 | -0.12 | -0.1 | -0.15 | -0.17 | -0.12 | -0.19 | -0.08 | -0.08 | -0.17 | -0.08 | -0.15 | -0.18 | -0.08 | -0.1 | -0.07 | -0.09 | -0.12 | -0.04 | -0.16 | -0.2 | -0.17 | -0.05 | -0.03 | -0.07 | -0.02 | 0 | -0.05 | -0.13 | -0.12 | -0.14 | -0.13 | -0.14 | -0.13
317 | -0.01 | -0.13 | -0.08 | -0.1 | -0.15 | -0.14 | -0.03 | -0.13 | -0.1 | -0.12 | -0.1 | -0.15 | -0.17 | -0.12 | -0.19 | -0.08 | -0.09 | -0.17 | -0.08 | -0.15 | -0.19 | -0.09 | -0.11 | -0.07 | -0.1 | -0.13 | -0.04 | -0.16 | -0.21 | -0.17 | -0.05 | -0.04 | -0.07 | -0.02 | 0 | -0.04 | -0.13 | -0.12 | -0.14 | -0.13 | -0.15 | -0.13
318 | 0 | 0.01 | 0.1 | 0.03 | 0.03 | 0.09 | 0.03 | 0.04 | 0.14 | 0.23 | 0.22 | 0.26 | 0.03 | -0.01 | 0.06 | 0.24 | 0.26 | 0.34 | 0.08 | 0.09 | 0.22 | -0.05 | 0.04 | -0.08 | 0.26 | 0.3 | 0.32 | 0 | 0.1 | -0.02 | 0.06 | 0.12 | 0.01 | 0.25 | 0.27 | 0.24 | -0.02 | 0.06 | -0.04 | 0.06 | 0.16 | 0.08
319 | 0.01 | 0.02 | 0.11 | 0.04 | 0.03 | 0.1 | 0.04 | 0.05 | 0.15 | 0.22 | 0.2 | 0.25 | 0.03 | -0.01 | 0.06 | 0.24 | 0.26 | 0.34 | 0.09 | 0.09 | 0.23 | -0.04 | 0.04 | -0.09 | 0.26 | 0.29 | 0.31 | 0 | 0.1 | -0.03 | 0.04 | 0.1 | -0.01 | 0.25 | 0.26 | 0.23 | -0.02 | 0.06 | -0.05 | 0.06 | 0.16 | 0.06
320 | -0.02 | 0.04 | -0.04 | 0.11 | 0.16 | 0.11 | 0.01 | 0.09 | 0.03 | -0.07 | -0.05 | -0.09 | 0.26 | 0.26 | 0.26 | 0.06 | 0.13 | 0.04 | 0.05 | 0.11 | 0.07 | -0.06 | 0 | -0.02 | 0.14 | 0.19 | 0.18 | -0.07 | -0.03 | -0.04 | -0.16 | -0.17 | -0.13 | 0.32 | 0.38 | 0.26 | 0.01 | 0.08 | 0.01 | -0.01 | 0.05 | 0.03
321 | -0.02 | 0.04 | -0.04 | 0.11 | 0.16 | 0.12 | 0.01 | 0.09 | 0.03 | -0.07 | -0.05 | -0.09 | 0.26 | 0.27 | 0.26 | 0.06 | 0.13 | 0.05 | 0.05 | 0.11 | 0.07 | -0.06 | 0 | -0.02 | 0.14 | 0.19 | 0.18 | -0.07 | -0.03 | -0.04 | -0.16 | -0.18 | -0.13 | 0.32 | 0.38 | 0.26 | 0.01 | 0.08 | 0.01 | -0.01 | 0.05 | 0.04
322 | 0.08 | 0.13 | 0.16 | 0.24 | 0.24 | 0.32 | 0.15 | 0.19 | 0.28 | 0.14 | 0.13 | 0.16 | 0.37 | 0.37 | 0.37 | 0.22 | 0.23 | 0.3 | 0.21 | 0.24 | 0.37 | 0 | 0.05 | 0 | 0.24 | 0.26 | 0.29 | 0.01 | 0.05 | 0.02 | 0.07 | 0.03 | 0.12 | 0.21 | 0.21 | 0.21 | 0.03 | 0.1 | -0.03 | 0.08 | 0.12 | 0.13
323 | 0.05 | 0.08 | 0.13 | 0.19 | 0.18 | 0.26 | 0.11 | 0.14 | 0.23 | 0.12 | 0.12 | 0.13 | 0.32 | 0.31 | 0.33 | 0.17 | 0.16 | 0.26 | 0.17 | 0.18 | 0.31 | 0 | 0.05 | -0.02 | 0.18 | 0.21 | 0.19 | 0 | 0.04 | -0.01 | 0.07 | 0.04 | 0.11 | 0.16 | 0.17 | 0.15 | 0 | 0.08 | -0.06 | 0.06 | 0.11 | 0.07
324 | -0.05 | -0.06 | -0.07 | -0.2 | -0.21 | -0.21 | -0.11 | -0.13 | -0.17 | 0.01 | 0.02 | -0.01 | -0.22 | -0.21 | -0.24 | -0.09 | -0.1 | -0.1 | -0.12 | -0.13 | -0.19 | 0.02 | 0.12 | -0.01 | 0.3 | 0.35 | 0.33 | -0.01 | 0.06 | -0.05 | -0.15 | -0.16 | -0.14 | 0.28 | 0.32 | 0.25 | 0.02 | 0.09 | -0.01 | 0.07 | 0.15 | 0.06
325 | -0.05 | -0.06 | -0.07 | -0.2 | -0.21 | -0.21 | -0.11 | -0.13 | -0.17 | 0.01 | 0.02 | -0.01 | -0.22 | -0.2 | -0.24 | -0.09 | -0.1 | -0.1 | -0.12 | -0.13 | -0.19 | 0.02 | 0.12 | -0.01 | 0.3 | 0.35 | 0.33 | -0.01 | 0.06 | -0.05 | -0.15 | -0.16 | -0.14 | 0.28 | 0.32 | 0.25 | 0.02 | 0.09 | -0.01 | 0.07 | 0.14 | 0.06
326 | 0.11 | 0.17 | -0.07 | 0.28 | 0.35 | 0.18 | 0.15 | 0.21 | 0.01 | 0.17 | 0.22 | 0.11 | 0.22 | 0.33 | 0.15 | -0.05 | 0.01 | -0.23 | 0.18 | 0.26 | 0.04 | 0.27 | 0.34 | 0.07 | 0.5 | 0.5 | 0.45 | 0.29 | 0.34 | 0.12 | 0.17 | 0.2 | 0.13 | 0.32 | 0.35 | 0.34 | 0.22 | 0.23 | 0.11 | 0.37 | 0.41 | 0.27
327 | 0.11 | 0.17 | -0.07 | 0.28 | 0.35 | 0.18 | 0.15 | 0.21 | 0.01 | 0.17 | 0.22 | 0.11 | 0.22 | 0.33 | 0.15 | -0.05 | 0.01 | -0.23 | 0.18 | 0.26 | 0.04 | 0.27 | 0.34 | 0.07 | 0.5 | 0.5 | 0.45 | 0.28 | 0.34 | 0.12 | 0.17 | 0.2 | 0.13 | 0.32 | 0.35 | 0.34 | 0.22 | 0.23 | 0.11 | 0.37 | 0.41 | 0.27
328 | 0.01 | -0.04 | -0.01 | -0.05 | -0.09 | -0.05 | 0.01 | -0.05 | -0.02 | -0.14 | -0.16 | -0.14 | -0.06 | -0.11 | -0.02 | 0.17 | 0.16 | 0.19 | -0.01 | -0.06 | -0.02 | -0.12 | -0.02 | -0.24 | 0.12 | 0.17 | 0.16 | -0.18 | -0.1 | -0.3 | -0.31 | -0.28 | -0.33 | 0.29 | 0.26 | 0.32 | -0.2 | -0.06 | -0.33 | -0.13 | -0.03 | -0.21
329 | -0.02 | -0.06 | -0.07 | -0.13 | -0.14 | -0.17 | -0.05 | -0.08 | -0.11 | -0.16 | -0.17 | -0.16 | -0.15 | -0.16 | -0.14 | 0.1 | 0.1 | 0.11 | -0.07 | -0.11 | -0.14 | -0.13 | -0.02 | -0.24 | 0.12 | 0.17 | 0.16 | -0.19 | -0.1 | -0.3 | -0.31 | -0.28 | -0.33 | 0.3 | 0.26 | 0.32 | -0.2 | -0.06 | -0.33 | -0.13 | -0.03 | -0.21
330 | 0.03 | 0.01 | 0.03 | 0.05 | 0.02 | 0.07 | 0.05 | 0.03 | 0.08 | -0.08 | -0.08 | -0.09 | 0.09 | 0.04 | 0.16 | 0.23 | 0.22 | 0.28 | 0.07 | 0.04 | 0.11 | -0.11 | 0.01 | -0.23 | 0.18 | 0.23 | 0.23 | -0.17 | -0.08 | -0.29 | -0.28 | -0.25 | -0.31 | 0.34 | 0.3 | 0.37 | -0.16 | -0.01 | -0.29 | -0.1 | 0.01 | -0.17
331 | -0.01 | -0.01 | -0.02 | -0.03 | -0.03 | -0.04 | -0.01 | -0.01 | -0.01 | -0.1 | -0.1 | -0.11 | 0 | -0.02 | 0.03 | 0.16 | 0.17 | 0.2 | 0 | -0.01 | 0 | -0.12 | 0 | -0.23 | 0.18 | 0.22 | 0.23 | -0.18 | -0.08 | -0.3 | -0.29 | -0.25 | -0.31 | 0.34 | 0.3 | 0.37 | -0.16 | -0.02 | -0.29 | -0.1 | 0.01 | -0.17
332 | -0.02 | 0.09 | 0.04 | 0.21 | 0.25 | 0.31 | 0.04 | 0.15 | 0.17 | 0.03 | 0.04 | 0.02 | 0.48 | 0.42 | 0.53 | 0.14 | 0.21 | 0.21 | 0.12 | 0.21 | 0.29 | -0.03 | 0.11 | -0.16 | 0.33 | 0.39 | 0.37 | -0.1 | 0.01 | -0.25 | -0.21 | -0.17 | -0.25 | 0.47 | 0.47 | 0.48 | -0.05 | 0.1 | -0.18 | 0.02 | 0.15 | -0.05
333 | -0.02 | 0.09 | 0.04 | 0.21 | 0.25 | 0.31 | 0.04 | 0.15 | 0.17 | 0.02 | 0.04 | 0.02 | 0.48 | 0.42 | 0.53 | 0.14 | 0.21 | 0.21 | 0.12 | 0.21 | 0.29 | -0.03 | 0.11 | -0.16 | 0.33 | 0.39 | 0.36 | -0.1 | 0.01 | -0.25 | -0.21 | -0.17 | -0.25 | 0.47 | 0.47 | 0.47 | -0.05 | 0.1 | -0.18 | 0.02 | 0.15 | -0.05
334 | 0 | 0.1 | 0.04 | 0.28 | 0.32 | 0.35 | 0.06 | 0.15 | 0.15 | 0.14 | 0.19 | 0.1 | 0.5 | 0.5 | 0.5 | 0.1 | 0.18 | 0.13 | 0.16 | 0.26 | 0.28 | -0.1 | 0 | -0.24 | 0.12 | 0.18 | 0.12 | -0.18 | -0.11 | -0.34 | -0.09 | -0.07 | -0.1 | 0.29 | 0.28 | 0.3 | -0.25 | -0.15 | -0.36 | -0.1 | 0 | -0.19
335 | 0 | 0.1 | 0.04 | 0.28 | 0.32 | 0.35 | 0.06 | 0.15 | 0.15 | 0.14 | 0.19 | 0.11 | 0.5 | 0.5 | 0.5 | 0.1 | 0.18 | 0.13 | 0.16 | 0.26 | 0.28 | -0.1 | 0 | -0.24 | 0.12 | 0.18 | 0.12 | -0.18 | -0.11 | -0.34 | -0.09 | -0.07 | -0.1 | 0.3 | 0.28 | 0.3 | -0.25 | -0.15 | -0.36 | -0.1 | 0 | -0.19
336 | 0.07 | 0.13 | -0.12 | 0.18 | 0.26 | 0.08 | 0.1 | 0.17 | -0.05 | -0.07 | 0.03 | -0.17 | 0.23 | 0.35 | 0.15 | -0.07 | 0 | -0.24 | 0.1 | 0.19 | -0.08 | 0.23 | 0.26 | 0 | 0.29 | 0.28 | 0.22 | 0.23 | 0.26 | 0.02 | 0.09 | 0.12 | 0.04 | 0.19 | 0.19 | 0.22 | 0.13 | 0.12 | 0 | 0.26 | 0.27 | 0.1
337 | 0.07 | 0.14 | -0.12 | 0.17 | 0.25 | 0.07 | 0.1 | 0.16 | -0.06 | -0.07 | 0.03 | -0.18 | 0.23 | 0.34 | 0.14 | -0.06 | 0.01 | -0.24 | 0.1 | 0.19 | -0.08 | 0.23 | 0.26 | 0 | 0.3 | 0.28 | 0.23 | 0.23 | 0.26 | 0.03 | 0.09 | 0.12 | 0.04 | 0.19 | 0.19 | 0.23 | 0.13 | 0.12 | 0 | 0.26 | 0.27 | 0.11
338 | -0.18 | -0.17 | -0.13 | -0.45 | -0.43 | -0.47 | -0.27 | -0.28 | -0.31 | 0.02 | 0.03 | 0.04 | -0.29 | -0.33 | -0.28 | -0.04 | -0.04 | 0.08 | -0.27 | -0.26 | -0.27 | 0.02 | -0.02 | 0.06 | -0.01 | -0.02 | -0.02 | 0.03 | 0 | 0.07 | 0.29 | 0.29 | 0.29 | -0.01 | -0.01 | -0.01 | -0.02 | -0.05 | 0.01 | 0.05 | 0.03 | 0.1
339 | -0.18 | -0.17 | -0.13 | -0.45 | -0.43 | -0.47 | -0.27 | -0.28 | -0.31 | 0.02 | 0.02 | 0.03 | -0.3 | -0.34 | -0.28 | -0.04 | -0.04 | 0.08 | -0.27 | -0.26 | -0.28 | 0.02 | -0.02 | 0.06 | -0.01 | -0.02 | -0.02 | 0.03 | 0.01 | 0.07 | 0.29 | 0.29 | 0.3 | -0.01 | -0.01 | -0.01 | -0.02 | -0.05 | 0.01 | 0.05 | 0.03 | 0.1
340 | 0.26 | 0.29 | 0.05 | 0.38 | 0.44 | 0.23 | 0.29 | 0.33 | 0.11 | 0.24 | 0.3 | 0.15 | 0.2 | 0.35 | 0.09 | 0.13 | 0.17 | -0.08 | 0.33 | 0.39 | 0.14 | 0.22 | 0.26 | 0.17 | 0.44 | 0.42 | 0.45 | 0.25 | 0.29 | 0.2 | 0.13 | 0.18 | 0.07 | 0.28 | 0.31 | 0.28 | 0.2 | 0.18 | 0.16 | 0.31 | 0.34 | 0.31
341 | 0.26 | 0.29 | 0.05 | 0.38 | 0.44 | 0.22 | 0.29 | 0.33 | 0.11 | 0.24 | 0.3 | 0.15 | 0.2 | 0.35 | 0.09 | 0.13 | 0.17 | -0.08 | 0.33 | 0.39 | 0.14 | 0.18 | 0.26 | -0.07 | 0.28 | 0.37 | 0.11 | 0.14 | 0.21 | -0.12 | 0.09 | 0.13 | 0.02 | 0.11 | 0.17 | 0.08 | 0.13 | 0.18 | -0.03 | 0.2 | 0.28 | -0.02
342 | -0.02 | 0.1 | 0.05 | 0.22 | 0.26 | 0.32 | 0.04 | 0.15 | 0.17 | 0.03 | 0.05 | 0.03 | 0.49 | 0.43 | 0.53 | 0.14 | 0.21 | 0.21 | 0.13 | 0.22 | 0.29 | -0.03 | 0.11 | -0.15 | 0.33 | 0.39 | 0.37 | -0.1 | 0.01 | -0.25 | -0.21 | -0.17 | -0.25 | 0.47 | 0.47 | 0.47 | -0.04 | 0.1 | -0.17 | 0.02 | 0.15 | -0.05
343 | -0.03 | 0.09 | 0.04 | 0.22 | 0.26 | 0.32 | 0.04 | 0.15 | 0.17 | 0.04 | 0.05 | 0.03 | 0.49 | 0.43 | 0.53 | 0.13 | 0.21 | 0.2 | 0.12 | 0.22 | 0.29 | -0.03 | 0.11 | -0.16 | 0.34 | 0.39 | 0.37 | -0.1 | 0.01 | -0.25 | -0.21 | -0.16 | -0.25 | 0.48 | 0.47 | 0.48 | -0.04 | 0.1 | -0.17 | 0.03 | 0.15 | -0.05
344 | 0.1 | 0.2 | 0.15 | 0.62 | 0.69 | 0.7 | 0.2 | 0.31 | 0.33 | 0.5 | 0.53 | 0.47 | 0.49 | 0.58 | 0.41 | -0.07 | -0.02 | -0.11 | 0.33 | 0.45 | 0.47 | 0.1 | 0.19 | 0.16 | 0.35 | 0.39 | 0.41 | 0.12 | 0.2 | 0.2 | 0.26 | 0.24 | 0.3 | 0.41 | 0.45 | 0.37 | 0.14 | 0.17 | 0.17 | 0.24 | 0.31 | 0.36
345 | 0.1 | 0.2 | 0.15 | 0.62 | 0.68 | 0.7 | 0.2 | 0.31 | 0.32 | 0.49 | 0.52 | 0.45 | 0.49 | 0.58 | 0.4 | -0.07 | -0.02 | -0.12 | 0.33 | 0.44 | 0.46 | 0.1 | 0.2 | 0.15 | 0.36 | 0.39 | 0.41 | 0.13 | 0.21 | 0.2 | 0.25 | 0.23 | 0.28 | 0.41 | 0.45 | 0.38 | 0.14 | 0.17 | 0.16 | 0.24 | 0.31 | 0.36
346 | 0.35 | 0.38 | 0.28 | 0.3 | 0.29 | 0.23 | 0.36 | 0.39 | 0.28 | 0.19 | 0.17 | 0.18 | 0 | 0.09 | -0.03 | 0.37 | 0.33 | 0.32 | 0.36 | 0.37 | 0.3 | 0.28 | 0.11 | 0.3 | 0.04 | 0 | -0.08 | 0.27 | 0.11 | 0.24 | 0.12 | 0.1 | 0.12 | -0.31 | -0.13 | -0.39 | 0.17 | 0.08 | 0.1 | 0.21 | 0.08 | 0.12
347 | 0.35 | 0.38 | 0.28 | 0.3 | 0.29 | 0.22 | 0.36 | 0.39 | 0.28 | 0.18 | 0.17 | 0.18 | 0 | 0.08 | -0.03 | 0.37 | 0.33 | 0.32 | 0.36 | 0.37 | 0.3 | 0.28 | 0.11 | 0.3 | 0.04 | -0.01 | -0.08 | 0.27 | 0.11 | 0.24 | 0.12 | 0.1 | 0.12 | -0.31 | -0.13 | -0.39 | 0.17 | 0.08 | 0.1 | 0.21 | 0.08 | 0.12
348 | 0.1 | 0.15 | 0.01 | 0.29 | 0.3 | 0.28 | 0.13 | 0.18 | 0.09 | -0.01 | 0.02 | -0.06 | 0.22 | 0.29 | 0.18 | -0.13 | -0.12 | -0.24 | 0.14 | 0.18 | 0.08 | 0.14 | 0.31 | 0.11 | 0.47 | 0.5 | 0.53 | 0.2 | 0.36 | 0.21 | 0.29 | 0.31 | 0.27 | 0.44 | 0.41 | 0.47 | 0.2 | 0.28 | 0.19 | 0.31 | 0.44 | 0.39
349 | 0.1 | 0.15 | 0.01 | 0.29 | 0.3 | 0.28 | 0.13 | 0.18 | 0.08 | -0.01 | 0.02 | -0.06 | 0.22 | 0.29 | 0.18 | -0.13 | -0.12 | -0.24 | 0.14 | 0.18 | 0.08 | 0.14 | 0.31 | 0.11 | 0.47 | 0.5 | 0.53 | 0.2 | 0.36 | 0.21 | 0.29 | 0.31 | 0.27 | 0.44 | 0.41 | 0.47 | 0.2 | 0.28 | 0.19 | 0.31 | 0.44 | 0.39
350 | -0.04 | -0.06 | -0.06 | -0.23 | -0.24 | -0.27 | -0.1 | -0.13 | -0.19 | 0.03 | 0.03 | 0.04 | -0.29 | -0.27 | -0.31 | -0.09 | -0.12 | -0.1 | -0.13 | -0.15 | -0.21 | 0.05 | 0.12 | 0.03 | 0.24 | 0.3 | 0.22 | 0.06 | 0.1 | 0.04 | -0.05 | -0.04 | -0.07 | 0.18 | 0.23 | 0.13 | 0 | 0.03 | -0.02 | 0.09 | 0.15 | 0.07
351 | -0.04 | -0.06 | -0.06 | -0.23 | -0.24 | -0.27 | -0.1 | -0.13 | -0.19 | 0.03 | 0.03 | 0.04 | -0.29 | -0.27 | -0.31 | -0.09 | -0.12 | -0.1 | -0.13 | -0.15 | -0.21 | 0.05 | 0.12 | 0.03 | 0.24 | 0.3 | 0.22 | 0.06 | 0.1 | 0.04 | -0.05 | -0.04 | -0.07 | 0.18 | 0.23 | 0.13 | 0 | 0.03 | -0.02 | 0.09 | 0.15 | 0.07
352 | -0.18 | -0.16 | -0.11 | -0.39 | -0.37 | -0.39 | -0.26 | -0.26 | -0.26 | 0.1 | 0.1 | 0.12 | -0.24 | -0.27 | -0.22 | -0.03 | -0.02 | 0.11 | -0.24 | -0.22 | -0.2 | -0.04 | -0.03 | 0.07 | -0.09 | -0.05 | -0.1 | -0.02 | 0 | 0.07 | 0.44 | 0.44 | 0.45 | -0.02 | 0 | -0.06 | -0.06 | -0.06 | 0 | 0.02 | 0.04 | 0.11
353 | -0.18 | -0.16 | -0.11 | -0.41 | -0.39 | -0.41 | -0.26 | -0.26 | -0.27 | 0.09 | 0.09 | 0.11 | -0.26 | -0.3 | -0.25 | -0.03 | -0.03 | 0.1 | -0.24 | -0.23 | -0.22 | -0.02 | -0.02 | 0.08 | -0.08 | -0.05 | -0.1 | 0.01 | 0.02 | 0.11 | 0.45 | 0.45 | 0.46 | -0.04 | -0.02 | -0.06 | -0.04 | -0.05 | 0.02 | 0.04 | 0.05 | 0.13
354 | -0.08 | -0.09 | -0.05 | -0.38 | -0.38 | -0.42 | -0.18 | -0.19 | -0.24 | -0.11 | -0.1 | -0.11 | -0.4 | -0.42 | -0.39 | -0.05 | -0.06 | 0.01 | -0.22 | -0.24 | -0.29 | 0.08 | 0.07 | 0.09 | 0.2 | 0.21 | 0.17 | 0.13 | 0.13 | 0.16 | 0.01 | -0.01 | 0.02 | 0.1 | 0.14 | 0.07 | 0.08 | 0.04 | 0.11 | 0.13 | 0.12 | 0.15
355 | -0.07 | -0.09 | -0.05 | -0.38 | -0.38 | -0.42 | -0.17 | -0.19 | -0.24 | -0.1 | -0.1 | -0.1 | -0.4 | -0.42 | -0.39 | -0.04 | -0.05 | 0.01 | -0.21 | -0.23 | -0.29 | 0.08 | 0.07 | 0.08 | 0.22 | 0.24 | 0.19 | 0.12 | 0.12 | 0.14 | -0.01 | -0.03 | 0 | 0.12 | 0.17 | 0.09 | 0.07 | 0.04 | 0.1 | 0.13 | 0.13 | 0.14
356 | -0.04 | -0.04 | -0.04 | -0.2 | -0.21 | -0.21 | -0.1 | -0.11 | -0.15 | -0.04 | -0.03 | -0.05 | -0.21 | -0.2 | -0.22 | -0.07 | -0.07 | -0.08 | -0.12 | -0.12 | -0.18 | -0.03 | 0.06 | -0.1 | 0.22 | 0.28 | 0.22 | -0.01 | 0.07 | -0.06 | -0.17 | -0.15 | -0.19 | 0.24 | 0.25 | 0.23 | -0.06 | -0.01 | -0.11 | 0.02 | 0.1 | -0.02
357 | -0.04 | -0.04 | -0.04 | -0.19 | -0.2 | -0.19 | -0.1 | -0.1 | -0.15 | -0.04 | -0.03 | -0.05 | -0.2 | -0.19 | -0.21 | -0.08 | -0.07 | -0.08 | -0.12 | -0.12 | -0.17 | -0.03 | 0.06 | -0.1 | 0.21 | 0.27 | 0.22 | -0.02 | 0.07 | -0.07 | -0.19 | -0.17 | -0.2 | 0.24 | 0.24 | 0.23 | -0.07 | -0.01 | -0.11 | 0.01 | 0.09 | -0.03
358 | 0.01 | -0.01 | -0.04 | -0.01 | -0.04 | 0 | 0 | -0.02 | -0.04 | 0 | 0.02 | -0.02 | -0.02 | 0.04 | -0.07 | -0.09 | -0.09 | -0.13 | -0.01 | -0.02 | -0.07 | 0.01 | 0.11 | -0.05 | 0.31 | 0.34 | 0.35 | -0.02 | 0.06 | -0.08 | -0.24 | -0.24 | -0.24 | 0.33 | 0.34 | 0.31 | 0 | 0.08 | -0.05 | 0.05 | 0.13 | 0.03
359 | 0.02 | -0.01 | -0.04 | 0 | -0.03 | 0 | 0.01 | -0.01 | -0.04 | 0 | 0.02 | -0.02 | -0.02 | 0.05 | -0.07 | -0.08 | -0.1 | -0.14 | -0.01 | -0.02 | -0.07 | 0.01 | 0.11 | -0.05 | 0.3 | 0.34 | 0.35 | -0.02 | 0.06 | -0.08 | -0.24 | -0.25 | -0.24 | 0.33 | 0.34 | 0.31 | 0 | 0.08 | -0.05 | 0.05 | 0.12 | 0.03
360 | -0.12 | -0.13 | -0.02 | -0.02 | -0.07 | 0.13 | -0.1 | -0.11 | 0.03 | 0 | -0.03 | 0.06 | 0.07 | -0.03 | 0.15 | -0.18 | -0.19 | -0.14 | -0.09 | -0.12 | 0.06 | -0.1 | -0.04 | -0.01 | 0.02 | 0 | 0.16 | -0.08 | -0.03 | 0.04 | 0.1 | 0.09 | 0.12 | 0.19 | 0.1 | 0.26 | -0.02 | 0.01 | 0.04 | -0.03 | 0.01 | 0.13
361 | -0.13 | -0.12 | -0.04 | -0.02 | -0.05 | 0.12 | -0.11 | -0.09 | 0 | 0 | -0.02 | 0.05 | 0.07 | -0.01 | 0.13 | -0.2 | -0.18 | -0.17 | -0.11 | -0.1 | 0.02 | -0.1 | -0.04 | -0.01 | 0.02 | 0 | 0.16 | -0.08 | -0.03 | 0.04 | 0.1 | 0.09 | 0.12 | 0.19 | 0.1 | 0.26 | -0.02 | 0.01 | 0.04 | -0.03 | 0.01 | 0.13
362 | 0.01 | -0.05 | -0.05 | -0.2 | -0.23 | -0.28 | -0.05 | -0.11 | -0.18 | 0 | 0 | 0 | -0.31 | -0.26 | -0.35 | -0.08 | -0.12 | -0.13 | -0.1 | -0.14 | -0.23 | 0 | 0.02 | 0.03 | 0.11 | 0.15 | 0.11 | -0.01 | 0 | 0.04 | -0.13 | -0.16 | -0.1 | 0.12 | 0.16 | 0.08 | -0.03 | -0.02 | -0.03 | 0.01 | 0.02 | 0.03
363 | 0.01 | -0.05 | -0.06 | -0.2 | -0.23 | -0.28 | -0.06 | -0.12 | -0.18 | 0 | 0 | 0 | -0.32 | -0.27 | -0.36 | -0.09 | -0.12 | -0.13 | -0.1 | -0.14 | -0.23 | 0.01 | 0.04 | 0.05 | 0.15 | 0.18 | 0.16 | 0.01 | 0.02 | 0.07 | -0.11 | -0.13 | -0.08 | 0.16 | 0.19 | 0.12 | -0.01 | 0 | 0 | 0.03 | 0.05 | 0.08
364 | 0.01 | -0.06 | -0.04 | -0.21 | -0.24 | -0.27 | -0.06 | -0.12 | -0.16 | 0 | 0 | -0.01 | -0.32 | -0.28 | -0.36 | -0.09 | -0.13 | -0.14 | -0.11 | -0.15 | -0.22 | 0.01 | 0.04 | 0.06 | 0.15 | 0.18 | 0.16 | 0.02 | 0.02 | 0.07 | -0.1 | -0.12 | -0.08 | 0.15 | 0.19 | 0.11 | -0.01 | 0 | 0 | 0.04 | 0.06 | 0.08
365 | 0.01 | -0.06 | -0.04 | -0.21 | -0.24 | -0.27 | -0.06 | -0.12 | -0.16 | 0 | 0 | -0.01 | -0.32 | -0.28 | -0.36 | -0.09 | -0.13 | -0.14 | -0.11 | -0.15 | -0.22 | 0.01 | 0.04 | 0.05 | 0.15 | 0.18 | 0.16 | 0.01 | 0.02 | 0.07 | -0.11 | -0.13 | -0.09 | 0.16 | 0.19 | 0.12 | -0.01 | 0 | 0 | 0.03 | 0.05 | 0.07
366 | 0.27 | 0.3 | 0.05 | 0.38 | 0.44 | 0.22 | 0.3 | 0.34 | 0.11 | 0.23 | 0.3 | 0.14 | 0.2 | 0.35 | 0.1 | 0.15 | 0.19 | -0.04 | 0.33 | 0.39 | 0.14 | 0.27 | 0.33 | 0.17 | 0.5 | 0.51 | 0.49 | 0.29 | 0.35 | 0.19 | 0.17 | 0.23 | 0.09 | 0.3 | 0.35 | 0.3 | 0.23 | 0.22 | 0.16 | 0.37 | 0.42 | 0.32
367 | 0.27 | 0.3 | 0.05 | 0.38 | 0.44 | 0.22 | 0.3 | 0.34 | 0.11 | 0.23 | 0.3 | 0.14 | 0.2 | 0.35 | 0.09 | 0.15 | 0.19 | -0.05 | 0.33 | 0.39 | 0.14 | 0.28 | 0.33 | 0.18 | 0.51 | 0.5 | 0.49 | 0.3 | 0.35 | 0.2 | 0.18 | 0.23 | 0.1 | 0.31 | 0.35 | 0.31 | 0.23 | 0.22 | 0.17 | 0.38 | 0.42 | 0.34
368 | -0.05 | -0.06 | -0.07 | -0.21 | -0.23 | -0.23 | -0.12 | -0.14 | -0.18 | 0.02 | 0.03 | 0.01 | -0.24 | -0.23 | -0.26 | -0.09 | -0.1 | -0.09 | -0.13 | -0.14 | -0.19 | 0.03 | 0.13 | 0 | 0.31 | 0.36 | 0.33 | 0 | 0.07 | -0.04 | -0.12 | -0.13 | -0.11 | 0.28 | 0.32 | 0.25 | 0.03 | 0.09 | -0.01 | 0.08 | 0.16 | 0.08
369 | -0.06 | -0.06 | -0.07 | -0.22 | -0.23 | -0.23 | -0.12 | -0.14 | -0.18 | 0.02 | 0.03 | 0.01 | -0.24 | -0.23 | -0.26 | -0.09 | -0.1 | -0.09 | -0.14 | -0.14 | -0.19 | 0.03 | 0.12 | 0 | 0.31 | 0.36 | 0.33 | 0 | 0.07 | -0.04 | -0.12 | -0.13 | -0.11 | 0.28 | 0.32 | 0.25 | 0.03 | 0.09 | -0.01 | 0.08 | 0.16 | 0.08
370 | 0.43 | 0.38 | 0.2 | 0.37 | 0.38 | 0.14 | 0.45 | 0.42 | 0.21 | 0.13 | 0.17 | 0.02 | 0.15 | 0.32 | 0.03 | 0.4 | 0.38 | 0.19 | 0.45 | 0.43 | 0.19 | 0.47 | 0.36 | 0.35 | 0.34 | 0.27 | 0.2 | 0.5 | 0.42 | 0.39 | 0.34 | 0.36 | 0.31 | -0.04 | 0.08 | -0.08 | 0.33 | 0.24 | 0.18 | 0.48 | 0.39 | 0.36
371 | 0.43 | 0.36 | 0.19 | 0.35 | 0.34 | 0.11 | 0.43 | 0.38 | 0.18 | 0.1 | 0.15 | -0.01 | 0.08 | 0.24 | -0.02 | 0.34 | 0.29 | 0.14 | 0.42 | 0.38 | 0.15 | 0.47 | 0.36 | 0.36 | 0.33 | 0.26 | 0.21 | 0.5 | 0.42 | 0.39 | 0.34 | 0.36 | 0.31 | -0.04 | 0.08 | -0.08 | 0.33 | 0.24 | 0.19 | 0.49 | 0.39 | 0.37
372 | 0.06 | 0.12 | 0.07 | 0.2 | 0.23 | 0.22 | 0.1 | 0.17 | 0.12 | -0.15 | -0.12 | -0.17 | 0.32 | 0.3 | 0.33 | 0.15 | 0.19 | 0.15 | 0.13 | 0.17 | 0.17 | 0.02 | 0.07 | 0 | 0.14 | 0.17 | 0.15 | 0.09 | 0.16 | 0.11 | 0.04 | 0.05 | 0.03 | 0.12 | 0.12 | 0.12 | 0.05 | 0.07 | 0.04 | 0.09 | 0.14 | 0.1
373 | 0.06 | 0.13 | 0.07 | 0.2 | 0.23 | 0.22 | 0.1 | 0.17 | 0.13 | -0.14 | -0.12 | -0.17 | 0.32 | 0.29 | 0.34 | 0.15 | 0.19 | 0.15 | 0.13 | 0.18 | 0.17 | 0.02 | 0.07 | 0 | 0.14 | 0.17 | 0.15 | 0.09 | 0.16 | 0.11 | 0.04 | 0.05 | 0.02 | 0.12 | 0.12 | 0.12 | 0.05 | 0.07 | 0.04 | 0.09 | 0.14 | 0.1
374 | 0.55 | 0.33 | 0.36 | 0.27 | 0.17 | 0.02 | 0.54 | 0.34 | 0.32 | -0.16 | -0.22 | -0.25 | -0.08 | 0.01 | -0.12 | 0.41 | 0.28 | 0.19 | 0.43 | 0.24 | 0.15 | 0.41 | 0.23 | 0.12 | 0.3 | 0.2 | 0.15 | 0.37 | 0.21 | 0.06 | -0.11 | -0.1 | -0.2 | -0.02 | -0.03 | 0.06 | 0.11 | 0.04 | -0.2 | 0.32 | 0.16 | 0.02
375 | 0.55 | 0.33 | 0.36 | 0.27 | 0.16 | 0.02 | 0.53 | 0.33 | 0.32 | -0.17 | -0.22 | -0.25 | -0.08 | 0.01 | -0.12 | 0.41 | 0.28 | 0.19 | 0.43 | 0.23 | 0.15 | 0.41 | 0.23 | 0.12 | 0.3 | 0.19 | 0.15 | 0.37 | 0.21 | 0.05 | -0.11 | -0.1 | -0.2 | -0.02 | -0.03 | 0.06 | 0.11 | 0.04 | -0.2 | 0.32 | 0.16 | 0.02
376 | -0.03 | 0.03 | 0.02 | 0 | 0.05 | 0 | -0.04 | 0.03 | -0.01 | 0.4 | 0.43 | 0.4 | 0.08 | 0.12 | 0.05 | 0.13 | 0.17 | 0.21 | 0.06 | 0.13 | 0.13 | 0 | -0.01 | 0.1 | 0.09 | 0.13 | 0.09 | 0.04 | 0.04 | 0.15 | 0.31 | 0.27 | 0.36 | 0.06 | 0.13 | -0.01 | -0.02 | 0 | -0.02 | 0.08 | 0.09 | 0.17
377 | 0 | 0.04 | 0.01 | -0.01 | 0.05 | -0.05 | -0.01 | 0.04 | -0.04 | 0.42 | 0.45 | 0.39 | 0 | 0.03 | -0.03 | 0.16 | 0.2 | 0.2 | 0.07 | 0.14 | 0.09 | 0.01 | 0 | 0.1 | 0.1 | 0.14 | 0.1 | 0.05 | 0.05 | 0.15 | 0.32 | 0.29 | 0.37 | 0.06 | 0.13 | -0.01 | -0.02 | 0.01 | -0.03 | 0.09 | 0.11 | 0.18
378 | 0.21 | 0.24 | 0.08 | 0.37 | 0.39 | 0.31 | 0.24 | 0.26 | 0.13 | 0.37 | 0.39 | 0.34 | 0.29 | 0.37 | 0.24 | -0.07 | -0.07 | -0.24 | 0.3 | 0.33 | 0.22 | 0.56 | 0.36 | 0.34 | 0.19 | 0.1 | -0.12 | 0.52 | 0.31 | 0.32 | 0.22 | 0.19 | 0.23 | -0.16 | 0.01 | -0.26 | 0.36 | 0.24 | 0.14 | 0.47 | 0.29 | 0.21
379 | 0.23 | 0.25 | 0.12 | 0.42 | 0.42 | 0.38 | 0.28 | 0.29 | 0.21 | 0.35 | 0.35 | 0.33 | 0.38 | 0.43 | 0.35 | -0.02 | -0.04 | -0.17 | 0.34 | 0.35 | 0.3 | 0.56 | 0.37 | 0.35 | 0.18 | 0.1 | -0.13 | 0.53 | 0.31 | 0.32 | 0.22 | 0.19 | 0.23 | -0.16 | 0.01 | -0.26 | 0.37 | 0.25 | 0.14 | 0.47 | 0.3 | 0.21
380 | 0.3 | 0.13 | 0.19 | -0.09 | -0.22 | -0.27 | 0.26 | 0.09 | 0.1 | -0.21 | -0.24 | -0.23 | -0.33 | -0.24 | -0.38 | 0.48 | 0.41 | 0.41 | 0.17 | 0.01 | -0.04 | 0.22 | 0.13 | 0.13 | 0.04 | -0.02 | -0.06 | 0.22 | 0.16 | 0.09 | 0.06 | 0.05 | 0.05 | -0.04 | 0.03 | -0.08 | 0.03 | -0.06 | -0.07 | 0.17 | 0.09 | 0.04
381 | 0.27 | 0.1 | 0.14 | -0.15 | -0.26 | -0.34 | 0.2 | 0.04 | 0 | -0.21 | -0.23 | -0.25 | -0.4 | -0.31 | -0.46 | 0.41 | 0.36 | 0.32 | 0.11 | -0.04 | -0.14 | 0.26 | 0.15 | 0.17 | 0.08 | 0.02 | -0.03 | 0.26 | 0.19 | 0.13 | 0.07 | 0.06 | 0.06 | -0.04 | 0.05 | -0.08 | 0.06 | -0.04 | -0.03 | 0.21 | 0.12 | 0.08
382 | 0.04 | 0.02 | 0.06 | 0.06 | 0.04 | 0.07 | 0.06 | 0.05 | 0.09 | 0.16 | 0.16 | 0.15 | 0.1 | 0.09 | 0.12 | 0.09 | 0.07 | 0.11 | 0.09 | 0.08 | 0.14 | -0.01 | -0.02 | 0.06 | -0.06 | -0.13 | 0.03 | 0 | -0.03 | 0.09 | 0.09 | 0.03 | 0.17 | 0.01 | -0.03 | 0.04 | 0.01 | -0.02 | 0.06 | 0 | -0.04 | 0.11
383 | 0.04 | 0.02 | 0.06 | 0.05 | 0.04 | 0.06 | 0.06 | 0.05 | 0.09 | 0.15 | 0.16 | 0.14 | 0.11 | 0.09 | 0.13 | 0.09 | 0.07 | 0.12 | 0.09 | 0.07 | 0.13 | 0 | -0.02 | 0.1 | -0.09 | -0.16 | 0.01 | 0.01 | -0.03 | 0.13 | 0.09 | 0.01 | 0.17 | -0.02 | -0.05 | 0.01 | 0.05 | 0.01 | 0.13 | 0.01 | -0.05 | 0.13
384 | 0.04 | 0.02 | 0.06 | 0.06 | 0.04 | 0.07 | 0.06 | 0.05 | 0.09 | 0.16 | 0.16 | 0.15 | 0.1 | 0.09 | 0.11 | 0.09 | 0.06 | 0.11 | 0.09 | 0.07 | 0.13 | 0.01 | -0.04 | 0.09 | -0.06 | -0.14 | 0.02 | 0.02 | -0.04 | 0.12 | 0.09 | 0.03 | 0.16 | -0.01 | -0.03 | 0.01 | 0.01 | -0.03 | 0.07 | 0.01 | -0.06 | 0.12
385 | 0.04 | 0.02 | 0.06 | 0.05 | 0.04 | 0.06 | 0.06 | 0.05 | 0.09 | 0.16 | 0.17 | 0.15 | 0.11 | 0.09 | 0.13 | 0.09 | 0.06 | 0.12 | 0.09 | 0.07 | 0.14 | 0.02 | -0.04 | 0.13 | -0.09 | -0.17 | 0 | 0.03 | -0.05 | 0.15 | 0.09 | 0.01 | 0.16 | -0.03 | -0.05 | -0.02 | 0.05 | -0.01 | 0.13 | 0.01 | -0.07 | 0.14
386 | -0.04 | -0.08 | -0.07 | -0.29 | -0.32 | -0.33 | -0.13 | -0.18 | -0.23 | 0.04 | 0.06 | 0.02 | -0.37 | -0.35 | -0.4 | -0.1 | -0.13 | -0.11 | -0.17 | -0.2 | -0.27 | . | . | . | . | . | . | . | . | . | . | . | . | . | . | . | . | . | . | . | . | .
387 | -0.07 | -0.11 | -0.09 | -0.36 | -0.39 | -0.41 | -0.17 | -0.22 | -0.27 | 0.02 | 0.02 | 0.01 | -0.43 | -0.42 | -0.44 | -0.09 | -0.12 | -0.08 | -0.2 | -0.25 | -0.31 | . | . | . | . | . | . | . | . | . | . | . | . | . | . | . | . | . | . | . | . | .
388 | -0.07 | -0.08 | -0.22 | -0.12 | -0.08 | -0.22 | -0.11 | -0.1 | -0.28 | 0.03 | 0.07 | -0.01 | -0.18 | -0.12 | -0.22 | -0.22 | -0.22 | -0.3 | -0.13 | -0.1 | -0.3 | 0.11 | 0.19 | 0.19 | 0.2 | 0.24 | 0.21 | 0.17 | 0.26 | 0.27 | 0.32 | 0.32 | 0.33 | 0.24 | 0.27 | 0.21 | 0.22 | 0.24 | 0.28 | 0.23 | 0.3 | 0.34
389 | 0.07 | 0.07 | -0.13 | -0.01 | 0.04 | -0.16 | 0.04 | 0.06 | -0.19 | 0.04 | 0.09 | -0.03 | -0.07 | 0.03 | -0.14 | -0.01 | -0.02 | -0.12 | 0.03 | 0.06 | -0.19 | 0.24 | 0.31 | 0.29 | 0.35 | 0.38 | 0.32 | 0.32 | 0.39 | 0.4 | 0.43 | 0.42 | 0.44 | 0.27 | 0.33 | 0.22 | 0.37 | 0.37 | 0.4 | 0.4 | 0.45 | 0.49
390 | 0.04 | 0.05 | 0.02 | 0.13 | 0.1 | 0.18 | 0.06 | 0.06 | 0.06 | -0.01 | 0.01 | -0.04 | 0.14 | 0.17 | 0.12 | -0.09 | -0.08 | -0.14 | 0.06 | 0.07 | 0.06 | -0.06 | -0.05 | -0.13 | 0.04 | 0.05 | 0.05 | -0.13 | -0.14 | -0.21 | -0.47 | -0.48 | -0.46 | 0 | -0.02 | 0.01 | -0.1 | -0.04 | -0.17 | -0.14 | -0.13 | -0.23
391 | -0.03 | 0.09 | 0.04 | 0.22 | 0.26 | 0.32 | 0.04 | 0.15 | 0.17 | 0.03 | 0.05 | 0.03 | 0.49 | 0.43 | 0.53 | 0.13 | 0.21 | 0.2 | 0.12 | 0.21 | 0.29 | -0.03 | 0.11 | -0.16 | 0.33 | 0.39 | 0.37 | -0.1 | 0.01 | -0.25 | -0.21 | -0.16 | -0.25 | 0.48 | 0.47 | 0.48 | -0.04 | 0.1 | -0.17 | 0.02 | 0.15 | -0.05
average | 0.084595 | 0.089713 | 0.036606 | 0.11081 | 0.11773 | 0.076867 | 0.09329 | 0.10003 | 0.053812 | 0.059086 | 0.07859 | 0.031175 | 0.088799 | 0.12428 | 0.068486 | 0.050888 | 0.048903 | 0.0097911 | 0.10561 | 0.11478 | 0.065927 | 0.089921 | 0.098005 | 0.06706 | 0.14606 | 0.14984 | 0.13097 | 0.093885 | 0.10005 | 0.071155 | 0.075381 | 0.082651 | 0.06294 | 0.11869 | 0.15194 | 0.10265 | 0.065906 | 0.069895 | 0.032913 | 0.12115 | 0.13034 | 0.10885
maximum | 0.71 | 0.7 | 0.48 | 0.7 | 0.74 | 0.8 | 0.73 | 0.71 | 0.54 | 0.69 | 0.71 | 0.67 | 0.72 | 0.76 | 0.68 | 0.63 | 0.58 | 0.48 | 0.68 | 0.64 | 0.71 | 0.79 | 0.74 | 0.42 | 0.62 | 0.67 | 0.67 | 0.78 | 0.75 | 0.49 | 0.65 | 0.63 | 0.66 | 0.58 | 0.56 | 0.62 | 0.51 | 0.5 | 0.59 | 0.74 | 0.73 | 0.59
minimum | -0.5 | -0.33 | -0.4 | -0.45 | -0.43 | -0.47 | -0.47 | -0.28 | -0.32 | -0.38 | -0.41 | -0.35 | -0.47 | -0.46 | -0.47 | -0.35 | -0.39 | -0.4 | -0.36 | -0.3 | -0.31 | -0.58 | -0.38 | -0.37 | -0.42 | -0.44 | -0.48 | -0.56 | -0.38 | -0.35 | -0.5 | -0.5 | -0.49 | -0.41 | -0.38 | -0.44 | -0.34 | -0.28 | -0.36 | -0.49 | -0.36 | -0.39
count | 375 | 375 | 375 | 375 | 375 | 375 | 375 | 375 | 375 | 375 | 375 | 375 | 375 | 375 | 375 | 375 | 375 | 375 | 375 | 375 | 375 | 371 | 371 | 371 | 371 | 371 | 371 | 371 | 371 | 371 | 371 | 371 | 371 | 371 | 371 | 371 | 371 | 371 | 371 | 371 | 371 | 371
count > 0.5 | 15 | 8 | 0 | 19 | 26 | 23 | 15 | 10 | 2 | 9 | 11 | 8 | 25 | 29 | 23 | 10 | 8 | 0 | 12 | 15 | 13 | 6 | 4 | 0 | 10 | 13 | 16 | 8 | 4 | 0 | 7 | 7 | 7 | 8 | 6 | 7 | 2 | 0 | 3 | 4 | 6 | 5
count < -0.5 | 0 | 0 | 0 | 0 | 0 | 0 | 0 | 0 | 0 | 0 | 0 | 0 | 0 | 0 | 0 | 0 | 0 | 0 | 0 | 0 | 0 | 2 | 0 | 0 | 0 | 0 | 0 | 2 | 0 | 0 | 0 | 0 | 0 | 0 | 0 | 0 | 0 | 0 | 0 | 0 | 0 | 0