## Greenfield Projects
Alberta Electric System Operator
2018 ISO Tariff Application
Appendix G - Point of Delivery Cost Function Workbook
Data for Greenfield Projects With 1999-2017 In-Service Dates ("AESO-Era")
August 17, 2018
Proj # | TFO | Connect Type | Name/Sub | Location | Sub # | Sub kV | # of Tx | High kV | Winter MVA | Project Type | TX Line (km) | Sub Costs ($ nominal) | Line Costs ($ nominal) | Distributed and Indirect ($ nominal) | Participant-Related Costs ($ nominal) | Contributions ($ nominal) | Investment ($ nominal) | O&M? | Facilities in Excess of Standard | Estimate / Actual Cost Year | Type of Estimate | 1st Stage DTS | Final Stage DTS | Max DTS | Tariff Year | App Date | NID | ISD | ISD-1 | Notes | Escalation to 2018 | Participant-Related Costs ($ 2018) | Participant-Related Costs ($ 2018) for Installed | Tx Capacity (MVA) | Tx Adjusted Capacity (MVA) | Capacity (MW)
476 | AML | AESO | Watson Creek | 33-49-26W5 | 104S | 138/4.16kV | 1 | 138 | 25 | Greenfield Load | 16 | 3941168 | 5587248 | 3216121 | 12744537 | 5512992 | 7231545 | N |  | 2009 | Final | 8 | 14 | 14 | 2003 | 2005-05-01 | 2006-05-01 | 2007-03-09 | 2006 |  | 1.3231 | 16861812.371 | 16861812.371 | 25 | 25 | 22.5
478 | AML | AESO | Paddle River 106S | 14-21-53-10W5 | 106S | 138/4.16kV | 1 | 138 | 16.6 | Greenfield Load | 0.1 | 2568005 | 526552 | 1454153 | 4548710 | 0 | 4548710 | N |  | 2006 | Final | 8.5 | 8.5 | 8.5 | 2003 | 2005-05-01 | 2006-05-01 | 2007-02-24 | 2006 |  | 1.3231 | 6018225.2639 | 6018225.2639 | 16.7 | 16.7 | 15.03
473 | AML | AESO | Amelia 108S | SW10-56-21W4 | 108S | 240/25kV | 1 | 250 | 50 | Greenfield Load | 2 | 5678200 | 3121015 | 2537360 | 11336575 | 1800832 | 9535743 | N |  | 2010 | Final | 30 | 30 | 30 | 2003 | 2005-05-01 | 2006-06-01 | 2007-12-01 | 2006 |  | 1.3231 | 14998991.378 | 14998991.378 | 50 | 50 | 45
1042 | AML | DFO-D | Fortis Lac La Biche (Thompson 140S) | 13-6-67-12W4 | 140S | 138/4.16kV | 1 | 145 | 25 | Greenfield Load | 1.5 | 4711670 | 2909197 | 2201909 | 9822776 | 3167822 | 6654954 | N |  | 2016 | Final | 6 | 13 | 13 | 2011 | 2009-11-01 | 2011-08-01 | 2012-11-01 | 2011 | Energized | 1.1366 | 11164764.224 | 11164764.224 | 25 | 25 | 22.5
443 | AML | DFO-D | Blackmud 155S | NE34-50-25W4 | 155S | 138/25kV | 2 | 138 | 42 | Greenfield Load | 0 | 5553323 | 477709 | 1857982 | 7889014 | 0 | 7889014 | N |  | 2006 | Final | 24.3 | 24.3 | 24.3 | 2006 | 2004-05-01 | 2004-10-01 | 2005-11-10 | 2004 | #443 + #733 | 1.4838 | 11705577.1315 | 11705577.1315 | 39 | 39 | 35.1
1195 | AML | DFO-D | Fortis Kirby/Underwood Sub | NW-5-74-5W4 | 183S | 138/6.9kV | 2 | 138 | 148 | Greenfield Load | 3 | 14432356 | 5227624 | 9319020 | 28979000 | 20341500 | 8637500 | N |  | 2015 | Final | 18 | 18 | 18 | 2011 | 2013-03-19 | 2013-07-05 | 2013-11-01 | 2012 |  | 1.0925 | 31659927.4453 | 31659927.4453 | 50 | 50 | 45
420 | AML | AESO | Air Products Bretville | E8-53-23-W4M | 185S | 138/4.16kV | 2 | 138 | 25 | Greenfield Load | 0 | 2996961 | 226031 | 3273680 | 6496672 | 2765672 | 3731000 | N |  | 2006 | Final | 6 | 6 | 6 | 2007 | 2004-02-01 | 2004-06-01 | 2005-08-15 | 2004 | #420 + #592 | 1.4838 | 9639645.1057 | 9639645.1057 | 25 | 25 | 22.5
440 | AML | DFO-D | Airdrie Dry Creek 186S | 5-25-26-1W5 | 186S | 138/25kV | 2 | 138 | 42 | Greenfield Load | 2 | 5501217 | 2355866 | 4918330 | 12775413 | 10691894 | 3500000 | Y | 971407 | 2007 | Final | 10 | 10 | 10 | 2006 | 2004-05-01 | 2004-12-01 | 2008-12-01 | 2007 | DTS is limited by system constraints, #801 upgrade | 1.2532 | 16009559.2161 | 17226881.7316 | 42 | 42 | 37.8
1102 | ATCO | DFO-T | Enbridge Halfway 2014S (Lynton) | 2-15-88-9-W4M | 2014S | 144/4.16kV | 2 | 144 | 50 | Greenfield Load | 0.06 | 10394068 | 537193 | 3982656 | 14913917 | 5972417 | 8941500 | N |  | 2014 | Final | 20 | 20 | 20 | 2011 | 2012-07-25 | 2012-12-04 | 2013-10-01 | 2012 |  | 1.0925 | 16293644.7133 | 16293644.7133 | 50 | 50 | 45
324 | AML | DFO-D | Pinedale | 01-29-53-15W5 | 207S | 138/25kV | 1 | 138 | 25 | Greenfield Load | 0.2 | 4732781 | 300000 | 828953 | 5861734 | 0 | 5861734 | N |  | 2004 | Final | 12.1 | 17.2 | 17.2 | 2003 | 2002-06-01 | 2003-04-01 | 2004-12-17 | 2003 |  | 1.5199 | 8909412.5785 | 8909412.5785 | 25 | 25 | 22.5
1103 | ATCO | DFO-T | Dog Rib 2082S Substation | 11-14-25-91-10-W4M | 2082S | 144/25kV | 1 | 144 | 25 | Greenfield Load | 0.6 | 11391461 | 213889 | 4229232 | 15834582 | 7203703 | 8630879 | N |  | 2014 | Final | 2 | 20 | 20 | 2011 | 2012-05-29 | 2013-02-20 | 2013-11-01 | 2012 |  | 1.0925 | 17299482.979 | 17299482.979 | 26 | 26 | 23.4
386 | AML | AESO | Terasen - Wardlow/Jenner | 4-6-22-9-W4M | 230S | 138/4.16kV | 1 | 132 | 15 | Greenfield Load | 25 | 3547092 | 2656015 | 503488 | 6706595 | 160000 | 6546597 | N |  | 2006 | Final | 9 | 9 | 9 | 2003 | 2003-07-01 | 2004-04-01 | 2005-09-05 | 2004 |  | 1.4838 | 9951125.0788 | 9951125.0788 | 16.6 | 16.6 | 14.94
80 | TAU | DFO-T | Flat Lake | NE19-66-18-W4M | 242S | 138/4.16kV | 1 | 138 | 25 | Greenfield Load | 17.9 | 1338554 | 1803898 | 653758 | 3796210 | 0 | 3796210 | N |  | 2002 | Final | 8 | 7.2 | 8 | 2001 |  | 2000-11-01 | 2002-05-27 | 2001 |  | 1.6004 | 6075402.9342 | 6075402.9342 | 16.6 | 16.6 | 14.94
1052 | AML | DFO-D | Hull 257S New Substation | 17-12-16-W4M | 257S | 138/25kV | 1 | 138 | 42 | Greenfield Load | 0.05 | 6811737 | 243332 | 3201046 | 10256115 | 2624015 | 7632100 | N |  | 2016 | Final | 13.6 | 13.6 | 13.6 | 2011 | 2016-11-06 | 2013-06-18 | 2014-05-09 | 2013 |  | 1.063 | 10902702.46 | 10902702.46 | 42 | 42 | 37.8
347 | AML | AESO | PetroCan Yasa Sub | 14-5-53-23-W4M | 286S | 138/13.8kV | 2 | 138 | 42 | Greenfield Load | 0 | 4018676 | 0 | 2249423 | 6268099 | 4545099 | 1723000 | N |  | 2004 | Final | 6 | 10.548 | 10.548 | 2003 | 2002-12-01 | 2004-05-01 | 2005-08-13 | 2004 | $900k considered SF, now totalized with 184S | 1.4838 | 9300492.598 | 9300492.598 | 84 | 84 | 75.6
1358 | AML | AESO | Enbridge Bernese 293S Sub | 13-32-52-23-W4M | 293S | 138/6.9kV | 2 | 138 | 66 | Greenfield Load | 0.3 | 8169265 | 1438172 | 2689941 | 12297378 | 2590208 | 9707170 | N |  | 2015 | Final | 5 | 27 | 27 | 2011 | 2013-06-17 | 2013-08-16 | 2014-10-02 | 2013 |  | 1.063 | 13072655.0328 | 13072655.0328 | 66 | 66 | 59.4
584 | AML | DFO-D | Leduc | SW-28-49-25-W4M | 325S | 138/25kV | 1 | 138 | 42 | Greenfield Load | 16 | 9729759 | 12016206 | 10202174 | 31948139 | 21790639 | 10157500 | N |  | 2013 | Final | 28 | 28 | 28 | 2011 | 2006-06-01 | 2010-10-01 | 2013-02-13 | 2012 | Energized | 1.0925 | 34903749.7068 | 34903749.7068 | 42 | 42 | 37.8
422 | AML | AESO | Marlboro Substation | 19-54-19-W5M | 348S | 138/4.16kV | 2 | 138 | 25 | Greenfield Load | 10 | 5988290 | 2631943 | 579767 | 9200000 | 1480423 | 7719577 | N |  | 2005 | Final | 24 | 24 | 24 | 2003 | 2004-02-01 | 2004-07-01 | 2005-12-12 | 2004 |  | 1.4838 | 13650794.5872 | 13650794.5872 | 50 | 50 | 45
944 | EPCOR | DFO-D | Poundmaker Edmonton West | 4-35-53-25W4 | 37S | 240/25kV | 3 | 245 | 448 | Greenfield Load | 0.4 | 21528242 | 825634 | 1238960 | 23592836 | 12005301 | 11609416 | N |  | 2013 | Final | 27.5 | 43 | 43 | 2010 | 2009-07-01 | 2010-11-01 | 2012-09-01 | 2011 | Energized | 1.1366 | 26816090.6159 | 26816090.6159 | 150 | 150 | 135
387 | AML | AESO | Terasen - Peace Butte | 15-26-09-06W4 | 404S | 138/4.16kV | 2 | 138 | 25 | Greenfield Load | 25 | 2634551 | 3278257 | 498550 | 6411359 | 265500 | 6145859 | N |  | 2005 | Final | 7.5 | 7.5 | 7.5 | 2003 | 2003-07-01 | 2004-03-01 | 2005-05-01 | 2004 |  | 1.4838 | 9513059.2102 | 9513059.2102 | 16.6 | 16.6 | 14.94
587 | AML | DFO-T | Enbridge Waupisoo | NE22-68-17W4 | 405S | 138/25kV | 1 | 138 | 25 | Greenfield Load | 0.2 | 7334317 | 569204 | 2591759 | 10495280 | 6795856 | 4280000 | Y | 5657140 | 2010 | Final | 17.8 | 17.8 | 17.8 | 2006 | 2006-05-01 | 2007-03-01 | 2008-05-01 | 2007 |  | 1.2532 | 13152201.5491 | 20241468.8647 | 25 | 25 | 22.5
585 | AML | DFO-D | Broadmoor | NW3-53-22W4 | 420S | 138/25kV | 1 | 138 | 42 | Greenfield Load | 0.4 | 5632297 | 1404686 | 2376315 | 9413299 | 1725499 | 7687800 | N |  | 2011 | Final | 20.6 | 20.6 | 20.6 | 2007 | 2006-05-01 | 2008-01-01 | 2009-12-01 | 2008 |  | 1.1995 | 11291169.2052 | 11291169.2052 | 42 | 42 | 37.8
831 | AML | DFO-D | Fortis Westwood Sub | NW8-54-22W4 | 422S | 138/35kV | 1 | 138 | 42 | Greenfield Load | 0.2 | 11526554 | 1027729 | 5891284 | 18445567 | 9564867 | 8880700 | N |  | 2016 | Final | 19.6 | 19.6 | 19.6 | 2011 | 2008-06-01 | 2011-01-01 | 2012-12-10 | 2011 | Energized | 1.1366 | 20965601.4281 | 20965601.4281 | 42 | 42 | 37.8
340 | AML | AESO | EnCana Countess / Hussar | 2-24-23-20W4 | 431S | 130/4.16kV | 2 | 130 | 25 | Greenfield Load | 44 | 4527241 | 3821528 | 295886 | 8644655 | 0 | 8644655 | N |  | 2002 | Final | 22 | 22 | 22 | 2003 | 2002-10-01 | 2002-11-01 | 2003-09-01 | 2002 |  | 1.5396 | 13309615.571 | 13309615.571 | 50 | 50 | 45
334 | AML | DFO-D | Carvel | NW-5-53-1W5 | 432S | 138/25kV | 1 | 138 | 42 | Greenfield Load | 0 | 4762081 | 182234 | 283809 | 5228124 | 0 | 5228124 | N |  | 2005 | Final | 17.7 | 18.8 | 18.8 | 2003 | 2002-10-01 | 2004-01-01 | 2004-12-22 | 2003 |  | 1.5199 | 7946371.1127 | 7946371.1127 | 25 | 25 | 22.5
343 | AML | DFO-D | Bassano Sub | XX-14-21-17W4 | 435S | 138/25kV | 1 | 138 | 25 | Greenfield Load | 23 | 5453265 | 4234800 | 893235 | 10581300 | 2030499 | 8550801 | N |  | 2006 | Final | 15.6 | 13 | 15.6 | 2003 | 2002-11-01 | 2004-09-01 | 2007-01-18 | 2006 |  | 1.3231 | 13999715.7402 | 13999715.7402 | 25 | 25 | 22.5
358 | AML | DFO-D | Fortis - Bretona Sub | 21-03-52-23W4 | 45S | 138/25kV | 1 | 138 | 42 | Greenfield Load | 0 | 3951312 | 99957 | 817945 | 4869214 | 0 | 4869214 | N |  | 2005 | Final | 19.8 | 19.8 | 19.8 | 2003 | 2003-01-01 | 2004-03-01 | 2005-06-17 | 2004 |  | 1.4838 | 7224852.1864 | 7224852.1864 | 39 | 39 | 35.1
702 | AML | DFO-D | Fortis Tucuman | SW32-42-9W4 | 478S | 138/25kV | 1 | 138 | 42 | Greenfield Load | 0 | 3243440 | 0 | 1100196 | 4343636 | 0 | 4343636 | N |  | 2011 | Final | 28.4 | 28.4 | 28.4 | 2007 | 2008-03-01 | 2009-02-01 | 2009-09-01 | 2008 | #702 + #858 TX lines ultimately systemized | 1.1995 | 5210153.108 | 5210153.108 | 42 | 42 | 37.8
526 | AML and ATCO | DFO-T | Keystone 1 - Lakesend | 22-38-8W4 | 508S | 144/4.16kV | 1 | 144 | 25 | Greenfield Load | 27.1 | 5264731 | 3045998 | 3346256 | 11656985 | 4227468 | 7429517 | N |  | 2012 | Final | 10.6 | 19 | 19 | 2007 | 2005-12-01 | 2007-11-01 | 2010-04-08 | 2009 |  | 1.1803 | 13758834.1098 | 13758834.1098 | 25 | 25 | 22.5
288 | AML | AESO | Taylor Gas/Brookfield Sub | SW29-38-25W4 | 536S | 138/4.16kV | 1 | 138 | 25 | Greenfield Load | 2.2 | 1961804 | 408364 | 412509 | 2782677 | 0 | 2782677 | N |  | 2001 | Final | 12 | 12 | 12 | 2001 | 2001-10-01 | 2002-01-01 | 2002-09-30 | 2001 |  | 1.6004 | 4453358.4841 | 4453358.4841 | 25 | 25 | 22.5
851 | AML | DFO-T | KXL#2 Eyre | 3-14-39-6-W4M | 558S | 144/6.9kV | 1 | 144 | 33.3 | Greenfield Load | 16 | 3503100 | 3532412 | 5419391 | 12454903 | 4729989 | 7724914 | N |  | 2011 | PPS | 25 | 25 | 25 | 2007 | 2008-08-01 | 2010-08-01 | 2017-12-31 | 2016 | Not yet energized | 1.0383 | 12931754.1329 | 12931754.1329 | 33.3 | 33.3 | 29.97
648 | AML | DFO-D | Fortis Sylvan Lake | SW-5-38-1-W5M | 580S | 138/25kV | 2 | 138 | 25 | Greenfield Load | 0.2 | 8257702 | 622877 | 3805700 | 12686279 | 6156674 | 6863000 | Y | 2778295 | 2011 | Final | 15 | 15 | 15 | 2007 | 2006-10-01 | 2007-10-01 | 2010-06-07 | 2009 |  | 1.1803 | 14973718.1811 | 18252962.3435 | 50 | 50 | 45
855 | AML | DFO-D | Fortis Spruce Grove | SW 9-53-27-W4M | 595S | 138/25kV | 1 | 150 | 42 | Greenfield Load | 0.05 | 16308972 | 1507630 | 9150360 | 26966962 | 17569462 | 9397500 | N |  | 2016 | Final | 23 | 23 | 23 | 2011 | 2008-09-01 | 2011-10-01 | 2014-12-15 | 2013 |  | 1.063 | 28667069.6395 | 28667069.6395 | 42 | 42 | 37.8
700 | AML | DFO-T | TAU Rose Valley | NW25-51-4W5 | 635S | 138/25kV | 1 | 138 | 42 | Greenfield Load | 1.2 | 3662823 | 659856 | 1567981 | 5890660 | 67660 | 5823000 | N |  | 2008 | Final | 9.8 | 9.8 | 9.8 | 2007 | 2007-04-01 | 2008-02-01 | 2009-11-01 | 2008 |  | 1.1995 | 7065794.7644 | 7065794.7644 | 42 | 42 | 37.8
683 | AML | DFO-D | Fortis Kirby In-Situ | 13-21-073-07W4 | 651S | 138/13.8kV | 1 | 138 | 50 | Greenfield Load | 2.5 | 8546908 | 2518904 | 3039449 | 14105261 | 3846551 | 10258710 | N |  | 2016 | Final | 8 | 30 | 30 | 2011 | 2007-07-01 | 2011-11-01 | 2012-12-03 | 2011 |  | 1.1366 | 16032322.5719 | 16032322.5719 | 100 | 100 | 90
559 | AML | DFO-T | Fortis Bannerman - NW Upgrader Ft Sask | 18-56-21-W4M | 681S | 245/34.5kV | 2 | 245 | 200 | Greenfield Load | 5 | 27256155 | 15256206 | 12750928 | 55263289 | 39690689 | 15572600 | N |  | 2013 | Final | 2 | 115 | 115 | 2011 | 2006-04-01 | 2008-05-01 | 2015-06-02 | 2014 |  | 1.0289 | 56859498.9565 | 56859498.9565 | 400 | 400 | 360
1074 | AML | DFO-D | Jackfish 698S | 16-30-75-6-W4M | 698S | 240/25kV | 2 | 240 | 75 | Greenfield Load | 4 | 23213891 | 10021414 | 6250582 | 39485886 | 26618786 | 12867100 | N |  | 2016 | Final | 50.8 | 67 | 67 | 2011 | 2010-04-01 | 2011-12-01 | 2013-06-02 | 2012 |  | 1.0925 | 43138834.531 | 43138834.531 | 100 | 100 | 90
34 | ATCO | DFO-D | Lloydminister | SW 26-49-1W4 | 716S | 144/25kV | 1 | 144 | 50 | Greenfield Load | 0 | 3724000 | 0 | 633080 | 4357080 | 0 | 4357080 | N |  | 2000 | Final | 8 | 16 | 16 | 2000 | 1999-01-01 | 1999-06-01 | 2000-05-24 | 1999 |  | 1.7244 | 7513412.4542 | 7513412.4542 | 50 | 50 | 45
433 | AML | DFO-D | Fortis Christina Lake | 10-10-77-08-W4M | 723S | 240/25kV | 2 | 260 | 50 | Greenfield Load | 35 | 4485275 | 6849837 | 4548894 | 15884006 | 2711000 | 13173006 | N |  | 2005 | Final | 10 | 25 | 25 | 2003 | 2004-04-01 | 2005-02-01 | 2006-09-16 | 2005 | # 821 upgrade project | 1.4044 | 22308265.3184 | 22308265.3184 | 100 | 100 | 90
79A | ATCO | DFO-D | Hangingstone | NE10-88-9W4 | 820S | 144/4.16kV | 2 | 144 | 40 | Greenfield Load | 10 | 1949897 | 1225797 | 0 | 3175694 | 695694 | 2480000 | N |  | 2001 | Final | 8 | 8 | 8 | 2000 |  | 2000-11-01 | 2002-04-01 | 2001 | #79 + #666 | 1.6004 | 5082337.554 | 5082337.554 | 41.6 | 41.6 | 37.44
10A | ATCO | DFO-D | Mariana | NW33-80-13W4 | 833S | 144/4.16kV | 1 | 144 | 25 | Greenfield Load | 41 | 1751255.63 | 2076265 | 1184964 | 5012484.63 | 658329.63 | 4354155 | N |  | 1999 | Final | 6.167 | 6.2 | 6.2 | 2001 | 1998-11-01 |  | 1999-08-01 | 1998 | #10 + #613 TX lines ultimately systemized | 1.7788 | 8916010.3759 | 8916010.3759 | 25 | 25 | 22.5
345 | ATCO | DFO-D | Joslyn Creek | NW3-96-12W4 | 849S | 260/27kV | 1 | 260 | 50 | Greenfield Load | 0.3 | 4572031 | 504243 | 564031 | 5640305 | 0 | 5640305 | N |  | 2006 | Final | 2 | 35 | 35 | 2003 | 2002-12-01 | 2003-11-01 | 2005-03-19 | 2004 |  | 1.4838 | 8368983.1483 | 8368983.1483 | 50 | 50 | 45
1049 | AML | DFO-D | Fortis Round Hill | 6-29-72-14W4 | 852S | 240/25kV | 2 | 275 | 50 | Greenfield Load | 10 | 17127132 | 24173663 | 6693933 | 47994728 | 40688928 | 7305800 | N |  | 2016 | Final | 12.3 | 15.2 | 15.2 | 2011 | 2009-11-01 | 2011-06-01 | 2012-08-15 | 2011 | Energized | 1.1366 | 54551770.5092 | 54551770.5092 | 100 | 100 | 90
230 | ATCO | DFO-D | Kinosis | 4-30-84-6W4 | 856S | 240/25kV | 2 | 260 | 200 | Greenfield Load | 0.3 | 5852852 | 490955 | 722253 | 7066060 | 0 | 7066060 | N |  | 2004 | Final | 7.5 | 17 | 17 | 2003 | 2002-09-01 | 2004-03-01 | 2004-12-01 | 2003 | #230 + #511 + #1094 | 1.5199 | 10739901.17 | 10739901.17 | 50 | 50 | 45
79B | ATCO | DFO-D | Crow Lake | NE 17-77-14 W4 | 860S | 144/4.16kV | 1 | 144 | 19.4 | Greenfield Load | 0 | 2111261.35 | 0 | 0 | 2111261.35 | 0 | 2111261 | N |  | 2002 | Final | 2 | 8 | 8 | 2000 |  | 2000-11-01 | 2002-04-01 | 2001 | #79 + #775 TX lines ultimately systemized | 1.6004 | 3378833.9951 | 3378833.9951 | 16.6 | 16.6 | 14.94
10B | ATCO | DFO-D | Algar | NW19-84-11W4 | 875S | 144/4.16kV | 1 | 144 | 25 | Greenfield Load | 48 | 2035346.02 | 2462275 | 1184964 | 5682585.02 | 531263.02 | 5151322 | N |  | 1999 | Final | 3.656 | 9.406 | 9.406 | 2001 | 1998-11-01 |  | 2000-01-01 | 1999 | TX lines ultimately systemized | 1.7244 | 9799132.6901 | 9799132.6901 | 25 | 25 | 22.5
8 | ATCO | DFO-D | Brintnell | 36-82-23W4 | 876S | 240/25kV | 1 | 260 | 50 | Greenfield Load | 0 | 6336156 | 0 | 844106 | 7180262 | 0 | 7180262 | N |  | 2002 | Final | 18 | 18 | 18 | 2000 | 1998-07-01 |  | 2001-02-01 | 2000 | #8 + #437 | 1.669 | 11984110.5052 | 11984110.5052 | 46.7 | 46.7 | 42.03
487 | ATCO | DFO-D | Updike 886S | 18-74-12W6 | 886S | 144/25kV | 1 | 144 | 20 | Greenfield Load | 28.5 | 4126150 | 5664956 | 4278719 | 14069825 | 6237877 | 7853000 | Y | 175434 | 2011 | Final | 22 | 22 | 22 | 2007 | 2005-06-01 | 2006-05-01 | 2010-12-01 | 2009 |  | 1.1803 | 16606728.7664 | 16813794.942 | 41.6 | 41.6 | 37.44
385 | ATCO | AESO | Terasen Ribstone Creek | 01-03-37-09-W4M | 892S | 144/4.16kV | 1 | 144 | 16.6 | Greenfield Load | 20 | 2731284 | 2137003 | 919673 | 5787960 | 0 | 5787960 | N |  | 2006 | Final | 7.5 | 7.5 | 7.5 | 2003 | 2003-03-01 | 2004-04-01 | 2005-05-31 | 2004 | TX lines ultimately systemized | 1.4838 | 8588070.9825 | 8588070.9825 | 16.6 | 16.6 | 14.94
865 | ATCO | DFO-T | KXL#5 Cavendish | 16-20-21-2-W4M | 893S | 144/6.9kV | 1 | 155 | 33.3 | Greenfield Load | 5 | 3968725 | 1425473 | 2897541 | 8291739 | 566825 | 7724914 | N |  | 2010 | PPS | 15 | 25 | 25 | 2007 | 2008-10-01 | 2009-07-01 | 2017-12-31 | 2016 | Not yet energized | 1.0383 | 8609198.3279 | 8609198.3279 | 33.3 | 33.3 | 29.97
863 | ATCO | DFO-T | KXL#3 Currant Lake | 7-25-33-W5M | 896S | 144/6.9kV | 1 | 155 | 33.3 | Greenfield Load | 12 | 3717415 | 1864185 | 2357864 | 7939464 | 0 | 7939464 | N |  | 2010 | PPS | 2.72 | 25 | 25 | 2007 | 2008-10-01 | 2011-02-01 | 2017-12-13 | 2016 | Not yet energized | 1.0383 | 8243436.0505 | 8243436.0505 | 33.3 | 33.3 | 29.97
527 | ATCO | DFO-T | Keystone 2 - Loyalist | SW23-34-5W4 | 903S | 144/4.16kV | 1 | 138 | 25 | Greenfield Load | 9 | 2700000 | 930000 | 2149000 | 5779000 | 1140950 | 4981600 | N |  | 2010 | Final | 17 | 13 | 17 | 2007 | 2005-12-01 | 2007-11-01 | 2009-10-01 | 2008 |  | 1.1995 | 6931859.5783 | 6931859.5783 | 25 | 25 | 22.5
595 | AML and ATCO | DFO-T | ATCO Stat Oil Waddell | 6-2-79-10W4 | 907S | 144/25kV | 2 | 144 | 42 | Greenfield Load | 30 | 7126073 | 8147466.99 | 639350 | 15912889.99 | 10092739.99 | 5820150 | N |  | 2012 | Final | 1 | 11 | 11 | 2007 | 2006-06-01 | 2007-12-01 | 2009-10-13 | 2008 |  | 1.1995 | 19087371.3265 | 19087371.3265 | 42 | 42 | 37.8
528 | ATCO | DFO-T | Keystone 3 - Excel | 20-28-4W4 | 910S | 144/4.16kV | 1 | 144 | 25 | Greenfield Load | 3.2 | 2680000 | 885000 | 825000 | 4390000 | 0 | 4390000 | N |  | 2010 | Final | 10.6 | 17 | 17 | 2007 | 2005-12-01 | 2007-11-01 | 2009-12-15 | 2008 |  | 1.1995 | 5265766.3175 | 5265766.3175 | 25 | 25 | 22.5
529 | AML and ATCO | DFO-T | Keystone 4 - Blindloss | 10-22-3W4 | 914S | 144/4.16kV | 1 | 144 | 25 | Greenfield Load | 15 | 2801023 | 2320000 | 1375206 | 6496229 | 65729 | 6430500 | N |  | 2010 | Final | 11.3 | 17 | 17 | 2007 | 2005-12-01 | 2007-11-01 | 2009-10-01 | 2008 |  | 1.1995 | 7792169.444 | 7792169.444 | 25 | 25 | 22.5
1095 | ATCO | DFO-T | Bauer 918S | 8-24-49-8-W4M | 918S | 144/4.16kV | 1 | 144 | 16 | Greenfield Load | 16.2 | 7121865 | 682025 | 3109810 | 10913700 | 2371877 | 8541823 | N |  | 2013 | Final | 13 | 18 | 18 | 2011 | 2010-07-01 | 2012-12-01 | 2013-01-07 | 2012 |  | 1.0925 | 11923356.5741 | 11923356.5741 | 25 | 25 | 22.5
561 | ATCO | DFO-T | Husky Green Stocking 925S | 1-16-95-7W7 | 925S | 240/25kV | 2 | 240 | 75 | Greenfield Load | 10 | 16738374 | 27035475 | 7342702 | 51116551 | 39458892 | 11657659 | N |  | 2013 | Final 150 d | 10 | 46 | 46 | 2011 | 2009-03-01 | 2011-02-01 | 2012-03-01 | 2011 |  | 1.1366 | 58100097.1477 | 58100097.1477 | 150 | 150 | 135
1018 | ATCO | DFO-D | Buchanan Creek | SW-3-91-23-W5M | 927S | 144/25kV | 1 | 144 | 25 | Greenfield Load | 0 | 7256604 | 354699 | 2392650 | 10003953 | 6962953 | 3041000 | N |  | 2014 | Final 150 d | 3 | 3 | 3 | 2011 | 2009-09-14 | 2013-01-30 | 2014-04-01 | 2013 |  | 1.063 | 10634643.1356 | 10634643.1356 | 25 | 25 | 22.5
360 | AML | DFO-D | Fortis - Viscount | SE 14-54-25W4 | 92S | 138/25kV | 1 | 138 | 42 | Greenfield Load | 0 | 4428492 | 260757 | 378557 | 5067806 | 0 | 5067806 | N |  | 2005 | Final | 10 | 22 | 22 | 2003 | 2003-01-01 | 2004-06-01 | 2006-05-16 | 2005 |  | 1.4044 | 7117471.5516 | 7117471.5516 | 42 | 42 | 37.8
1106 | ATCO | DFO-T | ATCO Enbridge Janvier PS | 1-12-79-6W4 | 931S | 240/144kV | 2 | 240 | 400 | Greenfield Load | 15.5 | 6400042 | 7309608 | 5309221 | 19018871 | 11788371 | 7230500 | N |  | 2016 | Final 150 d | 12 | 12 | 12 | 2011 | 2010-09-02 | 2012-11-01 | 2014-05-01 | 2013 |  | 1.063 | 20217898.4574 | 20217898.4574 | 25 | 25 | 22.5
899 | ATCO | DFO-D | Tower Road POD | 27-89-10W4 | 933S | 144/25kV | 1 | 144 | 50 | Greenfield Load | 0.1 | 9104558 | 1160917 | 3083329 | 13348804 | 3970554 | 9378249 | N |  | 2012 | Final | 15 | 25 | 25 | 2010 | 2009-01-01 | 2010-09-01 | 2012-12-15 | 2011 |  | 1.1366 | 15172518.3729 | 15172518.3729 | 50 | 50 | 45
1191 | ATCO | DFO-T | Norberg Cold Lake Pipline PS | 7-61-10W4 | 936S | 144/4.16kV | 1 | 144 | 16.6 | Greenfield Load | 5 | 5565688 | 2407849 | 3585208 | 11558745 | 4579245 | 6979500 | N |  | 2016 | Final 150 d | 11 | 11 | 11 | 2011 | 2011-02-11 | 2012-10-05 | 2013-10-12 | 2012 |  | 1.0925 | 12628076.4712 | 12628076.4712 | 16.6 | 16.6 | 14.94
1115 | ATCO | DFO-T | ATCO Bear Trap Sub | 12-23-60-4W4 | 940S | 144/4.16kV | 1 | 144 | 25 | Greenfield Load | 18 | 7614343 | 7802456 | 7501150 | 22917949 | 16189449 | 6728500 | N |  | 2014 | Final 150 d | 10 | 10 | 10 | 2011 | 2010-10-08 | 2012-10-19 | 2014-04-01 | 2013 |  | 1.063 | 24362790.2905 | 24362790.2905 | 25 | 25 | 22.5
1053 | ATCO and AML | DFO-T | Weasel Creek 947S | 15-32-59-19-W4M | 947S | 144/4.16kV | 1 | 144 | 16.6 | Greenfield Load | 17 | 5324102 | 4030153 | 4114181 | 13468436 | 7827460 | 5640976 | N |  | 2016 | Final | 3 | 9 | 9 | 2011 | 2009-11-01 | 2011-07-01 | 2013-01-18 | 2012 |  | 1.0925 | 14714438.2678 | 14714438.2678 | 16.6 | 16.6 | 14.94
864 | ATCO | DFO-T | KXL#4 Armitage | 16-20-27-4-W4M | 949S | 144/6.9kV | 1 | 155 | 33.3 | Greenfield Load | 6 | 4002354 | 2455000 | 2785704 | 9243058 | 1518144 | 7724914 | N |  | 2011 | PPS | 25 | 25 | 25 | 2007 | 2008-10-01 | 2011-02-01 | 2014-06-01 | 2013 | Not yet energized | 1.063 | 9825778.201 | 9825778.201 | 33.3 | 33.3 | 29.97
834 | ATCO | DFO-T | Laricina Germain | 5-15-85-22-W4M | 950S | 144/25kV | 1 | 144 | 50 | Greenfield Load | 22 | 9444573 | 9249355 | 4003537 | 22697465 | 12510400 | 10187065 | N |  | 2013 | Final | 8 | 45 | 45 | 2010 | 2008-01-01 | 2010-09-01 | 2012-10-01 | 2011 |  | 1.1366 | 25798393.9782 | 25798393.9782 | 50 | 50 | 45
722 | ATCO | DFO-T | IPF - Lindbergh | SW7-58-4W4 | 969S | 144/4.16kV | 1 | 144 | 25 | Greenfield Load | 25 | 3710000 | 5605000 | 2124000 | 11439000 | 4778856 | 6660144 | N |  | 2010 | Final | 0.1 | 10.5 | 10.5 | 2010 | 2007-08-01 | 2009-02-01 | 2010-06-01 | 2009 |  | 1.1803 | 13501544.6431 | 13501544.6431 | 25 | 25 | 22.5
927 | ATCO | DFO-T | ConocoPhillips Quigley | NE28-83-6W4 | 989S | 144/26kV | 1 | 144 | 75 | Greenfield Load | 14 | 12115352 | 6735118 | 3925044 | 22775514 | 10378191 | 12397323 | N |  | 2013 | Final | 11 | 60 | 60 | 2011 | 2009-05-01 | 2011-03-01 | 2012-05-01 | 2011 |  | 1.1366 | 25887106.0371 | 25887106.0371 | 75 | 75 | 67.5
1068 | ATCO and AML | DFO-T | Enbridge Abee 993S | 6-61-19-W4M | 993S | 138/4.16kV | 1 | 138 | 50 | Greenfield Load | 11 | 6929824 | 9310947 | 8398025 | 24638796 | 17668884 | 6969912 | N |  | 2016 | Final | 7.5 | 11.2 | 11.2 | 2011 | 2010-01-01 | 2011-07-01 | 2013-02-01 | 2012 |  | 1.0925 | 26918199.1684 | 26918199.1684 | 25 | 25 | 22.5
506 | EPCOR | DFO-D | Cloverbar | 4-20-53-23W4 | Cloverbar | 240/25kV | 2 | 245 | 200 | Greenfield Load | 0 | 10636945 | 0 | 510332 | 11147277 | 4614754 | 6532523 | Y | 4614754 | 2009 | Final | 20 | 20 | 20 | 2003 | 2005-09-01 | 2006-08-01 | 2008-12-01 | 2007 |  | 1.2532 | 13969254.1626 | 19752251.3488 | 126 | 126 | 113.4
456 | AML and ENMAX | DFO-D | Enmax 47 Sub | 29-25-1W5 | S47 | 138/25kV | 1 | 138 | 50 | Greenfield Load | 12.8 | 6954168 | 5787035 | 2210009 | 14951212 | 7888212 | 7063000 | N |  | 2011 | Final | 16 | 16 | 16 | 2007 | 2004-11-01 | 2006-06-01 | 2010-12-01 | 2009 | #1107 upgrade | 1.1803 | 17647037.0038 | 17647037.0038 | 50 | 50 | 45
130 | ENMAX | DFO-D | ENMAX No. 24 | 14-23-29W4 | SS-24 | 138/25kV | 2 | 138 | 50 | Greenfield Load | 0 | 4610000 | 0 | 445000 | 5055000 | 0 | 5055000 | N |  | 2001 | Final | 18 | 18 | 18 | 2001 | 2000-03-01 |  | 2001-10-21 | 2000 | #895 upgrade | 1.669 | 8436973.2753 | 8436973.2753 | 50 | 50 | 45
308 | ENMAX | DFO-D | Enmax No. 26 | 28-22-29W4 | SS26 | 138/25kV | 2 | 138 | 50 | Greenfield Load | 0 | 4865799 | 267104 | 1575306 | 6708209 | 0 | 6708209 | N |  | 2006 | Final | 10 | 10 | 10 | 2003 | 2002-08-01 | 2003-12-01 | 2007-10-01 | 2006 |  | 1.3231 | 8875376.2889 | 8875376.2889 | 60 | 60 | 54
829 | ENMAX | DFO-D | ENMAX No 54 | 29-22W4 | SS-54 | 138/25kV | 1 | 150 | 50 | Greenfield Load | 6.4 | 11490677 | 9152676 | 4766947 | 25410300 | 16468800 | 8941500 | N |  | 2014 | Final | 20 | 20 | 20 | 2011 | 2008-05-01 | 2011-05-01 | 2013-04-23 | 2012 |  | 1.0925 | 27761077.1374 | 27761077.1374 | 50 | 50 | 45
425 | ENMAX | DFO-D | Enmax #6 | 30-22-1W5 | SS-6 | 138/13.8kV | 1 | 138 | 50 | Greenfield Load | 0 | 5833788 | 173304 | 3768260 | 9775352 | 5955000 | 3820352 | N |  | 2008 | Final | 17 | 17 | 17 | 2006 | 2004-02-01 | 2004-09-01 | 2009-06-30 | 2008 | #861 upgrade project | 1.1995 | 11725448.5885 | 11725448.5885 | 30 | 30 | 27
333 | ENMAX | DFO-D | Enmax No. 7 | NW 21-24-02W5 | SS-7 | 138/25kV | 2 | 138 | 30 | Greenfield Load | 2 | 4056979 | 79665 | 958925 | 5095569 | 0 | 5095569 | N |  | 2005 | Final | 12 | 12 | 12 | 2003 | 2002-08-01 | 2003-03-01 | 2005-08-08 | 2004 | #333 + #682 | 1.4838 | 7560713.6657 | 7560713.6657 | 30 | 30 | 27
769 | AML and EPCOR | DFO-D | EPCOR Summerside | NW4-27-51-24-W4M | SUMMERSIDE | 240/25kV | 2 | 265 | 75 | Greenfield Load | 0 | 18935671 | 219940 | 3195580 | 22351191 | 12617507 | 9733684 | Y | 6095642 | 2011 | Final | 40 | 40 | 40 | 2007 | 2007-12-01 | 2008-12-01 | 2010-09-01 | 2009 |  | 1.1803 | 26381292.3432 | 33576028.1235 | 150 | 150 | 135
948 | ATCO | DFO-T | Brion AMR02 Substation | SE-11-90-14-W4M | 937S | 240/3.5kV | 2 | 240 | 250 | Greenfield Load | 3.5 | 4719445 | 4563198 | 3015795 | 12298438 | 9844250 | 2454188 | N |  | 2015 | Final | 7 | 57 | 57 | 2014 | 2009-08-10 | 2013-07-04 12:06 | 2015-04-01 | 2014 |  | 1.0289 | 12653662.7711 | 12653662.7711 | 250 | 250 | 225
1128 | ATCO | DFO-T | ConocoPhilips Surmont 2 Stage II Engstrom | 7-83-6-W4M | 2060S | 240/144kV | 2 | 144 | 500 | Greenfield Load | 4 | 28524075 | 18496135.4745 | 12766807 | 59787017.4745 | 47903119.4745 | 11883898 | N |  | 2016 | Final | 10.4 | 45 | 45 | 2013 | 2010-12-06 | 2011-03-18 | 2014-02-17 | 2013 |  | 1.063 | 63556235.7183 | 63556235.7183 | 250 | 250 | 225
1214 | ATCO | DFO-T | AOC Hangingstone SAGD | 16-24-86-10-W4M | 279S | 144/25kV | 2 | 144 | 100 | Greenfield Load | 7 | 12823403 | 3564279 | 4901835 | 21289517 | 19225977 | 2063540 | N |  | 2015 | Final | 4 | 52 | 52 | 2013 | 2011-04-15 | 2013-06-27 11:09 | 2014-10-01 | 2013 |  | 1.063 | 22631695.2733 | 22631695.2733 | 100 | 100 | 90
1225 | ATCO | DFO-T | ATCO JACOS Sweetheart Lake | 2-14-84-11-W4M | 2032S | 144/25kV | 1 | 144 | 42 | Greenfield Load | 9 | 6627735 | 6523446 | 4962329 | 18113510 | 9092510 | 9021000 | N |  | 2016 | Final | 12 | 20 | 20 | 2013 | 2011-05-05 | 2014-02-18 | 2015-08-01 | 2014 |  | 1.0289 | 18636695.7447 | 18636695.7447 | 42 | 42 | 37.8
1263 | AML and Red Deer | DFO-D | Timberlands 209S Substation | 23-38-27-W4M | 209S | 138/25kV | 1 | 138 | 30 | Greenfield Load | 2 | 12210822 | 3159951 | 3730126 | 19100899 | 13408518 | 5692381 | N |  | 2017 | Final | 2 | 8 | 8 | 2013 | 2011-09-19 | 2013-12-12 | 2016-03-17 | 2015 |  | 1.0267 | 19611656.9927 | 19611656.9927 | 30 | 30 | 27
1309 | ATCO | DFO-T | Cheecham POD (Meadow Creek) | 7-8-84-6-W4M | 2081S | 144/25kV | 1 | 144 | 50 | Greenfield Load | 1 | 8071521 | 3376686.5255 | 4208891 | 15657098.5255 | 7952527.5255 | 7704571 | N |  | 2015 | Final 150 d | 7.5 | 15 | 15 | 2013 | 2012-02-10 | 2014-04-16 | 2015-05-01 | 2014 |  | 1.0289 | 16109333.9427 | 16109333.9427 | 50 | 50 | 45
1349 | AML | DFO-T | Enbridge Queensland 301S Substation | 1-5-49-20-W5M | 301S | 138/6.9kV | 1 | 138 | 33 | Greenfield Load | 0.1 | 6011540 | 502820 | 2201836 | 8716196 | 5247196 | 3469000 | N |  | 2015 | Final | 14 | 34 | 34 | 2013 | 2012-07-18 | 2014-03-17 08:45 | 2015-04-02 | 2014 | 20MW only for the "Queensland" part. | 1.0289 | 8967952.2579 | 8967952.2579 | 33 | 33 | 29.7
1358 | AML | DFO-T | Enbridge Bernese 293S Substation | 11-32-52-23-W5M | 293S | 138/6.9kV | 2 | 138 | 66 | Greenfield Load | 0.3 | 8169265 | 1438172 | 2689941 | 12297378 | 2590208 | 9707170 | N |  | 2015 | Final | 5 | 27 | 27 | 2013 | 2012-09-24 | 2013-06-18 14:03 | 2014-10-02 | 2013 |  | 1.063 | 13072655.0328 | 13072655.0328 | 66 | 66 | 59.4
1404 | ATCO | DFO-T | Cenovus Narrows Lake Substation (Boreal) | 16-05-77-6-W5M | 193S | 240/25kV | 2 | 240 | 167.76 | Greenfield Load | 12 | 941415 | 16342241 | 16691890 | 33975546 | 31525196 | 2450350 | N |  | 2015 | PPS | 35 | 35 | 35 | 2013 | 2013-01-16 | 2015-06-15 | 2017-06-01 | 2016 |  | 1.0383 | 35276341.1649 | 35276341.1649 | 167.76 | 167.76 | 150.984
1482 | ATCO | DFO-T | ATCO Grand Rapids MacKay Pumpstation | SW-34-89-14-W4M | 2015S | 240/25kV | 2 | 240 | 100 | Greenfield Load | 1.4 | 10255832 | 2858153 | 5163080 | 18277065 | 11237565 | 7039500 | N |  | 2017 | Final 180 d | 1.6 | 18.4 | 18.4 | 2013 | 2013-09-03 | 2014-10-21 | 2016-11-01 | 2015 |  | 1.0267 | 18765793.6735 | 18765793.6735 | 100 | 100 | 90
1515 | AML | DFO-D | Fortis Deer Hill | SW-33-55-18-W5M | 1012S | 138/25kV | 1 | 138 | 42 | Greenfield Load | 0.06 | 9346154 | 756159 | 2552024 | 12654337 | 6523937 | 6130400 | N |  | 2016 | Final | 7.2 | 7.2 | 7.2 | 2013 | 2014-01-22 | 2015-03-13 | 2016-02-01 | 2015 |  | 1.0267 | 12992713.9405 | 12992713.9405 | 42 | 42 | 37.8
1618 | ATCO | DFO-D | ATCO Spirit River Mowatt | NW-10-78-7-W6M | 2033S | 144/25kV | 1 | 144 | 50 | Greenfield Load | 0.045 | 10192883 | 446339 | 4737998 | 15377220 | 4158720 | 11218500 | N |  | 2016 | PPS | 21 | 21 | 21 | 2016 | 2014-11-06 | 2016-07-07 | 2017-06-01 | 2016 |  | 1.0383 | 15965955.599 | 15965955.599 | 50 | 50 | 45
1634 | ATCO | DFO-D | ATCO Thornton New POD | 19-63-5-W6M | 2091S | 144/25kV | 1 | 144 | 50 | Greenfield Load | 4 | 7600466 | 4559539 | 4565538 | 16725543 | 6605143 | 10120400 | N |  | 2016 | Final | 17.9 | 17.9 | 17.9 | 2015 | 2016-12-16 | 2015-10-16 | 2016-11-18 | 2015 |  | 1.0267 | 17172783.979 | 17172783.979 | 50 | 50 | 45
1258 | AML | DFO-T | Fortis Alberta Grist Lake (Pike) Substation | NE-26-74-W4M | 190S | 138/25kV | 3 | 138 | 126 | Greenfield Load | 8 | 23260978 | 9902214 | 18381680 | 51544872 | 36979261 | 14565611 | N |  | 2016 | PPS | 11 | 46 | 46 | 2017 | 2011-08-30 | 2013-11-12 | 2017-12-01 | 2016 |  | 1.0383 | 53518330.2123 | 53518330.2123 | 84 | 84 | 75.6
1284 | AML | DFO-D | Nilrem 574S |  | 574S | 138/25kV | 1 | 138 | 42 | Greenfield Load | 0 | 5298290 | 0 | 1365884 | 6664174 | 0 | 6664174 | N |  | 2015 | Final | 24.1 | 24.1 | 24.1 | 2013 | 2013-09-18 | 2013-09-18 | 2014-12-16 | 2013 |  | 1.063 | 7084310.8003 | 7084310.8003 | 42 | 42 | 37.8
[10 empty] | Greenfield Load |  |  |  |  | 0 | 0 |  | N | [5 empty] | 0 |  |  |  |  | 1899 |  | #N/A | #N/A | #N/A |  |  | 0
[10 empty] | Greenfield Load |  |  |  |  | 0 | 0 |  | N | [5 empty] | 0 |  |  |  |  | 1899 |  | #N/A | #N/A | #N/A |  |  | 0
[10 empty] | Greenfield Load |  |  |  |  | 0 | 0 |  | N | [5 empty] | 0 |  |  |  |  | 1899 |  | #N/A | #N/A | #N/A |  |  | 0
| Totals |  | 92 Projects | [8 empty] | 687063867 | 333015114.99 | 318867797 | 1338946779.99 | 689173029.64 | 652490686 |  | 20292672 |  |  |  |  | 2017.654 | [7 empty] | #N/A | #N/A | 5197.76 | 5197.76 | 4677.984
[15 empty] | 14553769.3477 | [8 empty] | 21.931
14553769.3477

## Pre-AESO Projects
Alberta Electric System Operator
2018 ISO Tariff Application
Appendix G - Point of Delivery Cost Function Workbook
Data for Greenfield Projects With 1987-1999 In-Service Dates ("Pre-AESO")
August 17, 2018
Proj # | Name/Sub | Sub # | Category | Book Value ($ nominal) | Original DTS | Current DTS | Max DTS | ISD | ISD-1 | Notes | Escalation to 2018 | Participant-Related Costs ($ 2018) | Capacity (MVA) | Adjusted Capacity (MVA) | Capacity (MW)
Pre-01 | Laura Lake | 661S | Small | 1076035.6797 | 0.1 | 2.2 | 2.2 | 1990 | 1989 |  | 2.3172 | 2493371.1786 | 7.5 | 7.5 | 6.75
Pre-02 | ESSO Judy Creek | 638S | Small | 583612.572 | 1.464 | 1.464 | 1.464 | 1987 | 1986 |  | 2.56 | 1494022.3849 | 5 | 5 | 4.5
Pre-03 | Whitewood Mine | 292S | Small | 835903.4235 | 4.075 | 0 | 4.075 | 1990 | 1989 |  | 2.3172 | 1936940.8874 | 11.2 | 11.2 | 10.08
Pre-04 | Chappice Lake | 649S | Small | 3869472.9385 | 4.234 | 10 | 10 | 1991 | 1990 |  | 2.2035 | 8526519.3308 | 15 | 15 | 13.5
Pre-05 | Ricinus | 581S | Small | 1614053.5195 | 4.8 | 4.8 | 4.8 | 1988 | 1987 |  | 2.5106 | 4052182.6998 | 17.9 | 17.9 | 16.11
Pre-06 | Baymag | 437S | Small | 3975860.6469 | 5.1 | 2.3 | 5.1 | 1989 | 1988 | $61,574 buydown | 2.4267 | 9648217.4286 | 33.2 | 33.2 | 29.88
Pre-07 | Fickle Lake | 406S | Small | 2668811.6575 | 5.558 | 6.9 | 6.9 | 1997 | 1996 |  | 1.8845 | 5029432.7187 | 25 | 25 | 22.5
Pre-08 | Monarch | 492S | Small | 2489472.3775 | 5.784 | 11.8 | 11.8 | 1987 | 1986 |  | 2.56 | 6372939.2356 | 42 | 42 | 37.8
Pre-09 | Buck Lake | 454S | Small | 1562379.4897 | 6 | 9.7 | 9.7 | 1997 | 1996 |  | 1.8845 | 2944337.6053 | 25 | 25 | 22.5
Pre-10 | Riverbend | 618S | Small | 5817887.8274 | 6.12 | 6.12 | 6.12 | 1990 | 1989 |  | 2.3172 | 13481108.576 | 25 | 25 | 22.5
Pre-11 | Haynes | 482S | Small | 1136828.6559 | 6.2672 | 6.2672 | 6.2672 | 1987 | 1986 |  | 2.56 | 2910231.1039 | 29.9 | 29.9 | 26.91
Pre-12 | Leismer | 72S | Small | 4857358.8026 | 6.366 | 6.366 | 6.366 | 1993 | 1992 |  | 2.0362 | 9890692.1245 | 42 | 42 | 37.8
Pre-13 | Pegasus Lake | 659S | Small | 2565463.5979 | 6.581 | 8.5 | 8.5 | 1990 | 1989 |  | 2.3172 | 5944647.6688 | 14.9 | 14.9 | 13.41
Pre-14 | Canadian Oxy | 365S | Large | 3264582.8248 | 46.55 | 1 | 46.55 | 1991 | 1990 | buydown | 2.2035 | 7193622.7504 | 83 | 83 | 74.7
Pre-15 | Albchem Beaverhill Creek | 308S | Large | 7593042.7339 | 56.8 | 0 | 56.8 | 1990 | 1989 | $2,753 buydown | 2.3172 | 17594466.6785 | 100 | 100 | 90
Pre-16 | Millar Western | 484S | Large | 5586874.5176 | 81.576 | 81.576 | 81.576 | 1988 | 1987 |  | 2.5106 | 14026199.251 | 187.5 | 187.5 | 168.75
Pre-17 | Ellis | 332S | Large | 7994276.3772 | 95.2 | 95.2 | 95.2 | 1999 | 1998 |  | 1.7788 | 14219904.1769 | 100 | 100 | 90
Pre-18 | Alberta Newsprint | 122S | Large | 10118990.8972 | 122.772 | 122.772 | 122.772 | 1990 | 1989 |  | 2.3172 | 23447549.8691 | 225 | 225 | 202.5
Totals | 18 Projects |  |  | 67610908.5391 |  |  | 486.1902 |  |  |  |  | 151206385.6689 | 989.1 | 989.1 | 890.19

## Upgrade Projects
Alberta Electric System Operator
2018 ISO Tariff Application
Appendix G - Point of Delivery Cost Function Workbook
Data for Upgrade Projects With 2000-2017 In-Service Dates
August 17, 2018
[24 empty] | Pre-Upgrade |  |  | Post-Upgrade
Proj # | TFO | Name/Sub | Sub # | Category | Project Type | Sub Costs ($ nominal) | Line Costs ($ nominal) | Distributed and Indirect ($ nominal) | Participant-Related Costs ($ nominal) | Contributions ($ nominal) | Investment ($ nominal) | O&M? | Facilities in Excess of Standard | GF ISD | Estimate / Actual Cost Year | Type of Estimate | Pre-Upgrade DTS | Incr DTS | Final DTS | Tariff Year | ISD | ISD-1 | Upgrade Details | Transformer Installed Capacity | # of Breakers Pre-Upgrade | Total Installed Capacity | Transformer Installed Capacity | # of Breakers | Total Installed Capacity | Pre-Upgrade Capacity (MVA) | Pre-upgrade MWs | Added MVA | Added Capacity MW | Escalation to 2018 | Participant-Related Costs ($ 2018) | Participant-Related Costs ($ 2018) for Installed
1184 | AML | Fortis Amelia 108S Tx Addition | 108S | DFO-D | Upgrade Load | 13177632 | 717439 | 3376436 | 17271507 | 13115841 | 4155666 | N |  | 2013 | 2016 | Final | 30 | 18.2 | 48.2 | 2011 | 2013 | 2012 | Add second 240/25 kV 30/40/50 MVA Tx | 50 | 7 | 50 | 100 | 11 | 100 | 50 | 45 | 50 | 45 | 1.0925 | 18869341.8852 | 18869341.8852
1481 | AML | Fortis Amelia 108S Breaker Additions | 108S | DFO-D | Upgrade Load | 773836 | 0 | 306396 | 1080232 | 1080232 | 0 | N |  | 2013 | 2016 | Final | 48.2 | 0 | 48.2 | 2013 | 2015 | 2014 | Add four 25kV breakers | 100 | 2 x 25kV | 2 x 25kV | 100 | 2 x 25kV | 2 x 25kV | 53.5556 | 90 | 0 | 0 | 1.0289 | 1111433.1302 | 1111433.1302
457 | AML | Fortis Canmore Upgrade | 118S | DFO-D | Upgrade Load | 1782000 | 0 | 704000 | 2486000 | 2339508 | 444812 | Y |  | 1990 | 2006 | Final | 10.77 | 10 | 20.77 | 2006 | 2007 | 2006 | Add one 15/20/25MVA tx (138/25kV) and one 25kV breaker | 25 | 2 x 25kV | 2 x 25kV | 50 | 2 x 25kV | 2 x 25kV | 11.9667 | 22.5 | 25 | 22.5 | 1.3231 | 3289132.0849 | 3289132.0849
407 | AML | Fortis Brooks | 121S | DFO-D | Upgrade Load | 405090 | 0 | 0 | 405090 | 0 | 405090 | N |  | 1982 | 2006 | Final | 25.4 | 2 | 27.4 | 2003 | 2005 | 2004 | Add one 25kV breaker | 82 | 5 x 25kV | 5 x 25kV | 82 | 5 x 25kV | 5 x 25kV | 28.2222 | 73.8 | 0 | 0 | 1.4838 | 601065.2586 | 601065.2586
706 | AML | Fortis Bruderheim Upgrade | 127S | DFO-D | Upgrade Load | 3266922 | 0 | 1597325 | 4864247 | 4022957 | 1425000 | Y |  | 1984 | 2010 | Final | 14.85 | 14.25 | 29.1 | 2006 | 2009 | 2008 | Add one 25/33/42MVA tx and two 25kV breakers | 25 | 1 x 25kV | 1 x 25kV | 67 | 1 x 25kV | 1 x 25kV | 16.5 | 22.5 | 42 | 37.8 | 1.1995 | 5834621.4152 | 5834621.4152
1070 | AML | Fortis Bruderheim Breaker Add | 127S | DFO-D | Upgrade Load | 433846 | 0 | 301738 | 735584 | 0 | 735584 | N |  | 1984 | 2013 | Final | 34 | 4.9 | 38.9 | 2011 | 2012 | 2011 | Add one 25kV breaker | 67 | 3 x 25kV | 3 x 25kV | 67 | 3 x 25kV | 3 x 25kV | 58.5 | 60.3 | 0 | 0 | 1.1366 | 836079.5285 | 836079.5285
1264 | AML | Fortis Bruderheim 127S Sub Upgrade | 127S | DFO-D | Upgrade Load | 4514966 | 0 | 3065032 | 7579998 | 6912598 | 667400 | N |  | 1984 | 2016 | Final | 38.9 | 7.2 | 46.1 | 2011 | 2014 | 2013 | Replace 15/20/25MVA tx with one 25/33/42MVA tx and add two 25kV breakers | 67 | 4 x 25kV | 4 x 25kV | 84 | 4 x 25kV | 4 x 25kV | 58.5 | 60.3 | 17 | 15.3 | 1.063 | 8057872.093 | 8057872.093
1208 | AML | Fortis Moon Lake Breaker Add | 131S | DFO-D | Upgrade Load | 2037037 | 0 | 525140 | 2562177 | 527077 | 2035100 | N |  | 1961 | 2014 | Final | 14.1 | 11.5 | 25.6 | 2011 | 2013 | 2012 | Add two 25kV breakers | 42 | 2 x 25kV | 2 x 25kV | 42 | 2 x 25kV | 2 x 25kV | 15.6667 | 37.8 | 0 | 0 | 1.0925 | 2799211.0812 | 2799211.0812
655 | AML | Fortis Devon Conductor Repl. | 14S | DFO-D | Upgrade Load | 372822 | 0 | 101699 | 474521 | 128753 | 345768 | Y | 128753 | 1974 | 2009 | Final | 12.053 | 2.339 | 14.392 | 2007 | 2008 | 2007 | Upgrades to jumpers swithches and cables for backup | 53.1 | 3 x 25kV | 3 x 25kV | 53.1 | 3 x 25kV | 3 x 25kV | 15.6667 | 47.79 | 0 | 0 | 1.2532 | 594647.8637 | 755995.1938
733 | AML | Fortis Blackmud Tx Add | 155S | DFO-D | Upgrade Load | 4486141 | 0 | 1251859 | 5738000 | 3798600 | 1939400 | Y | 75000 | 2007 | 2010 | Final | 24.3 | 17.1 | 41.4 | 2007 | 2010 | 2009 | Add one 25/33/42MVA tx (138/25kV) and two 25kV breakers | 42 | 4 x 25kV | 4 x 25kV | 84 | 4 x 25kV | 4 x 25kV | 27 | 37.8 | 42 | 37.8 | 1.1803 | 6772608.0219 | 6861131.1313
1700 | AML | Fortis Lac La Biche Tx Addition | 157S | DFO-D | Upgrade Load | 2526867 | 0 | 1348635 | 3875502 | 3875502 | 0 | N |  |  |  |  | 13.4 | 0 | 13.4 | 2016 | 2017 | 2016 | Add one 42MVS tx (138/25KV) and moving one breaker | 25 | 2 x 25kV |  | 67 |  |  | 14.8889 | 22.5 | 42 | 37.8 | 1.0383 | 4023880.3149 | 4023880.3149
1569 | AML | Fortis Colinton 159S Transformer Replacement | 159S | DFO-D | Upgrade Load | 2281792 | 0 | 1358149 | 3639941 | 3639941 | 0 | N |  | 1997 | 2017 | Final | 17.7 | 0 | 17.7 | 2015 | 2016 | 2015 | Replace tx with 138/25kV and add one 138kv switch | 53.1 | 2 x 25kV |  | 70.1 |  |  | 19.6667 | 47.79 | 17 | 15.3 | 1.0267 | 3737273.0135 | 3737273.0135
401 | AML | Fortis Gainford Tx Replacement | 165S | DFO-T | Upgrade Load | 244000 | 0 | 0 | 244000 | 0 | 244000 | N |  | 1986 | 2003 | PPS | 2 | 1.5 | 3.5 | 2003 | 2005 | 2004 | Replace 3MVA tx with 10MVA tx (138/69-4.16kV) - 8.4MVA currently | 3 | 1 x 4.16kV | 1 x 4.16kV | 10 | 1 x 4.16kV | 1 x 4.16kV | 2.2222 | 2.7 | 7 | 6.3 | 1.4838 | 362042.813 | 362042.813
1412 | AML | Fortis Gainford Tx Replacement | 165S | DFO-T | Upgrade Load | 1765000 | 0 | 2479000 | 4244000 | 0 | 4244000 | N |  | 1986 | 2016 | PPS | 3.5 | 11 | 14.5 | 2016 | 2016 | 2015 | Replace tx with 138/4.16kV 15/20/14 MVA LTC tx | 10 |  |  | 14 |  |  | 3.8889 | 9 | 4 | 3.6 | 1.0267 | 4357484.5496 | 4357484.5496
1318 | AML | FortisAlberta Redwater 171S Two Breaker Addition | 171S | DFO-D | Upgrade Load | 1206315 | 0 | 381409 | 1587724 | 0 | 1587724 | N |  | 1997 | 2015 | Final | 22.3 | 28.9 | 51.2 | 2013 | 2014 | 2013 | Add two 25kV breakers | 89 |  |  | 89 |  |  | 24.7778 | 80.1 | 0 | 0 | 1.063 | 1687820.6183 | 1687820.6183
1194 | AML | Cynthia Upgrade | 178S | DFO-D | Upgrade Load | 1005466 | 0 | 409788 | 1415254 | 0 | 1415254 | N |  | 1980 | 2013 | Final | 5.8 | 9.6 | 15.4 | 2011 | 2012 | 2011 | Upgrade 15MVA regulator with 28MVA regulator and add one 25kV breaker | 25 | 1 x 25kV | 1 x 25kV | 25 | 1 x 25kV | 1 x 25kV | 6.4444 | 22.5 | 0 | 0 | 1.1366 | 1608606.0832 | 1608606.0832
801 | AML | Fortis Dry Creek | 186S | DFO-D | Upgrade Load |  |  |  | 5346612 | 5346612 | 0 | N |  | 2008 | 2010 | Final | 10 | 0 | 10 | 2010 | 2010 | 2009 | Add one 25/33/42MVA tx and three 25kV breakers | 42 | 2 x 25kV | 2 x 25kV | 84 | 2 x 25kV | 2 x 25kV | 11.1111 | 37.8 | 42 | 37.8 | 1.1803 | 6310649.5854 | 6310649.5854
804 | AML | NW Cardiff Upgrade | 191S | DFO-D | Upgrade Load | 6062349 | 106410 | 1589129 | 7757888 | 6382288 | 1375600 | Y | 5100734 | 1982 | 2011 | Final | 14.429 | 9.871 | 24.3 | 2007 | 2010 | 2009 | Add one 15/20/25MVA tx (138/25kV) and two 25kV breakers | 28 | 2 x 25kV | 2 x 25kV | 53 | 2 x 25kV | 2 x 25kV | 16.0322 | 25.2 | 25 | 22.5 | 1.1803 | 9156698.2401 | 15177136.0243
365 | AML | Fortis Blackfalds | 198S | DFO-D | Upgrade Load | 392172.28 | 0 | 0 | 392172 | 0 | 392172 | N |  | 1982 | 2005 | Final | 15.9 | 0.269 | 16.169 | 2003 | 2004 | 2003 | Add one 25kV breaker | 25 | 2 x 25kV | 2 x 25kV | 25 | 2 x 25kV | 2 x 25kV | 17.6667 | 22.5 | 0 | 0 | 1.5199 | 596073.1329 | 596073.1329
708 | AML | Fortis Blackfalds Upgrade | 198S | DFO-D | Upgrade Load | 5456203 | 0 | 0 | 5456203 | 3135427 | 2320776 | N |  | 1982 | 2009 | Final | 16.2 | 11.5 | 27.7 | 2003 | 2008 | 2007 | Add one 15/20/25MVA tx and two 25kV breakers | 25 | 3 x 25kV | 3 x 25kV | 50 | 3 x 25kV | 3 x 25kV | 17.6667 | 22.5 | 25 | 22.5 | 1.2532 | 6837462.3211 | 6837462.3211
1568 | AML | Fortis Blackfalds 198S Upgrade | 198S | DFO-D | Upgrade Load | 2067229 |  | 1424307 | 3491536 | 1312636 | 2178900 | N |  | 1997 | 2016 | Final | 27.7 | 8.1 | 35.8 | 2014 | 2016 | 2015 | Replace two 25 MVA source tx with two 42 MVA source tx and add two 25kV breakers | 50 |  |  | 84 |  |  | 30.7778 | 45 | 34 | 30.6 | 1.0267 | 3584899.6641 | 3584899.6641
398 | AML | East Airdrie | 199S | DFO-D | Upgrade Load | 980390 | 0 | 0 | 980390 | 0 | 980390 | N |  | 1981 | 2006 | Final | 27.329 | 2 | 29.329 | 2003 | 2005 | 2004 | Add two 25kV breakers | 67 | 4 x 25kV | 4 x 25kV | 67 | 4 x 25kV | 4 x 25kV | 30.3656 | 60.3 | 0 | 0 | 1.4838 | 1454685.0549 | 1454685.0549
1642 | AML | Fortis Hughenden 213S Upgrade | 213S | DFO-D | Upgrade Load | 6945335 | 420000 | 2504860 | 9870195 | 8993655 | 876540 | N |  | unknown | 2015 | PPS | 16.12 | 2.78 | 18.9 | 2016 | 2016 | 2015 | Add one 138/25kV 42 MVA tx, change existing T-tap to In/Out | 25 |  |  | 67 |  |  | 17.9111 | 22.5 | 42 | 37.8 | 1.0267 | 10134123.9902 | 10134123.9902
522 | AML | Innisfail Breaker Add | 214S | DFO-D | Upgrade Load | 275976 | 0 | 96847 | 372823 | 0 | 372823 | Y | 0 | 1981 | 2008 | Final | 38.7 | 2.3 | 41 | 2006 | 2007 | 2006 | Add one 25kV breaker | 84 | 5 x 25kV | 5 x 25kV | 84 | 5 x 25kV | 5 x 25kV | 43 | 75.6 | 0 | 0 | 1.3231 | 493267.937 | 493267.937
170 | UNC | Enbridge Terrace Expansion | 216S | AESO | Upgrade Load | 2770420 | 0 | 0 | 2770420 | 0 | 2770420 | N |  | unknown | 2001 | Final | 20.4 | 5.6 | 26 | 2001 | 2002 | 2001 | Replace 9/12/13.4MVA tx with 15/20/25 MVA tx (138/4.16kV) | 38.4 | 2 x 4.16kV | 2 x 4.16kV | 50 | 2 x 4.16kV | 2 x 4.16kV | 22.6667 | 34.56 | 11.6 | 10.44 | 1.6004 | 4433742.5477 | 4433742.5477
1312 | AML | Enbridge Edmonton 216S Transformer | 216S | AESO | Upgrade Load | 4112901 | 0 | 1554325 | 5667226 | 6017052 | 0 | N |  | unknown | 2015 | Final | 23.63 | 0 | 23.63 | 2011 | 2014 | 2013 | Add one 25MVA tx (138/4.14kV) and one 138kV breaker | 50 | 2 x 4.16kV | 2 x 4.16kV | 75 | 2 x 4.16kV | 2 x 4.16kV | 26.2556 | 45 | 25 | 22.5 | 1.063 | 6024511.1186 | 6024511.1186
170 | UNC | Enbridge Terrace Expansion | 221S | AESO | Upgrade Load | 3051130 | 0 | 0 | 3051130 | 0 | 3051130 | N |  | unknown | 2001 | Final | 21.6 | 1 | 22.6 | 2001 | 2002 | 2001 | Replace 9/12/13.4MVA tx and 10/13.3/16.7MVA with two 15/20/25MVA (138/4.16kV) | 30.1 |  |  | 50 |  |  | 24 | 27.09 | 19.9 | 17.91 | 1.6004 | 4882987.0199 | 4882987.0199
1366 | AML | Enbridge Sunken Lake Substation Expansion | 221S | AESO | Upgrade Load | 3573766 | 182192 | 1487198 | 5243156 | 3031156 | 2212000 | N |  |  | 2014 | Final | 25.5 | 14 | 39.5 | 2013 | 2014 | 2013 | Add one 138/4.16kV, 20/26/33 MVA tx | 50 |  |  | 83 |  |  | 28.3333 | 45 | 33 | 29.7 | 1.063 | 5573706.0104 | 5573706.0104
170 | UNC | Enbridge Terrace Expansion | 223S | AESO | Upgrade Load | 3255283 | 0 | 0 | 3255283 | 0 | 3255283 | N |  | unknown | 2001 | Final | 5.4 | 10.6 | 16 | 2001 | 2002 | 2001 | Add 15/20/25MVA tx and install two 138kV breakers | 25 |  |  | 50 |  |  | 6 | 22.5 | 25 | 22.5 | 1.6004 | 5209710.7088 | 5209710.7088
1350 | AML | Strome 223S Transformer Addition | 223S | AESO | Upgrade Load | 4173151 | 0 | 1969618 | 6142769 | 2936654 | 3206115 | N |  |  | 2015 | Final | 16 | 20 | 36 | 2013 | 2014 | 2013 | add one 138/6.9kV, 20/26/33 tx | 50 |  |  | 83 |  |  | 17.7778 | 45 | 33 | 29.7 | 1.063 | 6530034.2954 | 6530034.2954
658 | AML | Ft Assiniboine Upgrade | 234S | DFO-D | Upgrade Load | 3726519 | 0 | 2204887 | 5931406 | 1118206 | 4813200 | Y | 123744 | 1996 | 2011 | Final | 1.6 | 13.2 | 14.8 | 2007 | 2009 | 2008 | Replace existing 7.5MVA tx with 15/20/25MVA tx (138/25kV), add one 25kV breaker | 7.5 | 1 x 25kV | 1 x 25kV | 25 | 1 x 25kV | 1 x 25kV | 1.7778 | 6.75 | 17.5 | 15.75 | 1.1995 | 7114669.2324 | 7263099.07
897 | AML | Fort Assiniboine Upgrade | 234S | DFO-D | Upgrade Load | 2663051 | 0 | 5036288 | 5359627 | 4672427 | 687200 | N |  | 1996 | 2012 | Final | 14.8 | 3 | 17.8 | 2011 | 2011 | 2010 | Add one 15/20/25MVA tx (138/25kV) and one 25kV breaker | 25 | 2 x 25kV | 2 x 25kV | 50 | 2 x 25kV | 2 x 25kV | 16.4444 | 22.5 | 25 | 22.5 | 1.1637 | 6237211.2776 | 6237211.2776
483 | AML | Coaldale Capacity Upgrade | 254S | DFO-D | Upgrade Load | 1879897 | 0 | 697677 | 2577574 | 145900 | 2431674 | N |  | 1986 | 2007 | Final | 20.7 | 18.1 | 38.8 | 2003 | 2006 | 2005 | Add one 25/33/42MVA tx (138/25kV) | 42 | 5 x 25kV | 5 x 25kV | 84 | 5 x 25kV | 5 x 25kV | 23 | 37.8 | 42 | 37.8 | 1.4044 | 3620069.4378 | 3620069.4378
1494 | AML | Fortis Strachan 263S Transformer Addition | 263S | DFO-D | Upgrade Load | 4476571 | 41666 | 1731010 | 6249247 | 4920147 | 1329100 | N |  |  | 2016 | Final | 13.3 | 6 | 19.3 | 2013 | 2015 | 2014 | Add on 138/25kV 25/33/42 MVA LTC tx and add one 25kV breaker | 25 |  |  | 67 |  |  | 14.7778 | 22.5 | 42 | 37.8 | 1.0289 | 6429748.5674 | 6429748.5674
488 | AML | Fortis Jenner Breaker Add | 275S | DFO-D | Upgrade Load | 305826 | 0 | 0 | 305826 | 0 | 305826 | Y | 0 | 1982 | 2007 | Final | 41.3 | 24.2 | 65.5 | 2006 | 2007 | 2006 | Add one 25kV breaker | 191 | 9 x 25kV | 9 x 25kV | 191 | 9 x 25kV | 9 x 25kV | 45.8889 | 171.9 | 0 | 0 | 1.3231 | 404626.7534 | 404626.7534
1692 | AML | Fortis Jenner 275S Feeder Breaker Addition | 275S | DFO-D | Upgrade Load | 1157000 | 0 | 980000 | 2137000 | 2137000 | 0 | N |  |  | 2016 | PPS | 65.5 | 0 | 65.5 | 2016 | 2017 | 2016 | Add three 25kV breaker | 191 |  |  | 191 |  |  | 72.7778 | 171.9 | 0 | 0 | 1.0383 | 2218817.6481 | 2218817.6481
318 | AML | Hayter | 277S | DFO-D | Upgrade Load |  |  |  | 479272 | 0 | 479272 | N |  | 1996 |  |  | 22.87 | 1 | 23.87 | 2001 | 2002 | 2001 | Add one 25kV breaker | 47 | 1 x 25kV | 1 x 25kV | 47 | 1 x 25kV | 1 x 25kV | 25.4111 | 42.3 | 0 | 0 | 1.6004 | 767020.4006 | 767020.4006
806 | AML | Hayter Breaker Add | 277S | DFO-D | Upgrade Load | 459671 | 0 | 115137 | 574808 | 195130 | 416711 | Y | 0 | 1996 | 2010 | Final | 23.867 | 5.433 | 29.3 | 2007 | 2009 | 2008 | Add one 25kV breaker | 47 | 2 x 25kV | 2 x 25kV | 47 | 2 x 25kV | 2 x 25kV | 26.5189 | 42.3 | 0 | 0 | 1.1995 | 689477.1311 | 689477.1311
1495 | AML | Fortis Hayter 277S 42MVA Transformer and 25KV Breaker Add. | 277S | DFO-D | Upgrade Load | 3629111 | 0 | 1369326 | 4998437 | 4998437 | 0 | N |  | 1996 | 2016 | Final | 29.3 | 0 | 29.3 | 2013 | 2015 | 2014 | Add one 138/25kV 25/33/42 MVA tx and add one 25kV breaker | 47 |  |  | 89 |  |  | 32.5556 | 42.3 | 42 | 37.8 | 1.0289 | 5142810.5082 | 5142810.5082
1386 | AML | Fortis East Camrose 285S Upgrades | 285S | DFO-D | Upgrade Load | 595334 | 0 | 213047 | 808381 | 0 | 808381 | N |  |  | 2014 | Final | 32.7 | 13.5 | 46.2 | 2013 | 2014 | 2013 | Add one 25kV breaker | 94 |  |  | 94 |  |  | 36.3333 | 84.6 | 0 | 0 | 1.063 | 859344.6463 | 859344.6463
928 | AML | Fortis Cochrane Tx Upgrade | 291S | DFO-D | Upgrade Load | 6600579 | 11911 | 2293597 | 8906087 | 8366067 | 540020 | N |  | 1992 | 2016 | Final | 18.02 | 3.48 | 21.5 | 2010 | 2011 | 2010 | Add one 25/33/42MVA tx (138/25kV) | 25 | 4 x 25kV | 4 x 25kV | 67 | 4 x 25kV | 4 x 25kV | 20.0222 | 22.5 | 42 | 37.8 | 1.1637 | 10364367.945 | 10364367.945
1450 | AML | Fortis Cochrane 291S Upgrades | 291S | DFO-D | Upgrade Load | 1980532 | 0 | 3027803 | 5008335 | 2432935 | 2575400 | N |  | 1992 | 2015 | Final | 21.5 | 16.3 | 37.8 | 2013 | 2015 | 2014 | Replace 138/25kV 15/20/25 MVA tx and 20MVA 25kV regulator with 138/25kV 25/33/52MVA LTC tx, add three 25kV breakers | 67 |  |  | 94 |  |  | 23.8889 | 60.3 | 27 | 24.3 | 1.0289 | 5152994.3993 | 5152994.3993
170 | UNC | Enbridge Terrace Expansion | 296S | AESO | Upgrade Load | 708722 | 0 | 0 | 708722 | 0 | 708722 | N |  | unknown | 2001 | Final | 17.7 | 8.8 | 26.5 | 2001 | 2002 | 2001 | Changed line configuration to in-out | 66.6 |  |  | 66.6 |  |  | 19.6667 | 59.94 | 0 | 0 | 1.6004 | 1134229.0649 | 1134229.0649
649 | AML | Rosyth Capacity Upgrade | 296S | AESO | Upgrade Load | 2794062 | 0 | 1210298 | 4004360 | 1280860 | 2723500 | Y | 0 | 1997 | 2009 | Final | 26.5 | 33.8 | 60.3 | 2006 | 2008 | 2007 | Add one 15/20/25MVA tx (138/4.16kV) and one 138kV breaker | 66.6 | 2 x 4.16kV | 2 x 4.16kV | 91.6 | 2 x 4.16kV | 2 x 4.16kV | 29.4444 | 59.94 | 25 | 22.5 | 1.2532 | 5018079.5363 | 5018079.5363
1203 | AML | Rimbey Upgrade | 297S | DFO-D | Upgrade Load | 8389673 | 655402 | 2344829 | 11389904 | 10766704 | 623200 | N |  | 1977 | 2016 | Final | 20.5 | 4.1 | 24.6 | 2011 | 2013 | 2012 | Add one 25/33/42MVA tx and one 25kV breaker and one 138kV breaker | 25 | 3 x 25kV | 3 x 25kV | 67 | 3 x 25kV | 3 x 25kV | 22.7778 | 22.5 | 42 | 37.8 | 1.0925 | 12443615.5233 | 12443615.5233
170 | UNC | Enbridge Terrace Expansion | 299S | AESO | Upgrade Load | 1812371 | 0 | 0 | 1812371 | 0 | 1812371 | N |  | 1972 | 2001 | Final | 7.9 | 6.1 | 14 | 2001 | 2002 | 2001 | Replace 9/12/15MVA tx with 15/20/25MVA tx (138/4.16kV) | 15 |  |  | 15 |  |  | 8.7778 | 13.5 | 0 | 0 | 1.6004 | 2900493.9377 | 2900493.9377
363 | AML | Fortis - Acheson Upgrade | 305S | DFO-D | Upgrade Load | 553951 | 0 | 0 | 553951 | 0 | 553951 | N |  | 1975 | 2006 | Final | 21.226 | 4.2 | 25.426 | 2003 | 2005 | 2004 | Add one 25kV breaker | 42 | 3 x 25kV | 3 x 25kV | 42 | 3 x 25kV | 3 x 25kV | 23.5844 | 37.8 | 0 | 0 | 1.4838 | 821942.534 | 821942.534
493 | AML | Acheson Capacity Upgrade | 305S | DFO-D | Upgrade Load | 1964000 | 0 | 606000 | 2570000 | 2570000 | 0 | N |  | 1975 | 2007 | Final | 25.4 | 3.3 | 28.7 | 2006 | 2007 | 2006 | Add one 25/33/42MVA tx (138/25kV) | 42 | 4 x 25kV | 4 x 25kV | 84 | 4 x 25kV | 4 x 25kV | 21.2 | 37.8 | 42 | 37.8 | 1.3231 | 3400269.2913 | 3400269.2913
685 | AML | Acheson Breaker Add | 305S | DFO-D | Upgrade Load | 572352 | 0 | 182599 | 754951 | 0 | 754951 | N |  | 1975 | 2008 | Final | 28.7 | 4.2 | 32.9 | 2003 | 2008 | 2007 | Add two 25kV breakers | 84 | 4 x 25kV | 4 x 25kV | 84 | 4 x 25kV | 4 x 25kV | 63.2 | 75.6 | 0 | 0 | 1.2532 | 946069.8249 | 946069.8249
1574 | AML | Fortis Leduc Transformer and Breakers Addition | 325S | DFO-D | Upgrade Load | 4056645 | 0 | 2046386 | 6103031 | 6103031 | 0 | N |  | 2013 | 2016 | PPS | 28 | 0 | 28 | 2014 | 2016 | 2015 | Add one 138/25kV 25/33/42 MVA LTC tx and add three 25kV breakers | 42 |  |  | 84 |  |  | 31.1111 | 37.8 | 42 | 37.8 | 1.0267 | 6266226.0341 | 6266226.0341
435 | AML | Fortis Air Liquide | 337S | DFO-T | Upgrade Load | 2074000 | 0 | 0 | 2074000 | 632000 | 1442000 | N |  | 1990 | 2005 | PPS | 10.6 | 8.4 | 19 | 2003 | 2005 | 2004 | Add one 20/26/33.3MVA tx (138/13.8kV) | 16.7 | 2 x 4.16kV | 2 x 4.16kV | 49.7 | 2 x 4.16kV | 2 x 4.16kV | 11.7778 | 15.03 | 33 | 29.7 | 1.4838 | 3077363.9102 | 3077363.9102
652 | AML | Fortis Stavely Tx Replace | 349S | DFO-D | Upgrade Load | 2731986 | 84014 | 679363 | 3495363 | 2530363 | 965000 | Y | 0 | 1986 | 2009 | Final | 10.195 | 3.405 | 13.6 | 2006 | 2008 | 2007 | Replace 12/13.5MVA tx with 15/20/25MVA tx (138/25kV) | 13.5 | 1 x 25kV | 1 x 25kV | 25 | 1 x 25kV | 1 x 25kV | 11.3278 | 12.15 | 11.5 | 10.35 | 1.2532 | 4380227.9371 | 4380227.9371
366 | AML | Fortis Plamandon | 353S | DFO-D | Upgrade Load | 396124 | 0 | 0 | 396124 | 0 | 396124 | N |  | 1981 | 2005 | Final | 11.1 | 4.8 | 15.9 | 2003 | 2004 | 2003 | Add one 25kV breaker | 25 | 3 x 25kV | 3 x 25kV | 25 | 3 x 25kV | 3 x 25kV | 12.3333 | 22.5 | 0 | 0 | 1.5199 | 602079.8877 | 602079.8877
1640 | AML | Fortis Plamondon 353S Capacity Increase | 353S | DFO-D | Upgrade Load | 4667184 | 0 | 3440419 | 8107603 | 7282003 | 825600 | N |  | 1981 | 2015 | PPS | 15.9 | 2.5 | 18.4 | 2016 | 2016 | 2015 | Add one 138/25kV 42MVA tx | 25 |  |  | 67 |  |  | 17.6667 | 22.5 | 42 | 37.8 | 1.0267 | 8324400.2844 | 8324400.2844
367 | AML | Fortis Whitecourt | 364S | DFO-D | Upgrade Load | 374641 | 0 | 0 | 374641 | 0 | 374641 | N |  | 1988 | 2005 | Final | 11.211 | 1 | 12.211 | 2003 | 2005 | 2004 | Add one 25kV breaker | 70 | 1 x 25kV | 1 x 25kV | 70 | 1 x 25kV | 1 x 25kV | 12.4567 | 63 | 0 | 0 | 1.4838 | 555885.5799 | 555885.5799
650 | AML | Fortis Burdett Tx Addition | 368S | DFO-D | Upgrade Load | 4746175 | 0 | 0 | 4746175 | 4746175 | 0 | Y | 4746175 | 1981 | 2009 | Final | 23 | 0 | 23 | 2006 | 2008 | 2007 | Add one 25/33/42MVA tx (138/25kV) | 42 | 4 x 25kV | 4 x 25kV | 84 | 4 x 25kV | 4 x 25kV | 25.5556 | 37.8 | 42 | 37.8 | 1.2532 | 5947687.9309 | 11895375.8618
902 | AML | Fortis - Hardisty | 377S | DFO-D | Upgrade Load | 409717 | 0 | 53721 | 463438 | 0 | 463438 | N |  | 2002 | 2011 | Final | 19.2 | 13.5 | 32.7 | 2010 | 2010 | 2009 | Add one 25kV breaker | 42 | 1 x 25kV | 1 x 25kV | 42 | 1 x 25kV | 1 x 25kV | 21.3333 | 37.8 | 0 | 0 | 1.1803 | 546999.6369 | 546999.6369
1202 | AML | Keystone Upgrade | 384S | DFO-D | Upgrade Load | 7190478 | 270430 | 2374256 | 9835164 | 9591964 | 243200 | N |  | 1989 | 2016 | Final | 19.4 | 1.6 | 21 | 2011 | 2013 | 2012 | Add one 25/33/42MVA tx and one 138kV breaker | 25 | 1 x 25kV | 1 x 25kV | 67 | 1 x 25kV | 1 x 25kV | 21.5556 | 22.5 | 42 | 37.8 | 1.0925 | 10745042.2255 | 10745042.2255
1338 | AML | Fortis Spring Coulee Upgrade | 385S | DFO-D | Upgrade Load | 3954594 | 0 | 2313802 | 6268396 | 5746396 | 522000 | N |  | unknown | 2015 | Final | 7.5 | 2 | 9.5 | 2013 | 2014 | 2013 | Add 69/25kV 15/20/25MVA LTC tx | 14.7 |  |  | 39.7 |  |  | 8.3333 | 13.23 | 25 | 22.5 | 1.063 | 6663581.3356 | 6663581.3356
212 | AML | EnCana Deepcut | 394S | DFO-D | Upgrade Load |  |  |  | 3043864 | 0 | 3043864 | N |  | 1978 |  |  | 36.55 | 28 | 64.55 | 2001 | 2004 | 2003 | Add 30/40/50MVA tx (138/13.8kV) and add one 138kV breaker | 76.8 | 4 x 25kV | 4 x 25kV | 126.8 | 4 x 25kV | 4 x 25kV | 40.6111 | 69.12 | 50 | 45 | 1.5199 | 4626453.5731 | 4626453.5731
653 | AML | Fortis Empress Regulator Add | 394S | DFO-D | Upgrade Load | 346360 | 0 | 107652 | 454012 | 83607 | 370405 | Y | 0 | 1977 | 2008 | Final | 64.55 | 1.32 | 65.87 | 2006 | 2008 | 2007 | Upgrade VR1 regulator to 25MVA | 126.8 | 4 x 25kV | 4 x 25kV | 126.8 | 4 x 25kV | 4 x 25kV | 71.7222 | 114.12 | 0 | 0 | 1.2532 | 568946.9295 | 568946.9295
1679 | AML | Fortis Empress 394S Upgrade | 394S | DFO-D | Upgrade Load | 1687000 | 0 | 1237000 | 2924000 | 2924000 | 0 | N |  | 1977 | 2016 | PPS | 65.87 | 0 | 65.87 | 2016 | 2017 | 2016 | Relocate 25kV breaker from T2 to T2, add one 138kV bus tie breaker and add 25kV voltage regulator | 126.8 |  |  | 126.8 |  |  | 73.1889 | 114.12 | 0 | 0 | 1.0383 | 3035948.9018 | 3035948.9018
1382 | AML | Fortis Benbow 397S-Feeder breaker | 397S | DFO-D | Upgrade Load | 1357283 | 0 | 945948 | 2303231 | 423031 | 1880200 | N |  | unknown | 2016 | Final | 24.2 | 11.9 | 36.1 | 2013 | 2014 | 2013 | Add one 25kV breaker | 67 |  |  | 67 |  |  | 26.8889 | 60.3 | 0 | 0 | 1.063 | 2448436.1076 | 2448436.1076
1638 | AML | Fortis Benbow 397S Transformer Upgrade | 397S | DFO-D | Upgrade Load | 577072 | 0 | 816435 | 1393507 | 1393507 | 0 | N |  | unknown | 2017 | Final | 36.1 | 0 | 36.1 | 2015 | 2016 | 2015 | Replace 138/25kV 25 MVA tx-regulatory with one 138/25kV 42MVA LTC tx | 67 |  |  | 84 |  |  | 40.1111 | 60.3 | 17 | 15.3 | 1.0267 | 1430769.3738 | 1430769.3738
874 | AML | Fortis Fickle Lake Tx Upgrade | 406S | DFO-D | Upgrade Load | 2163234 | 0 | 915081 | 3078315 | 2731815 | 346500 | N |  | 1997 | 2011 | Final | 6.4 | 0.5 | 6.9 | 2010 | 2010 | 2009 | Replace 7.5/8.5MVA tx with 15/20/25MVA tx | 8.4 | 1 x 25kV | 1 x 25kV | 25 | 1 x 25kV | 1 x 25kV | 7.1111 | 7.56 | 16.6 | 14.94 | 1.1803 | 3633360.2061 | 3633360.2061
491 | AML | Wetaskiwin Breaker Add | 40S | DFO-D | Upgrade Load | 145513 | 0 | 0 | 145513 | 0 | 145513 | N |  | 1984 | 2007 | Final | 27.9 | 1 | 28.9 | 2006 | 2007 | 2006 | Add one 25kV breaker | 84 | 2 x 25kV | 2 x 25kV | 84 | 2 x 25kV | 2 x 25kV | 31 | 75.6 | 0 | 0 | 1.3231 | 192522.7181 | 192522.7181
1396 | AML | Fortis Broadmoor 420S Additional Circuit Breaker | 420S | DFO-D | Upgrade Load | 197185 | 0 | 154175 | 351360 | 0 | 351360 | N |  | 2009 | 2015 | Final | 20.6 | 5.4 | 26 | 2013 | 2014 | 2013 | Add one circuit breaker and one 25kV feeder | 42 |  |  | 42 |  |  | 22.8889 | 37.8 | 0 | 0 | 1.063 | 373511.1722 | 373511.1722
1597 | AML | Fortis Broadmoor 420S Upgrade | 420S | DFO-D | Upgrade Load | 3179254 | 0 | 946018 | 4125272 | 0 | 4125272 | N |  | 2009 | 2016 | Final | 26 | 27.3 | 53.3 | 2015 | 2016 | 2015 | Add one 138/25kV 25/33/42 MVA LTC tx and connecting three new 25kV feeders | 42 |  |  | 84 |  |  | 28.8889 | 37.8 | 42 | 37.8 | 1.0267 | 4235581.7632 | 4235581.7632
1292 | AML | Fortis Hays 421S Transformer Upgrade | 421S | DFO-D | Upgrade Load | 2722843 | 0 | 1483163 | 4206006 | 3811006 | 395000 | N |  | unknown | 2016 | Final | 30.3 | 2.5 | 32.8 | 2013 | 2014 | 2013 | Replace 138/25kV 15/20/25/28.1 MVA tx with one 138/25kV 42 MVA tx and add two 25kV breakers | 28.1 |  |  | 42 |  |  | 33.6667 | 25.29 | 13.9 | 12.51 | 1.063 | 4471169.8302 | 4471169.8302
364 | AML | Fortis Stony Plain | 434S | DFO-D | Upgrade Load | 887927 | 0 | 0 | 887927 | 0 | 887927 | N |  | 1975 | 2006 | Final | 44.904 | 2 | 46.904 | 2003 | 2005 | 2004 | Add two 25KV breakers | 89 | 4 x 25kV | 4 x 25kV | 89 | 4 x 25kV | 4 x 25kV | 49.8933 | 80.1 | 0 | 0 | 1.4838 | 1317490.118 | 1317490.118
1306 | AML | Fortis Enchant 447S Upgrade | 447S | DFO-D | Upgrade Load | 4382015 | 0 | 1247912 | 5629927 | 5298127 | 331800 | N |  | 1985 | 2016 | Final | 23.1 | 2.1 | 25.2 | 2013 | 2014 | 2013 | Add one 25/33/42MVA tx (138/25kV) and two 25kV breakers | 42 | 2 x 25kV | 2 x 25kV | 84 | 2 x 25kV | 2 x 25kV | 25.6667 | 37.8 | 42 | 37.8 | 1.063 | 5984860.637 | 5984860.637
858 | AML | Fortis Tucuman Upgrade | 478S | DFO-D | Upgrade Load | 3144753 | 0 | 1526289 | 4671042 | 3648042 | 1023000 | N |  | 2009 | 2012 | Final | 28.4 | 13.3 | 41.7 | 2011 | 2011 | 2010 | Add one 25/33/42MVA tx (138/25kV) and two 25kV breakers | 42 | 1 x 25kV | 1 x 25kV | 84 | 1 x 25kV | 1 x 25kV | 31.5556 | 37.8 | 42 | 37.8 | 1.1637 | 5435877.5043 | 5435877.5043
1454 | AML | Fortis Tucuman 478S-T2 25KV Feeder Breaker Addition | 478S | DFO-D | Upgrade Load | 157630 | 0 | 272853 | 430483 | 0 | 430483 | N |  | 2009 | 2015 | Final | 41.7 | 5.7 | 47.4 | 2013 | 2014 | 2013 | Add one 25kV breaker | 84 |  |  | 84 |  |  | 46.3333 | 75.6 | 0 | 0 | 1.063 | 457622.41 | 457622.41
637 | AML | Fortis Tilley Upgrade | 498S | DFO-D | Upgrade Load | 2499282 | 117586 | 1428014 | 4044882 | 2822382 | 1222500 | Y | 1355008 | 1989 | 2009 | Final | 15.5 | 8.4 | 23.9 | 2006 | 2008 | 2007 | Add one 15/20/25MVA tx and one 25kV breaker | 25 | 1 x 25kV | 1 x 25kV | 50 | 1 x 25kV | 1 x 25kV | 17.2222 | 22.5 | 25 | 22.5 | 1.2532 | 5068859.8405 | 6766893.4629
1254 | AML | Fortis Tilley 498S Upgrade | 498S | DFO-D | Upgrade Load | 5552898 | 0 | 422718 | 5975616 | 3634816 | 2340800 | N |  | 1989 | 2014 | Final | 23.9 | 15.4 | 39.3 | 2011 | 2013 | 2012 | Replace two existing 25MVA tx with two 42MVA tx and add three 25kV breakers | 50 | 2 x 25kV | 2 x 25kV | 84 | 2 x 25kV | 2 x 25kV | 26.5556 | 45 | 34 | 30.6 | 1.0925 | 6528436.7646 | 6528436.7646
734 | AML | Fortis Wainwright Tx Add | 51S | DFO-D | Upgrade Load | 6963195 | 14619 | 2929740 | 9907554 | 9238754 | 668800 | N |  | 1974 | 2012 | Final | 20 | 4.4 | 24.4 | 2011 | 2012 | 2011 | Add one 25/33/42MVA tx (138/25kV) and two 25kV breakers | 42 | 2 x 25kV | 2 x 25kV | 84 | 2 x 25kV | 2 x 25kV | 22.2222 | 37.8 | 42 | 37.8 | 1.1366 | 11261124.5993 | 11261124.5993
1594 | AML | Fortis Wainwright Tx Enhanced Reliability | 51S | DFO-D | Upgrade Load | 1535000 | 5600000 | 9706000 | 16841000 | 16841000 | 0 | N |  | 1974 | 2016 | PPS | 24.4 | 0 | 24.4 | 2017 | 2018 | 2017 | Additional line to existing 704L tap-off point, add one 138kV circuit breaker | 84 | 2 x 25kV | 2 x 25kV | 84 | 2 x 25kV | 2 x 25kV | 27.1111 | 75.6 | 0 | 0 | 1.0233 | 17233445.3477 | 17233445.3477
1674 | AML | Fortis Cooking Lake Capacity Increase | 522S | DFO-D | Upgrade Load | 6214452 | 0 | 3732014 | 9946466 | 8921566 | 1024900 | N |  |  | 2016 | PPS | 17.4 | 3.7 | 21.1 | 2015 | 2017 | 2016 | Add one 138/25kV 42MVA tx and one 25kv breaker | 28 |  |  | 70 |  |  | 19.3333 | 25.2 | 42 | 37.8 | 1.0383 | 10327278.5668 | 10327278.5668
711 | AML | Fortis Buffalo Creek Upgrade | 526S | DFO-T | Upgrade Load | 5541988 | 157667 | 2147269 | 7846924 | 5167924 | 2679000 | N |  | 1976 | 2012 | Final | 11.5 | 13.7 | 25.2 | 2010 | 2010 | 2009 | Add one 15/20/25MVA tx (138/25kV), two 138kV breakers and one 25kV breaker | 25 | 2 x 25kV | 2 x 25kV | 50 | 2 x 25kV | 2 x 25kV | 12.7778 | 22.5 | 25 | 22.5 | 1.1803 | 9261788.1543 | 9261788.1543
408 | AML | Fort Saskatchewan | 54S | DFO-D | Upgrade Load | 391000 | 0 | 0 | 391000 | 0 | 391000 | N |  | 1976 | 2005 | Final | 37.7 | 2.042 | 39.742 | 2003 | 2005 | 2004 | Add one 25kV breaker | 94 | 4 x 25kV | 4 x 25kV | 94 | 4 x 25kV | 4 x 25kV | 41.8889 | 84.6 | 0 | 0 | 1.4838 | 580158.77 | 580158.77
698 | AML | Ft Saskatchewan Brkr Add | 54S | DFO-D | Upgrade Load | 704757 | 0 | 444888 | 1149645 | 84284 | 1065361 | N |  | 1976 | 2009 | Final | 39.7 | 20.9 | 60.6 | 2003 | 2008 | 2007 | Add one 25kV breaker | 94 | 5 x 25kV | 5 x 25kV | 94 | 5 x 25kV | 5 x 25kV | 44.1111 | 84.6 | 0 | 0 | 1.2532 | 1440682.1686 | 1440682.1686
696 | AML | Fortis Boyle Conductor Repl | 56S | DFO-D | Upgrade Load | 166322 | 0 | 47621 | 213943 | 0 | 213943 | N |  | 1981 | 2007 | Final | 9.137 | 8.063 | 17.2 | 2006 | 2008 | 2007 | Replace 60m (per feeder) of 1/0ACSR conductor with 477MCM overhead conductor | 28 | 3 x 25kV | 3 x 25kV | 28 | 3 x 25kV | 3 x 25kV | 10.1522 | 25.2 | 0 | 0 | 1.2532 | 268103.5147 | 268103.5147
1636 | AML | Fortis Boyle 56S Transformer Upgrade | 56S | DFO-D | Upgrade Load | 4601447 | 274261 | 1558148 | 6433856 | 6433856 | 0 | N |  | 1981 | 2017 | Final | 17.2 | 0 | 17.2 | 2015 | 2016 | 2015 | Add one 138/25kV 42MVA LTD tx, add one 138kV circuit breaker | 25 |  |  | 67 |  |  | 19.1111 | 22.5 | 42 | 37.8 | 1.0267 | 6605897.2937 | 6605897.2937
1185 | AML | Fortis Sundre Capacity Increase | 575S | DFO-D | Upgrade Load | 1760732 | 255396 | 455044 | 2471172 | 2091172 | 380000 | N |  | 1988 | 2014 | Final | 32.4 | 2.5 | 34.9 | 2011 | 2012 | 2011 | Add one 25kV breaker | 70 | 4 x 25kV | 4 x 25kV | 70 | 4 x 25kV | 4 x 25kV | 36 | 63 | 0 | 0 | 1.1366 | 2808783.6613 | 2808783.6613
568 | AML | Fortis Edson Cable Repl. | 58S | DFO-D | Upgrade Load | 16550 | 0 | 5232 | 21782 | 0 | 21782 | N |  | 1978 | 2007 | Final | 38.04 | 1 | 39.04 | 2006 | 2007 | 2006 | 25kV cable replacement | 84 | 4 x 25kV | 4 x 25kV | 84 | 4 x 25kV | 4 x 25kV | 42.2667 | 75.6 | 0 | 0 | 1.3231 | 28818.9361 | 28818.9361
853 | AML | Fortis Cold Creek | 602S | DFO-D | Upgrade Load | 2234404 | 0 | 1371116 | 3605520 | 363020 | 3242800 | N |  | 1991 | 2011 | Final | 20 | 21.7 | 41.7 | 2010 | 2010 | 2009 | Replace two 15/20/25MVA tx with two 25/33/42MVA (138/25kV) and one 25kV breaker | 50 | 3 x 25kV | 3 x 25kV | 84 | 3 x 25kV | 3 x 25kV | 22.2222 | 45 | 34 | 30.6 | 1.1803 | 4255624.5512 | 4255624.5512
1201 | AML | Fortis Lodgepole Upgrade | 61S | DFO-D | Upgrade Load | 5079868 | 0 | 1909972 | 6989840 | 5012340 | 1977500 | N |  | unknown | 2016 | Final | 13.3 | 10.6 | 23.9 | 2011 | 2013 | 2012 | Add one 25/33/42MVA tx (138/25kV) and two 25kV breakers | 28 | 1 x 25kV | 1 x 25kV | 70 | 1 x 25kV | 1 x 25kV | 14.7778 | 25.2 | 42 | 37.8 | 1.0925 | 7636489.4322 | 7636489.4322
654 | AML | Fortis Red Deer Breaker Add | 63S | DFO-D | Upgrade Load | 462365 | 0 | 125532 | 587897 | 0 | 587897 | Y |  | 1976 | 2007 | Final | 7.29 | 4.41 | 11.7 | 2006 | 2008 | 2007 | Add one 25kV breaker and voltage regulator | 25 | 2 x 25kV | 2 x 25kV | 25 | 2 x 25kV | 2 x 25kV | 8.1 | 22.5 | 0 | 0 | 1.2532 | 736725.4455 | 736725.4455
1394 | AML | Fortis Red Deer 63S Upgrades | 63S | DFO-D | Upgrade Load | 4002584 | 0 | 862670 | 4865254 | 2739354 | 2125900 | N |  | 1976 | 2016 | Final | 11.7 | 10 | 21.7 | 2013 | 2015 | 2014 | Add one 138/25kV 25/33/42 MVA tx and add one 25kV breaker | 25 |  |  | 67 |  |  | 13 | 22.5 | 42 | 37.8 | 1.0289 | 5005780.6863 | 5005780.6863
1294 | AML | Fortis Pegasus Lake 659S - Upgrade | 659S | DFO-D | Upgrade Load | 3151036 | 0 | 1282888 | 4433924 | 4016324 | 417600 | N |  |  | 2016 | Final | 8.5 | 1.6 | 10.1 | 2013 | 2015 | 2014 | Add one 69/25kV 15/20/25 MVA tx | 14.9 |  |  | 39.9 |  |  | 9.4444 | 13.41 | 25 | 22.5 | 1.0289 | 4561992.2667 | 4561992.2667
1670 | AML | Fortis Okotoks 678S-High River 65S Upgrades | 65S | DFO-D | Upgrade Load | 1296525 | 0 | 1394787 | 2691312 | 0 | 2691312 | N |  |  | 2016 | PPS | 31.45 | 24.25 | 55.7 | 2016 | 2017 | 2016 | Add two 25kV breakers | 84 |  |  | 84 |  |  | 34.9444 | 75.6 | 0 | 0 | 1.0383 | 2794352.1583 | 2794352.1583
579 | Lethbridge | Bowron Upgrade | 674S | DFO-D | Upgrade Load | 1971113 | 0 | 1073197 | 3044310 | 1684627 | 1725000 | Y |  | unknown | 2007 | Final | 17.1 | 11 | 28.1 | 2006 | 2009 | 2008 | Add one 18/24/30MVA tx | 30 | 4 x 13.8kV | 4 x 13.8kV | 60 | 4 x 13.8kV | 4 x 13.8kV | 19 | 27 | 30 | 27 | 1.1995 | 3651623.0201 | 3651623.0201
1670 | AML | Fortis Okotoks 678S-High River 65S Upgrades | 678S | DFO-D | Upgrade Load | 7923052 | 0 | 9763495 | 17686547 | 10146677 | 7539870 | N |  |  | 2016 | PPS | 18.79 | 30.51 | 49.3 | 2016 | 2017 | 2016 | Add one 138/25kV 25/33/42 MVA tx and add two 25kV breakeres | 70.1 |  |  | 112.1 |  |  | 20.8778 | 63.09 | 42 | 37.8 | 1.0383 | 18363697.9962 | 18363697.9962
1083 | AML | Willesden Green Upgrade | 68S | DFO-D | Upgrade Load | 4371260 | 0 | 2150278 | 6521538 | 5048168 | 1473370 | N |  | 1981 | 2016 | Final | 7.53 | 5.87 | 13.4 | 2011 | 2012 | 2011 | Add one 30/40/50MVA tx and two 240kV breakers and one 25kV breaker | 42 | 2 x 25kV | 2 x 25kV | 92 | 2 x 25kV | 2 x 25kV | 8.3667 | 37.8 | 50 | 45 | 1.1366 | 7412510.8979 | 7412510.8979
552 | ATCO | ATCO Irish Creek Upgrade | 706S | DFO-D | Upgrade Load | 785000 | 0 | 81000 | 866000 | 0 | 866000 | N |  | 1991 | 2006 | Final | 20.23 | 10.47 | 30.7 | 2006 | 2007 | 2006 | Add one 25kV breaker (5th) | 42 | 4 x 25kV | 4 x 25kV | 42 | 4 x 25kV | 4 x 25kV | 22.4778 | 37.8 | 0 | 0 | 1.3231 | 1145771.6756 | 1145771.6756
1311 | ATCO | ATCO Irish Creek 706S Upgrades | 706S | DFO-D | Upgrade Load | 3958115 | 0 | 1671137 | 5629252 | 3593182 | 2036070 | N |  | 1991 | 2015 | Final | 30.7 | 19.3 | 50 | 2013 | 2014 | 2013 | Add one 144/25kV 25/33/42 MVA tx, one 144kV circuit breaker, one 25 breaker | 42 |  |  | 84 |  |  | 34.1111 | 37.8 | 42 | 37.8 | 1.063 | 5984143.0823 | 5984143.0823
1078 | ATCO | Vegreville Sub Upgrade | 709S | DFO-D | Upgrade Load | 622947 | 0 | 339238 | 962185 | 0 | 962185 | N |  | 1957 | 2012 | Final | 17.66 | 7.34 | 25 | 2011 | 2012 | 2011 | Install second stage cooling fans (tx cap goes from 33 to 41.7MVA) | 71.5 | 5 x 25kV | 5 x 25kV | 71.5 | 5 x 25kV | 5 x 25kV | 19.6222 | 64.35 | 0 | 0 | 1.1366 | 1093638.7702 | 1093638.7702
495 | ATCO | Vermilion Tx Add | 710S | DFO-D | Upgrade Load | 2469000 | 0 | 245000 | 2714000 | 2714000 | 0 | N |  | 1982 | 2008 | Final | 12.974 | 0 | 12.974 | 2003 | 2007 | 2006 | Add one 25/33/41.7MVA tx (144/25kV) and one 144kV breaker | 41.6 | 3 x 25kV | 3 x 25kV | 83.2 | 3 x 25kV | 3 x 25kV | 14.4156 | 37.44 | 41.6 | 37.44 | 1.3231 | 3590790.2166 | 3590790.2166
383 | ATCO | Leming Lake 715S | 715S | DFO-T | Upgrade Load | 2812615 | 0 | 0 | 2812615 | 0 | 2812615 | N |  | 1984 | 2006 | Final | 0.51 | 8 | 8.51 | 2003 | 2006 | 2005 | Add one 30/40/50MVA tx (144/25kV) and one 144kV breaker | 60 | 6 x 25kv | 6 x 25kv | 110 | 6 x 25kv | 6 x 25kv | 0.56667 | 54 | 50 | 45 | 1.4044 | 3950172.372 | 3950172.372
1020 | ATCO | Wabasca Sub Upgrade | 720S | DFO-D | Upgrade Load | 5209320 | 0 | 1102210 | 6311530 | 4512530 | 1799000 | N |  | 1977 | 2011 | Final | 13 | 9 | 22 | 2010 | 2011 | 2010 | Add one 30/40/50MVA tx (240/25kV) | 33.3 | 4 x 25kV | 4 x 25kV | 83.3 | 4 x 25kV | 4 x 25kV | 14.4444 | 29.97 | 50 | 45 | 1.1637 | 7344978.6888 | 7344978.6888
1364 | ATCO | LaCorey Area Capacity Increase | 721S | DFO-T | Upgrade Load | 5969432 | 0 | 2304091 | 8273523 | 3236310 | 5037213 | N |  |  | 2015 | Final | 8.5 | 34 | 42.5 | 2013 | 2014 | 2013 | Ad one 144/25kV 30/40/50 MVA TC tx and four 25kV breakers | 33 |  |  | 83 |  |  | 9.4444 | 29.7 | 50 | 45 | 1.063 | 8795119.7471 | 8795119.7471
503 | ATCO | Crystal Lake Tx Add | 722S | DFO-D | Upgrade Load | 2670000 | 0 | 365000 | 3035000 | 1492931 | 1542069 | N |  | 1972 | 2010 | Final | 31 | 16 | 47 | 2007 | 2008 | 2007 | Add one 30/40/50MVA tx (144/25kV) and one 144kV breaker | 50 | 7 x 25kv | 7 x 25kv | 100 | 7 x 25kv | 7 x 25kv | 34.4444 | 45 | 50 | 45 | 1.2532 | 3803322.2269 | 3803322.2269
925 | ATCO | Crystal Lake Sub Upgrade | 722S | DFO-D | Upgrade Load | 2072635 | 0 | 845200 | 2917835 | 2245835 | 672000 | N |  | 1972 | 2012 | Final | 47 | 9 | 56 | 2010 | 2012 | 2011 | Add four 25kV breakers | 100 | 7 x 25kv | 7 x 25kv | 100 | 7 x 25kv | 7 x 25kv | 81 | 90 | 0 | 0 | 1.1366 | 3316469.7861 | 3316469.7861
821 | AML | Christina Lake Tx Add | 723S | DFO-D | Upgrade Load | 6174012 | 0 | 2111727 | 8285739 | 4532739 | 3753000 | N |  | 2006 | 2011 | Final | 25 | 32 | 57 | 2007 | 2012 | 2011 | Add one 30/40/50MVA tx (260/25kV) and five 25kV breakers | 50 | 4 x 25kV | 4 x 25kV | 100 | 4 x 25kV | 4 x 25kV | 27.7778 | 45 | 50 | 45 | 1.1366 | 9417737.1404 | 9417737.1404
486 | ATCO | Mercer Hill Sub | 728S | DFO-D | Upgrade Load | 247016 | 0 | 0 | 247016 | 0 | 247016 | N |  | 1993 | 2007 | Final | 10.81 | 3.14 | 13.95 | 2003 | 2006 | 2005 | Add fans increasing rating to 16.0MVA | 13.3 | 3 x 25kV | 3 x 25kV | 16 | 3 x 25kV | 3 x 25kV | 12.0111 | 11.97 | 2.7 | 2.43 | 1.4044 | 346921.2027 | 346921.2027
779 | ATCO | Mercer Hill Upgrade | 728S | DFO-D | Upgrade Load | 586284 | 0 | 177172 | 763456 | 35456 | 728000 | N |  | 1993 | 2010 | Final | 13.95 | 4.05 | 18 | 2007 | 2009 | 2008 | Replace 16MVA and 17.5MVA regulator with one 25/33/41.6MVA tx (144/25kV) | 16 | 3 x 25kV | 3 x 25kV | 41.6 | 3 x 25kV | 3 x 25kV | 15.5 | 14.4 | 25.6 | 23.04 | 1.1995 | 915758.7448 | 915758.7448
1416 | ATCO | Mercer Hill Breaker Addition | 728S | DFO-D | Upgrade Load | 794186 | 0 | 584159 | 1378345 | 430345 | 948000 | N |  | 1993 | 2015 | Final | 18 | 6 | 24 | 2013 | 2015 | 2014 | Add one 25kV breaker | 41.6 |  |  | 41.6 |  |  | 20 | 37.44 | 0 | 0 | 1.0289 | 1418156.7458 | 1418156.7458
554 | ATCO | Otauwau | 729S | DFO-D | Upgrade Load | 725000 | 0 | 77000 | 802000 | 0 | 802000 | Y |  | 1968 | 2007 | Final | 23 | 8.26 | 31.26 | 2006 | 2007 | 2006 | Add two 25kV breakers and cooling fans | 133.2 | 4 x 25kV | 4 x 25kV | 133.2 | 4 x 25kV | 4 x 25kV | 25.5556 | 119.88 | 0 | 0 | 1.3231 | 1061095.7088 | 1061095.7088
1581 | ATCO | Simonette Transformer Upgrade Capacity Increase | 733S | DFO-D | Upgrade Load | 3400241 | 0 | 1844350 | 5244591 | 1589691 | 3654900 | N |  | unknown | 2016 | Final | 7.44 | 9.36 | 16.8 | 2015 | 2016 | 2015 | Replace 144/25kV 10/13MVA tx with 144/35kV 30/40/50MVA LTC tx | 13 |  |  | 50 |  |  | 8.2667 | 11.7 | 37 | 33.3 | 1.0267 | 5384831.3505 | 5384831.3505
880 | ATCO | Sturgeon Tx Upgrade | 734S | DFO-D | Upgrade Load | 3062663 | 0 | 869825 | 3932488 | 3406971 | 525517 | N |  | 1966 | 2012 | Final | 8.95 | 2.05 | 11 | 2010 | 2011 | 2010 | Add one 25/33/41.6MVA tx | 33 | 3 x 25kV | 3 x 25kV | 66.6 | 3 x 25kV | 3 x 25kV | 9.9444 | 29.7 | 33.6 | 30.24 | 1.1637 | 4576392.8166 | 4576392.8166
1047 | ATCO | Swan River Sub Upgrade | 735S | DFO-D | Upgrade Load | 3969490 | 0 | 1087178 | 5728668 | 4473668 | 1255000 | N |  | 1965 | 2013 | Final | 10 | 5 | 15 | 2011 | 2013 | 2012 | Replace one 6/8MVA tx with one 15/20/25MVA tx | 16 | 4 x 25kV | 4 x 25kV | 33 | 4 x 25kV | 4 x 25kV | 11.1111 | 14.4 | 17 | 15.3 | 1.0925 | 6258642.9221 | 6258642.9221
1045 | ATCO | Edith Lake Sub Upgrade | 739S | DFO-D | Upgrade Load | 2677127 | 0 | 1326928 | 3344055 | 2138087 | 1205968 | N |  | 1971 | 2013 | Final | 24.066 | 7.934 | 32 | 2011 | 2012 | 2011 | Replace two 6/8MVA tx with one 25/33/41.6MVA tx | 77.6 | 4 x 25kV | 4 x 25kV | 101.6 | 4 x 25kV | 4 x 25kV | 26.74 | 69.84 | 24 | 21.6 | 1.1366 | 3800919.9871 | 3800919.9871
1616 | ATCO | Fox Creek 25KV Breaker Addition | 741S | DFO-D | Upgrade Load | 404411 | 0 | 421685 | 826096 | 0 | 826096 | N |  | unknown | 2016 | Final | 21.68 | 25.75 | 47.43 | 2016 | 2016 | 2015 | Add one 25kV breaker | 83.2 |  |  | 83.2 |  |  | 24.0889 | 74.88 | 0 | 0 | 1.0267 | 848185.805 | 848185.805
362 | AML | Fortis - Sherwood Park | 746S | DFO-D | Upgrade Load | 531399 | 0 | 0 | 531399 | 0 | 531399 | N |  | 1971 | 2006 | Final | 51.8 | 1 | 52.8 | 2003 | 2005 | 2004 | Add one 25kV breaker | 94 | 6 x 25kV | 6 x 25kV | 94 | 6 x 25kV | 6 x 25kV | 57.5556 | 84.6 | 0 | 0 | 1.4838 | 788480.2818 | 788480.2818
924 | ATCO | Flyingshot Sub Upgrade | 749S | DFO-D | Upgrade Load | 734184 | 0 | 491546 | 1225730 | 716690 | 509040 | N |  | 1982 | 2012 | Final | 45.94 | 6.06 | 52 | 2010 | 2011 | 2010 | Add one 25kV breaker | 100 | 7 x 25kV | 7 x 25kV | 100 | 7 x 25kV | 7 x 25kV | 51.0444 | 90 | 0 | 0 | 1.1637 | 1426430.7907 | 1426430.7907
1241 | ATCO | Ksituan River Regulator Upgrade | 754S | DFO-D | Upgrade Load | 1384843 | 0 | 1017882 | 2402725 | 1490725 | 912000 | N |  | unknown | 2014 | Final | 20.29 | 6 | 26.29 | 2011 | 2013 | 2012 | Add one 25kV breaker and upgrade the voltage regulator to 25/33.3/41.6MVA | 41.6 | 3 x 25kV | 3 x 25kV | 41.6 | 3 x 25kV | 3 x 25kV | 22.5444 | 37.44 | 0 | 0 | 1.0925 | 2625007.7356 | 2625007.7356
438 | ATCO | Oyen Upgrade | 767S | DFO-D | Upgrade Load | 121954 | 0 | 0 | 121954 | 8848 | 113106 | N |  | 1978 | 2006 | Final | 8.246 | 1 | 9.246 | 2003 | 2005 | 2004 | Add fans to 72/25kV tx (capacity increase from 5MVA to 6.67MVA) | 30 | 2 x 25kV | 2 x 25kV | 31.67 | 2 x 25kV | 2 x 25kV | 9.1622 | 27 | 1.67 | 1.503 | 1.4838 | 180953.1525 | 180953.1525
748 | ATCO | Three Hills Breaker Add | 770S | DFO-D | Upgrade Load | 251730 | 0 | 72228 | 323958 | 205958 | 118000 | N |  | 1995 | 2010 | Final | 25.541 | 1 | 26.541 | 2007 | 2009 | 2008 | Add one 25kV breaker | 41.7 | 5 x 25kV | 5 x 25kV | 41.7 | 5 x 25kV | 5 x 25kV | 28.3789 | 37.53 | 0 | 0 | 1.1995 | 388584.7664 | 388584.7664
1319 | ATCO | Monitor Upgrades | 774S | DFO-D | Upgrade Load | 1791102 | 0 | 1355685 | 3146787 | 2336097 | 810690 | N |  |  | 2015 | Final | 15.71 | 4.29 | 20 | 2013 | 2015 | 2014 | Replace 20MVA tx with 144kV 41.6MVA tx | 40 |  |  | 61.6 |  |  | 17.4556 | 36 | 21.6 | 19.44 | 1.0289 | 3237677.9482 | 3237677.9482
892 | ATCO | High Level Tx Upgrade | 786S | DFO-D | Upgrade Load | 2668457 | 0 | 1020090 | 2858547 | 2858547 | 0 | N |  | 1972 | 2012 | Final | 13.05 | 0 | 13.05 | 2010 | 2012 | 2011 | Replace 7.5/10MVA with 15/20/25MVA tx (144/25kV) | 30 | 8 x 25kV | 8 x 25kV | 45 | 8 x 25kV | 8 x 25kV | 14.5 | 27 | 15 | 13.5 | 1.1366 | 3249081.8561 | 3249081.8561
504 | ATCO | Valleyview Tx Add | 794S | DFO-D | Upgrade Load | 1520000 | 0 | 137000 | 1657000 | 1657000 | 0 | N |  | 2007 | 2008 | Final | 10.496 | 0 | 10.496 | 2003 | 2007 | 2006 | Add one 15/20/25MVA tx (144/25kV) and one 144kV breaker | 13.3 | 4 x 25kV | 4 x 25kV | 38.3 | 4 x 25kV | 4 x 25kV | 11.6622 | 11.97 | 25 | 22.5 | 1.3231 | 2192313.7026 | 2192313.7026
618 | ATCO | Bridge Creek Upgrade | 798S | DFO-T | Upgrade Load | 1462259 | 0 | 311252 | 1773511 | 218511 | 1555000 | Y |  | 1995 | 2009 | Final | 11 | 11.5 | 22.5 | 2006 | 2007 | 2006 | Replace 15/20/25MVA tx (144/25kV) with 25/33.3/41.6MVA tx | 25 | 2 x 25kV | 2 x 25kV | 41.6 | 2 x 25kV | 2 x 25kV | 12.2222 | 22.5 | 16.6 | 14.94 | 1.3231 | 2346464.9771 | 2346464.9771
712 | ATCO | Friedenstal Tx Add | 800S | DFO-D | Upgrade Load | 5460396 | 0 | 1481602 | 6941998 | 6685998 | 256000 | Y |  | 1980 | 2010 | Final | 7.5 | 1 | 8.5 | 2010 | 2012 | 2011 | Add one 25/33.3MVA tx (144/72kV) and two 144kV breakers | 16.6 | 1 x 25kV | 1 x 25kV | 33.2 | 1 x 25kV | 1 x 25kV | 8.3333 | 14.94 | 16.6 | 14.94 | 1.1366 | 7890414.1674 | 7890414.1674
726 | ATCO | Michichi Creek Breaker Add | 802S | DFO-D | Upgrade Load | 736991 | 0 | 123068 | 860059 | 227036 | 633023 | N |  | 1982 | 2010 | Final | 25.6354 | 5.3646 | 31 | 2007 | 2009 | 2008 | Add two 25kV breakers | 133 | 4 x 25kV | 4 x 25kV | 133 | 4 x 25kV | 4 x 25kV | 28.4838 | 119.7 | 0 | 0 | 1.1995 | 1031633.1921 | 1031633.1921
530 | ATCO | Weyerhaeuser Tx Add | 808S | DFO-T | Upgrade Load | 3177204 | 0 | 225706 | 3402910 | 1186259 | 2625000 | Y |  | 1982 | 2008 | Final | 25 | 20 | 45 | 2006 | 2007 | 2006 | Add one 25/33.3/41.7MVA tx (144/38kV) and one 144kV breaker | 41.6 | 1 x 13.8kV | 1 x 13.8kV | 83.2 | 1 x 13.8kV | 1 x 13.8kV | 27.7778 | 37.44 | 41.6 | 37.44 | 1.3231 | 4502260.846 | 4502260.846
755 | ATCO | Dome Cutbank Regulator | 810S | DFO-D | Upgrade Load | 512564 | 0 | 109776 | 622340 | 22026 | 620400 | Y |  | 1983 | 2010 | Final | 8.698 | 3.302 | 12 | 2007 | 2009 | 2008 | Replace the 10/13MVA regulator with a bank of 3x800A voltage regulators | 26 | 1 x 25kV | 1 x 25kV | 26 | 1 x 25kV | 1 x 25kV | 9.6644 | 23.4 | 0 | 0 | 1.1995 | 746491.3462 | 746491.3462
1081 | ATCO | Dome Cutbank Breaker Add | 810S | DFO-D | Upgrade Load | 482776 | 0 | 158397 | 641173 | 0 | 641173 | N |  | 1983 | 2012 | Final | 12 | 4 | 16 | 2011 | 2011 | 2010 | Add one 25kV breaker | 26 | 1 x 25kV | 1 x 25kV | 26 | 1 x 25kV | 1 x 25kV | 9.6644 | 23.4 | 0 | 0 | 1.1637 | 746158.5417 | 746158.5417
307 | ATCO | Norcen-812S 144/25 kV Station Upgrade | 812S | DFO-D | Upgrade Load |  |  |  | 1660000 | 0 | 1660000 | N |  | 1985 |  |  | 9.07 | 1.002 | 10.072 | 2001 | 2004 | 2003 | Add one 25kV breaker, new 25kV bus, add fans | 13.3 | 1 x 25kV | 1 x 25kV | 15.5 | 1 x 25kV | 1 x 25kV | 10.0778 | 11.97 | 2.2 | 1.98 | 1.5199 | 2523080.1808 | 2523080.1808
1466 | ATCO | Norcen Substation Capacity | 812S | DFO-D | Upgrade Load | 2314182 | 0 | 2199950 | 4514132 | 3227924 | 1286208 | N |  | 1985 | 2016 | Final | 10.07 | 4.93 | 15 | 2013 | 2016 | 2015 | Replace one 15.5 MVA tx with 25 MVA tx | 15.5 |  |  | 25 |  |  | 11.1889 | 13.95 | 9.5 | 8.55 | 1.0267 | 4634839.8787 | 4634839.8787
1091 | AML | Winefred Sub Upgrade | 818S | DFO-D | Upgrade Load | 4406361 | 0 | 2336295 | 6742656 | 3279692 | 3462964 | N |  | 1982 | 2016 | Final | 16.06 | 24.34 | 40.4 | 2011 | 2012 | 2011 | Add one 25/33/42MVA tx | 25 | 4 x 25kV | 4 x 25kV | 67 | 4 x 25kV | 4 x 25kV | 17.8444 | 22.5 | 42 | 37.8 | 1.1366 | 7663838.0519 | 7663838.0519
666 | ATCO | Hanginstone Upgrade | 820S | DFO-D | Upgrade Load | 2710205 | 0 | 365079 | 3075284 | 1610284 | 1465000 | Y | 90895 | 1987 | 2009 | Final | 25.92 | 14.08 | 40 | 2006 | 2009 | 2008 | Add one 25/33/42MVA tx (144/25kV) and one 144kV breaker | 41.6 | 7 x 25kv | 7 x 25kv | 83.6 | 7 x 25kv | 7 x 25kv | 28.8 | 37.44 | 42 | 37.8 | 1.1995 | 3688776.0601 | 3797803.8117
556 | ATCO | Cranberry Lake | 827S | DFO-D | Upgrade Load | 2071164 | 0 | 322003 | 2592155 | 1682155 | 910000 | Y | 734936 | 1985 | 2008 | Final | 8.656 | 4.344 | 13 | 2006 | 2008 | 2007 | Add one 15/20/25MVA tx (144kV/25kV) and a 144kV breaker | 13.3 | 2 x 25kV | 2 x 25kV | 38.3 | 2 x 25kV | 2 x 25kV | 9.6178 | 11.97 | 25 | 22.5 | 1.2532 | 3248369.2676 | 4169357.2162
452 | ATCO | Blumenort Upgrade | 832S | DFO-D | Upgrade Load | 2324000 | 0 | 128000 | 2452000 | 1032482 | 1419518 | N |  | 1986 | 2005 | Final | 10.781 | 3.619 | 14.4 | 2003 | 2006 | 2005 | Add one 25kV breaker | 16 | 3 x 25kV | 3 x 25kV | 16 | 3 x 25kV | 3 x 25kV | 11.9789 | 14.4 | 0 | 0 | 1.4044 | 3443707.2462 | 3443707.2462
613 | ATCO | Mariana Lake Add | 833S | DFO-T | Upgrade Load | 288000 | 0 | 38000 | 326000 | 0 | 326000 | N |  | 1999 | 2008 | Final | 6.2 | 2.2 | 8.4 | 2000 | 2007 | 2006 | Add one set of 3x400A voltage regulators | 25 | 1 x 25kV | 1 x 25kV | 25 | 1 x 25kV | 1 x 25kV | 6.8889 | 22.5 | 0 | 0 | 1.3231 | 431318.2058 | 431318.2058
778 | ATCO | Mahihkan Breaker Add | 837S | DFO-T | Upgrade Load | 347983 | 0 | 58031 | 406014 | 0 | 406014 | N |  | 1988 | 2010 | Final | 0.1 | 1.9 | 2 | 2007 | 2009 | 2008 | Add one 25kV breaker | 83.2 | 83.2 | 83.2 | 83.2 | 3 x 25kV | 3 x 25kV | 0.11111 | 74.88 | 0 | 0 | 1.1995 | 487010.2154 | 487010.2154
1571 | ATCO | Mahihkan Load Increase-25 KV Breaker Addition | 837S | DFO-T | Upgrade Load | 726580 | 0 | 806760 | 1533340 | 0 | 1533340 | N |  | 1988 | 2016 | PPS | 2 | 11 | 13 | 2014 | 2017 | 2016 | Add one 25kV breaker | 83.2 | 83.2 | 83.2 | 83.2 |  |  | 2.2222 | 74.88 | 0 | 0 | 1.0383 | 1592045.7897 | 1592045.7897
525 | ATCO | ATCO Ruth Lake 848S Capacity Upgrade | 848S | DFO-T | Upgrade Load |  |  |  | 1593137 | 342327 | 1250810 | N |  | 1995 |  | Final | 11.55 | 14 | 25.55 | 2006 | 2007 | 2006 | Add one 30/40/50MVA tx | 167 | 8 x 25kV | 8 x 25kV | 217 | 8 x 25kV | 8 x 25kV | 12.8333 | 150.3 | 50 | 45 | 1.3231 | 2107818.9953 | 2107818.9953
1324 | AML | Fortis Round Hill 852S Breaker Addition | 852S | DFO-D | Upgrade Load | 1892666 | 0 | 312927 | 2205593 | 0 | 2205593 | N |  | 2012 | 2015 | Final | 15.8 | 12.3 | 28.1 | 2013 | 2015 | 2014 | Add one 25kV breaker | 100 |  |  | 100 |  |  | 17.5556 | 90 | 0 | 0 | 1.0289 | 2269298.7542 | 2269298.7542
511 | ATCO | Kinosis Breaker Add | 856S | DFO-T | Upgrade Load | 256176 | 0 | 32974 | 289150 | 0 | 289150 | N |  | 2004 | 2006 | Final | 13.95 | 4.05 | 18 | 2003 | 2005 | 2004 | Add one 25kV breaker | 250 | 4 x 25kV | 4 x 25kV | 250 | 4 x 25kV | 4 x 25kV | 15.5 | 225 | 0 | 0 | 1.4838 | 429035.5712 | 429035.5712
1094 | ATCO | Kinosis Breaker Add | 856S | DFO-T | Upgrade Load | 634919 | 0 | 301758 | 936677 | 24677 | 912000 | N |  | 2004 | 2013 | Final | 18 | 6 | 24 | 2011 | 2012 | 2011 | Add one 25kV breaker | 250 | 5 x 25kV | 5 x 25kV | 250 | 5 x 25kV | 5 x 25kV | 15.5 | 225 | 0 | 0 | 1.1366 | 1064645.8658 | 1064645.8658
775 | ATCO | Crow Lake Breaker Add | 860S | DFO-D | Upgrade Load | 979400 | 0 | 192659 | 1172059 | 267059 | 905000 | N |  | 2002 | 2010 | Final | 8 | 7 | 15 | 2007 | 2009 | 2008 | Add one 25kV breaker and voltage regulator | 16.6 | 1 x 4.16kV | 1 x 4.16kV | 16.6 | 1 x 4.16kV | 1 x 4.16kV | 8.8889 | 14.94 | 0 | 0 | 1.1995 | 1405874.4429 | 1405874.4429
1646 | ATCO | Eureka River 861S Capacity Increase | 861S | DFO-D | Upgrade Load | 4023975 | 0 | 2418919 | 6442894 | 4207694 | 2235200 | N |  | unknown | 2016 | PPS | 2.88 | 3.52 | 6.4 | 2016 | 2017 | 2016 | Add one 16.6MVA tx | 8 |  |  | 24.6 |  |  | 3.2 | 7.2 | 16.6 | 14.94 | 1.0383 | 6689568.045 | 6689568.045
467 | ATCO | Seal Lake | 869S | DFO-D | Upgrade Load | 2220759 | 110000 | 151000 | 2481759 | 1141470 | 1340289 | N |  | 1996 | 2005 | Final | 5.7 | 7.9 | 13.6 | 2003 | 2006 | 2005 | Add one 25/30/35MVA tx and one 25kV breaker | 13.3 | 2 x 25kV | 2 x 25kV | 48.3 | 2 x 25kV | 2 x 25kV | 6.3333 | 11.97 | 35 | 31.5 | 1.4044 | 3485502.2233 | 3485502.2233
437 | ATCO | Brintnell Upgrade | 876S | DFO-D | Upgrade Load | 3027434 | 0 | 0 | 3027434 | 1021434 | 2006000 | N |  | 2001 | 2009 | PPS | 23 | 17 | 40 | 2007 | 2009 | 2008 | Replace one 41.6MVA with one 30/40/50MVA tx | 46.7 | 2 x 25kV | 2 x 25kV | 96.7 | 2 x 25kV | 2 x 25kV | 25.5556 | 42.03 | 50 | 45 | 1.1995 | 3631380.4068 | 3631380.4068
1233 | ATCO | Britnell 876S Upgrade | 876S | DFO-D | Upgrade Load | 2270653 | 0 | 1152137 | 3422790 | 2602790 | 820000 | N |  | 2001 | 2014 | Final | 40 | 10 | 50 | 2011 | 2012 | 2011 | Add two 25kV breakers | 96.7 | 2 x 25kV | 2 x 25kV | 96.7 | 2 x 25kV | 2 x 25kV | 44.4444 | 87.03 | 0 | 0 | 1.1366 | 3890411.7673 | 3890411.7673
361 | AML | Fortis Suffield 895S | 895S | DFO-D | Upgrade Load |  |  |  | 761205 | 0 | 761205 | N |  | 1986 |  |  | 12.22 | 13 | 25.22 | 2001 | 2003 | 2002 | Add one 25kV breaker | 31 | 2 x 25kV | 2 x 25kV | 67 | 2 x 25kV | 2 x 25kV | 13.5778 | 27.9 | 36 | 32.4 | 1.5396 | 1171978.0513 | 1171978.0513
645 | AML | Fortis Suffield Breaker Add | 895S | DFO-D | Upgrade Load | 125437 | 0 | 45891 | 171328 | 0 | 171328 | N |  | 1986 | 2008 | Final | 25.22 | 1 | 26.22 | 2003 | 2007 | 2006 | Add one 25kV breaker | 67 | 3 x 25kV | 3 x 25kV | 67 | 3 x 25kV | 3 x 25kV | 28.0222 | 60.3 | 0 | 0 | 1.3231 | 226677.5631 | 226677.5631
720 | AML | Edgerton Tx Upgrade | 899S | DFO-D | Upgrade Load | 3598589 | 0 | 0 | 2723589 | 1103319 | 1620270 | Y |  | 1974 | 2011 | Final | 5.29 | 3.91 | 9.2 | 2007 | 2010 | 2009 | Replace 10MVA tx with 15/20/25MVA tx (138/25kV) | 41 | 2 x 25kV | 2 x 25kV | 56 | 2 x 25kV | 2 x 25kV | 5.8778 | 36.9 | 15 | 13.5 | 1.1803 | 3214674.2262 | 3214674.2262
1554 | ATCO | Bauer 918S Transformer Addition | 918S | DFO-T | Upgrade Load | 2523545 | 0 | 1376267 | 3899812 | 298812 | 3601000 | N |  | 2013 | 2017 | Final | 18 | 13 | 31 | 2016 | 2016 | 2015 | Add one 144/4.16kV 15/20/25 MVA tx | 25 |  |  | 50 |  |  | 20 | 22.5 | 25 | 22.5 | 1.0267 | 4004092.9634 | 4004092.9634
1570 | ATCO | Bohn Capacity Increase-Transformer Addition | 931S | DFO-T | Upgrade Load | 3106813 | 190132 | 2205269 | 5502214 | 2958214 | 2544000 | N |  |  | 2016 | PPS | 12 | 7 | 19 | 2014 | 2017 | 2016 | Add one 144/4.16kV 25 MVA tx and one 144kV circuit breaker | 25 |  |  | 50 |  |  | 13.3333 | 22.5 | 25 | 22.5 | 1.0383 | 5712872.9653 | 5712872.9653
1280 | ATCO | Bear Trap 940S Substation Capacity Addition | 940S | DFO-T | Upgrade Load | 2719392 | 0 | 1002666 | 3722058 | 1421058 | 2301000 | N |  |  | 2015 | Final | 10 | 10 | 20 | 2013 | 2014 | 2013 | Add one 144/4.16kV 15/20/25 MVA tx | 25 |  |  | 50 |  |  | 11.1111 | 22.5 | 25 | 22.5 | 1.063 | 3956711.7678 | 3956711.7678
659 | AML | IOL | 95S | DFO-T | Upgrade Load |  |  |  | 143900 | 0 | 143900 |  |  | 1974 |  |  | 51 | 7 | 58 | 2006 | 2007 | 2006 | Install 3 mid span structures to provide clearance and result in increased thermal rating | 149.4 | 2 x 13.8kV | 2 x 13.8kV | 149.4 | 2 x 13.8kV | 2 x 13.8kV | 56.6667 | 134.46 | 0 | 0 | 1.3231 | 190388.6191 | 190388.6191
1240 | ATCO | Pengrowth Lindbergh 969S Breaker Add | 969S | DFO-T | Upgrade Load | 1378938 | 0 | 950447 | 2329385 | 0 | 2329385 | N |  |  | 2014 | Final | 9 | 12 | 21 | 2011 | 2014 | 2013 | Add one 25kV breaker | 16.7 |  |  | 16.7 |  |  | 10 | 15.03 | 0 | 0 | 1.063 | 2476238.9628 | 2476238.9628
317 | AML | St. Albert | 99S | DFO-D | Upgrade Load |  |  |  | 2425000 | 0 | 2425000 | N |  | 1978 |  |  | 26.67 | 8.46 | 35.13 | 2001 | 2003 | 2002 | Add 25/33/42MVA 138/25kV tx and add one 25kV breaker | 47 | 3 x 25kV | 3 x 25kV | 89 | 3 x 25kV | 3 x 25kV | 29.6333 | 42.3 | 42 | 37.8 | 1.5396 | 3733615.4838 | 3733615.4838
1510 | AML | Fortis North St. Albert 99S Breaker Add. | 99S | DFO-D | Upgrade Load | 521742 | 0 | 486967 | 1008709 | 1008709 | 0 | N |  | 1978 | 2016 | Final | 35.13 | 0 | 35.13 | 2013 | 2015 | 2014 | Add one 25kV breaker | 89 |  |  | 89 |  |  | 39.0333 | 80.1 | 0 | 0 | 1.0289 | 1037844.2791 | 1037844.2791
1678 | EPCOR | Dome Substation D84 Feeder Reactor Addition | DOME | DFO-D | Upgrade Load | 149469 | 0 | 33331 | 182800 | 0 | 182800 | N |  |  | 2016 | Final | 71.19 | 3.81 | 75 | 2016 | 2016 | 2015 | Add one 15kV feeder | 500 |  |  | 500 |  |  | 79.1 | 450 | 0 | 0 | 1.0267 | 187688.0716 | 187688.0716
409 | EPCOR | East Industrial | EASTINDUST | DFO-D | Upgrade Load | 4683995 | 0 | 0 | 4683995 | 4683995 | 0 | N |  | unknown | 2005 | Final | 50.9 | 0 | 50.9 | 2003 | 2005 | 2004 | Add one 37.5/50/63MVA tx and two 25kV breakers | 63 | 4 x 25kV | 4 x 25kV | 126 | 4 x 25kV | 4 x 25kV | 56.5556 | 56.7 | 63 | 56.7 | 1.4838 | 6950027.5644 | 6950027.5644
620 | EPCOR | Petrolia Breaker Add | PETROLIA | DFO-D | Upgrade Load | 36607 | 0 | 2943 | 39550 | 0 | 39550 | Y |  | unknown | 2006 | Final | 66.04 | 1 | 67.04 | 2006 | 2007 | 2006 | Add one 15kV breaker | 133.4 | 10 x 15kV | 10 x 15kV | 133.4 | 10 x 15kV | 10 x 15kV | 73.3778 | 120.06 | 0 | 0 | 1.3231 | 52327.1014 | 52327.1014
1085 | EPCOR | Petrolia Substation Upgrade | PETROLIA | DFO-D | Upgrade Load | 59692 | 0 | 8461 | 68153 | 0 | 68153 | N |  | unknown | 2012 | Final | 67.04 | 2 | 69.04 | 2010 | 2011 | 2010 | Add one 15kV breaker | 133.4 | 11 x 15kV | 11 x 15kV | 133.4 | 11 x 15kV | 11 x 15kV | 73.3778 | 120.06 | 0 | 0 | 1.1637 | 79312.3589 | 79312.3589
589 | Red Deer | Red Deer Upgrade | RD14S | DFO-D | Upgrade Load | 22400 | 0 | 0 | 22790 | 22790 | 0 | N |  | 1974 | 2006 | Final | 36.963 | 0 | 36.963 | 2006 | 2006 | 2005 | Add cooling fans increase from 40MVA to 56MVA | 90 | 3 x 25kV | 3 x 25kV | 106 | 3 x 25kV | 3 x 25kV | 53.07 | 81 | 16 | 14.4 | 1.4044 | 32007.3769 | 32007.3769
836 | Red Deer | Red Deer Breaker Add | RD14S | DFO-D | Upgrade Load | 158614 | 0 | 15000 | 173614 | 0 | 173614 | N |  | 1974 | 2010 | Final | 33.963 | 10.037 | 44 | 2007 | 2009 | 2008 | Add one 25kV breaker | 106 | 3 x 25kV | 3 x 25kV | 106 | 3 x 25kV | 3 x 25kV | 65 | 95.4 | 0 | 0 | 1.1995 | 208248.4632 | 208248.4632
1417 | Red Deer | Red Deer POD RD15S 25KV Switchgear Circuit Addition | RD15S | DFO-D | Upgrade Load | 329793 | 0 | 14800 | 344593 | 134055 | 210538 | N |  |  | 2014 | Final | 53.176 | 2.824 | 56 | 2013 | 2014 | 2013 | Add two 25kV switchgear circuit breakers | 100 |  |  | 100 |  |  | 59.0844 | 90 | 0 | 0 | 1.063 | 366317.5529 | 366317.5529
1575 | EPCOR | Rossdale Substation R19 Breaker Addition | ROSSDALE | DFO-D | Upgrade Load | 66952 | 0 | 15279 | 82231 | 0 | 82231 | N |  |  | 2016 | Final | 107.8 | 2.2 | 110 | 2013 | 2015 | 2014 | Add one 15kV breaker | 290.8 |  |  | 290.8 |  |  | 119.7778 | 261.72 | 0 | 0 | 1.0289 | 84606.1381 | 84606.1381
1480 | ENMAX | No.11 Substation-25KV Breaker Addition | SS-11 | DFO-D | Upgrade Load | 1225788 | 0 | 155895 | 1381683 | 616683 | 765000 | N |  |  | 2016 | Final | 92 | 9 | 101 | 2013 | 2016 | 2015 | Add one 25kV breaker | 200 |  |  | 200 |  |  | 102.2222 | 180 | 0 | 0 | 1.0267 | 1418629.2 | 1418629.2
1644 | ENMAX | 162 Substation 138-25KV 2nd Transformer Addition | SS-162 | DFO-D | Upgrade Load | 4352850 | 0 | 1896079 | 6248929 | 2454929 | 3794000 | N |  |  | 2016 | PPS | 25 | 14 | 39 | 2015 | 2017 | 2016 | Add one 138/25kV 50MVA tx, one 138kV circuit breaker and three 25kV breakers | 50 |  |  | 100 |  |  | 27.7778 | 45 | 50 | 45 | 1.0383 | 6488176.8587 | 6488176.8587
1276 | ENMAX | No 21 Sub Breaker Add | SS-21 | DFO-D | Upgrade Load | 439201 | 0 | 199283 | 638484 | 30484 | 608000 | N |  | unknown | 2014 | Final | 34 | 4 | 38 | 2011 | 2013 | 2012 | Add one 13.8kV breaker (1 x 138/69kV and 2 x 138/13.8kV tx) | 172 | 2 x 13.8kV | 2 x 13.8kV | 172 | 2 x 13.8kV | 2 x 13.8kV | 37.7778 | 154.8 | 0 | 0 | 1.0925 | 697551.9209 | 697551.9209
823 | ENMAX | No 26 Sub | SS-26 | DFO-D | Upgrade Load |  |  |  | 7045331 | 3917108 | 3128223 | Y | 3917108 | unknown | 2006 | Final | 10 | 25 | 35 | 2007 | 2010 | 2009 | Replace two 18/24/30MVA (138/13.8kV) with two 50 MVA txs and six 25kV breakers (remove 4 x 13.8kV breakers) | 60 | 4 x 13.8kV | 4 x 13.8kV | 100 | 4 x 13.8kV | 4 x 13.8kV | 11.1111 | 54 | 40 | 36 | 1.1803 | 8315661.4234 | 12939055.8227
1601 | ENMAX | No 31 Substation 13KV Breakers Addition | SS-31 | DFO-D | Upgrade Load | 2815328 | 0 | 1089716 | 3905044 | 3905044 | 0 | N |  |  | 2015 | PPS | 77 | 0 | 77 | 2013 | 2016 | 2015 | Add two 13.8kV breakers | 133.6 |  |  | 133.6 |  |  | 85.5556 | 120.24 | 0 | 0 | 1.0267 | 4009464.867 | 4009464.867
1046 | ENMAX | SS 32 Sub Upgrade | SS-32 | DFO-D | Upgrade Load | 9861296 | 0 | 2313486 | 12174782 | 10290782 | 1884000 | N |  | unknown | 2014 | Final | 33 | 17 | 50 | 2011 | 2012 | 2011 | Add one (138/13.8kV) 50 MVA tx and one 138kV breaker and one 13.8kV breaker | 60 | 6 x 13.8kV | 6 x 13.8kV | 110 | 6 x 13.8kV | 6 x 13.8kV | 36.6667 | 54 | 50 | 45 | 1.1366 | 13838101.4195 | 13838101.4195
873 | ENMAX | No. 36 Capacity Increase | SS-36 | DFO-D | Upgrade Load | 7304138 | 0 | 2228533 | 9532671 | 8572671 | 960000 | N |  | unknown | 2013 | Final | 38 | 10 | 48 | 2011 | 2012 | 2011 | Add one 50MVA tx (138/25kV) and one 138kV bus and 4 x 25kV breakers (tx = one 50MVA (138/69kV) two 30MVA (138/13.8kV and one 16.7MVA (13.8/25kV)) | 76.7 | 4 x 13.8kV | 4 x 13.8kV | 126.7 | 4 x 13.8kV | 4 x 13.8kV | 42.2222 | 69.03 | 50 | 45 | 1.1366 | 10835025.0622 | 10835025.0622
630 | ENMAX | No. 37 | SS-37 | DFO-D | Upgrade Load | 478183 | 0 | 129738 | 607921 | 100293 | 580578 | Y |  | unknown | 2008 | Final | 36.4 | 3.6 | 40 | 2006 | 2008 | 2007 | Add two 13kV-1200A feeders for backup | 113.3 | 4 x 13.8kV | 4 x 13.8kV | 113.3 | 4 x 13.8kV | 4 x 13.8kV | 40.4444 | 101.97 | 0 | 0 | 1.2532 | 761818.6002 | 761818.6002
1107 | ENMAX | SS 47 Tx Add | SS-47 | DFO-D | Upgrade Load | 6174204 | 0 | 1309644 | 7483848 | 3736848 | 3747000 | N |  | 2010 | 2015 | Final | 16 | 24 | 40 | 2013 | 2015 | 2014 | Add one 50MVA tx (138/25kV) and six 25kV breakers | 50 | 5 x 25kV | 5 x 25kV | 100 | 5 x 25kV | 5 x 25kV | 17.7778 | 45 | 50 | 45 | 1.0289 | 7700009.4502 | 7700009.4502
682 | ENMAX | No. 7 Tx Add | SS-7 | DFO-D | Upgrade Load | 2692659 | 0 | 887104 | 3579763 | 1718409 | 2045469 | Y |  | 2005 | 2011 | Final | 12 | 18 | 30 | 2007 | 2010 | 2009 | Add one 30MVA tx (138/25kV) and two 25kV breakers | 30 | 2 x 25kV | 2 x 25kV | 60 | 2 x 25kV | 2 x 25kV | 13.3333 | 27 | 30 | 27 | 1.1803 | 4225223.3549 | 4225223.3549
677 | ENMAX | No. 8 Cap Increase | SS-8 | DFO-D | Upgrade Load | 3813737 | 0 | 1241948 | 5055685 | 0 | 5662367 | Y |  | unknown | 2011 | Final | 117 | 0 | 117 | 2007 | 2010 | 2009 | Add one 50MVA tx (138/13.2k) and two 13.2kV breakers (existing 3 x 50MVA 138/13.8kV tx and 2 x 80MVA 138/25kV) upgrade for reliability | 310 | 4 x 25kV 6 x 13.8kV | 4 x 25kV 6 x 13.8kV | 360 | 4 x 25kV 6 x 13.8kV | 4 x 25kV 6 x 13.8kV | 130 | 279 | 50 | 45 | 1.1803 | 5967266.0835 | 5967266.0835
643 | ENMAX | No. 9 Upgrade | SS-9 | DFO-D | Upgrade Load | 2391480 | 0 | 1343707 | 3735187 | 4183409 | 0 | Y |  | unknown | 2011 | Final | 53.37 | 0.5 | 53.87 | 2006 | 2010 | 2009 | Replace two 28MVA tx with two 50MVA tx, and one 25kV breaker (existing 2 x 28MVA 138/13.8 and 1 x 30MVA 138/13.8kV) | 86 | 5 x 25kV | 5 x 25kV | 133.3 | 5 x 25kV | 5 x 25kV | 59.3 | 77.4 | 47.3 | 42.57 | 1.1803 | 4408671.5649 | 4408671.5649
[5 empty] | Upgrade Load |  |  |  | 0 | 0 |  | N | [5 empty] | 0 |  |  |  | -1 | [7 empty] | 0 | 0 | 0 | 0 | #N/A | #N/A | #N/A
[5 empty] | Upgrade Load |  |  |  | 0 | 0 |  | N | [5 empty] | 0 |  |  |  | -1 | [7 empty] | 0 | 0 | 0 | 0 | #N/A | #N/A | #N/A
[5 empty] | Upgrade Load |  |  |  | 0 | 0 |  | N | [5 empty] | 0 |  |  |  | -1 | [7 empty] | 0 | 0 | 0 | 0 | #N/A | #N/A | #N/A
[5 empty] | Upgrade Load |  |  |  | 0 | 0 |  | N | [5 empty] | 0 |  |  |  | -1 | [7 empty] | 0 | 0 | 0 | 0 | #N/A | #N/A | #N/A
[5 empty] | Upgrade Load |  |  |  | 0 | 0 |  | N | [5 empty] | 0 |  |  |  | -1 | [7 empty] | 0 | 0 | 0 | 0 | #N/A | #N/A | #N/A
[5 empty] | Upgrade Load |  |  |  | 0 | 0 |  | N | [5 empty] | 0 |  |  |  | -1 | [7 empty] | 0 | 0 | 0 | 0 | #N/A | #N/A | #N/A
| Totals | 175 Projects | [6 empty] | 599442028 | 385004673 | 217812265 |  | 16272353 |  |  |  |  | 1386.1886 | [16 empty] | #N/A | #N/A

## Contract vs Installed
Alberta Electric System Operator
2018 ISO Tariff Application
Appendix G - Point of Delivery Cost Function Workbook
Contract Capacity vs Installed Capacity
August 17, 2018
Proj # | TFO | Connect Type | Sub # | Project Type | Contract Capacity (MW) | Installed Capacity (MW) | Participant-Related Costs ($ 2018) | Installed / Contract |  | Values
476 | AML | DFO-T | 104S | Greenfield Load | 14 | 22.5 | 16861812.371 | 1.6071 |  | Sum of Contract Capacity (MW) | 8083.2992
478 | AML | DFO-T | 106S | Greenfield Load | 8.5 | 15.03 | 6018225.2639 | 1.7682 |  | Sum of Installed Capacity (MW) | 19815.344
473 | AML | DFO-T | 108S | Greenfield Load | 30 | 45 | 14998991.378 | 1.5 |  | Average of Installed / Contract | 2.831
1042 | AML | DFO-D | 140S | Greenfield Load | 13 | 22.5 | 11164764.224 | 1.7308
443 | AML | DFO-D | 155S | Greenfield Load | 24.3 | 35.1 | 11705577.1315 | 1.4444
1195 | AML | DFO-D | 183S | Greenfield Load | 18 | 45 | 31659927.4453 | 2.5
420 | AML | DFO-T | 185S | Greenfield Load | 6 | 22.5 | 9639645.1057 | 3.75
440 | AML | DFO-D | 186S | Greenfield Load | 10 | 37.8 | 16009559.2161 | 3.78
1102 | ATCO | DFO-T | 2014S | Greenfield Load | 20 | 45 | 16293644.7133 | 2.25
324 | AML | DFO-D | 207S | Greenfield Load | 17.2 | 22.5 | 8909412.5785 | 1.3081
1103 | ATCO | DFO-T | 2082S | Greenfield Load | 20 | 23.4 | 17299482.979 | 1.17
386 | AML | DFO-T | 230S | Greenfield Load | 9 | 14.94 | 9951125.0788 | 1.66
80 | TAU | DFO-T | 242S | Greenfield Load | 8 | 14.94 | 6075402.9342 | 1.8675
1052 | AML | DFO-D | 257S | Greenfield Load | 13.6 | 37.8 | 10902702.46 | 2.7794
347 | AML | DFO-T | 286S | Greenfield Load | 10.548 | 75.6 | 9300492.598 | 7.1672
1358 | AML | DFO-T | 293S | Greenfield Load | 27 | 59.4 | 13072655.0328 | 2.2
584 | AML | DFO-D | 325S | Greenfield Load | 28 | 37.8 | 34903749.7068 | 1.35
422 | AML | DFO-T | 348S | Greenfield Load | 24 | 45 | 13650794.5872 | 1.875
944 | EPCOR | DFO-D | 37S | Greenfield Load | 43 | 135 | 26816090.6159 | 3.1395
387 | AML | DFO-T | 404S | Greenfield Load | 7.5 | 14.94 | 9513059.2102 | 1.992
587 | AML | DFO-T | 405S | Greenfield Load | 17.8 | 22.5 | 13152201.5491 | 1.264
585 | AML | DFO-D | 420S | Greenfield Load | 20.6 | 37.8 | 11291169.2052 | 1.835
831 | AML | DFO-D | 422S | Greenfield Load | 19.6 | 37.8 | 20965601.4281 | 1.9286
340 | AML | DFO-T | 431S | Greenfield Load | 22 | 45 | 13309615.571 | 2.0455
334 | AML | DFO-D | 432S | Greenfield Load | 18.8 | 22.5 | 7946371.1127 | 1.1968
343 | AML | DFO-D | 435S | Greenfield Load | 15.6 | 22.5 | 13999715.7402 | 1.4423
358 | AML | DFO-D | 45S | Greenfield Load | 19.8 | 35.1 | 7224852.1864 | 1.7727
702 | AML | DFO-D | 478S | Greenfield Load | 28.4 | 37.8 | 5210153.108 | 1.331
526 | AML and ATCO | DFO-T | 508S | Greenfield Load | 19 | 22.5 | 13758834.1098 | 1.1842
288 | AML | DFO-T | 536S | Greenfield Load | 12 | 22.5 | 4453358.4841 | 1.875
851 | AML | DFO-T | 558S | Greenfield Load | 25 | 29.97 | 12931754.1329 | 1.1988
648 | AML | DFO-D | 580S | Greenfield Load | 15 | 45 | 14973718.1811 | 3
855 | AML | DFO-D | 595S | Greenfield Load | 23 | 37.8 | 28667069.6395 | 1.6435
700 | AML | DFO-T | 635S | Greenfield Load | 9.8 | 37.8 | 7065794.7644 | 3.8571
683 | AML | DFO-D | 651S | Greenfield Load | 30 | 90 | 16032322.5719 | 3
559 | AML | DFO-T | 681S | Greenfield Load | 115 | 360 | 56859498.9565 | 3.1304
1074 | AML | DFO-D | 698S | Greenfield Load | 67 | 90 | 43138834.531 | 1.3433
34 | ATCO | DFO-D | 716S | Greenfield Load | 16 | 45 | 7513412.4542 | 2.8125
433 | AML | DFO-D | 723S | Greenfield Load | 25 | 90 | 22308265.3184 | 3.6
79A | ATCO | DFO-D | 820S | Greenfield Load | 8 | 37.44 | 5082337.554 | 4.68
10A | ATCO | DFO-D | 833S | Greenfield Load | 6.2 | 22.5 | 8916010.3759 | 3.629
345 | ATCO | DFO-D | 849S | Greenfield Load | 35 | 45 | 8368983.1483 | 1.2857
1049 | AML | DFO-D | 852S | Greenfield Load | 15.2 | 90 | 54551770.5092 | 5.9211
230 | ATCO | DFO-D | 856S | Greenfield Load | 17 | 45 | 10739901.17 | 2.6471
79B | ATCO | DFO-D | 860S | Greenfield Load | 8 | 14.94 | 3378833.9951 | 1.8675
10B | ATCO | DFO-D | 875S | Greenfield Load | 9.406 | 22.5 | 9799132.6901 | 2.3921
8 | ATCO | DFO-D | 876S | Greenfield Load | 18 | 42.03 | 11984110.5052 | 2.335
487 | ATCO | DFO-D | 886S | Greenfield Load | 22 | 37.44 | 16606728.7664 | 1.7018
385 | ATCO | DFO-T | 892S | Greenfield Load | 7.5 | 14.94 | 8588070.9825 | 1.992
865 | ATCO | DFO-T | 893S | Greenfield Load | 25 | 29.97 | 8609198.3279 | 1.1988
863 | ATCO | DFO-T | 896S | Greenfield Load | 25 | 29.97 | 8243436.0505 | 1.1988
527 | ATCO | DFO-T | 903S | Greenfield Load | 17 | 22.5 | 6931859.5783 | 1.3235
595 | AML and ATCO | DFO-T | 907S | Greenfield Load | 11 | 37.8 | 19087371.3265 | 3.4364
528 | ATCO | DFO-T | 910S | Greenfield Load | 17 | 22.5 | 5265766.3175 | 1.3235
529 | AML and ATCO | DFO-T | 914S | Greenfield Load | 17 | 22.5 | 7792169.444 | 1.3235
1095 | ATCO | DFO-T | 918S | Greenfield Load | 18 | 22.5 | 11923356.5741 | 1.25
561 | ATCO | DFO-T | 925S | Greenfield Load | 46 | 135 | 58100097.1477 | 2.9348
1018 | ATCO | DFO-D | 927S | Greenfield Load | 3 | 22.5 | 10634643.1356 | 7.5
360 | AML | DFO-D | 92S | Greenfield Load | 22 | 37.8 | 7117471.5516 | 1.7182
1106 | ATCO | DFO-T | 931S | Greenfield Load | 12 | 22.5 | 20217898.4574 | 1.875
899 | ATCO | DFO-D | 933S | Greenfield Load | 25 | 45 | 15172518.3729 | 1.8
1191 | ATCO | DFO-T | 936S | Greenfield Load | 11 | 14.94 | 12628076.4712 | 1.3582
1115 | ATCO | DFO-T | 940S | Greenfield Load | 10 | 22.5 | 24362790.2905 | 2.25
1053 | ATCO and AML | DFO-T | 947S | Greenfield Load | 9 | 14.94 | 14714438.2678 | 1.66
864 | ATCO | DFO-T | 949S | Greenfield Load | 25 | 29.97 | 9825778.201 | 1.1988
834 | ATCO | DFO-T | 950S | Greenfield Load | 45 | 45 | 25798393.9782 | 1
722 | ATCO | DFO-T | 969S | Greenfield Load | 10.5 | 22.5 | 13501544.6431 | 2.1429
927 | ATCO | DFO-T | 989S | Greenfield Load | 60 | 67.5 | 25887106.0371 | 1.125
1068 | ATCO and AML | DFO-T | 993S | Greenfield Load | 11.2 | 22.5 | 26918199.1684 | 2.0089
506 | EPCOR | DFO-D | Cloverbar | Greenfield Load | 20 | 113.4 | 13969254.1626 | 5.67
456 | AML and ENMAX | DFO-D | S47 | Greenfield Load | 16 | 45 | 17647037.0038 | 2.8125
130 | ENMAX | DFO-D | SS-24 | Greenfield Load | 18 | 45 | 8436973.2753 | 2.5
308 | ENMAX | DFO-D | SS26 | Greenfield Load | 10 | 54 | 8875376.2889 | 5.4
829 | ENMAX | DFO-D | SS-54 | Greenfield Load | 20 | 45 | 27761077.1374 | 2.25
425 | ENMAX | DFO-D | SS-6 | Greenfield Load | 17 | 27 | 11725448.5885 | 1.5882
333 | ENMAX | DFO-D | SS-7 | Greenfield Load | 12 | 27 | 7560713.6657 | 2.25
769 | AML and EPCOR | DFO-D | SUMMERSIDE | Greenfield Load | 40 | 135 | 26381292.3432 | 3.375
948 | ATCO | DFO-T | 937S | Greenfield Load | 57 | 225 | 12653662.7711 | 3.9474
1128 | ATCO | DFO-T | 2060S | Greenfield Load | 45 | 225 | 63556235.7183 | 5
1214 | ATCO | DFO-T | 279S | Greenfield Load | 52 | 90 | 22631695.2733 | 1.7308
1225 | ATCO | DFO-T | 2032S | Greenfield Load | 20 | 37.8 | 18636695.7447 | 1.89
1263 | AML and Red Deer | DFO-D | 209S | Greenfield Load | 8 | 27 | 19611656.9927 | 3.375
1309 | ATCO | DFO-T | 2081S | Greenfield Load | 15 | 45 | 16109333.9427 | 3
1349 | AML | DFO-T | 301S | Greenfield Load | 34 | 29.7 | 8967952.2579 | 0.87353
1358 | AML | DFO-T | 293S | Greenfield Load | 27 | 59.4 | 13072655.0328 | 2.2
1404 | ATCO | DFO-T | 193S | Greenfield Load | 35 | 150.984 | 35276341.1649 | 4.3138
1482 | ATCO | DFO-T | 2015S | Greenfield Load | 18.4 | 90 | 18765793.6735 | 4.8913
1515 | AML | DFO-D | 1012S | Greenfield Load | 7.2 | 37.8 | 12992713.9405 | 5.25
1618 | ATCO | DFO-D | 2033S | Greenfield Load | 21 | 45 | 15965955.599 | 2.1429
1634 | ATCO | DFO-D | 2091S | Greenfield Load | 17.9 | 45 | 17172783.979 | 2.514
1258 | AML | DFO-T | 190S | Greenfield Load | 46 | 75.6 | 53518330.2123 | 1.6435
1284 | AML | DFO-D | 574S | Greenfield Load | 24.1 | 37.8 | 7084310.8003 | 1.5685
Pre-01 |  |  |  | Pre-AESO | 2.2 | 6.75 | 2493371.1786 | 3.0682
Pre-02 |  |  |  | Pre-AESO | 1.464 | 4.5 | 1494022.3849 | 3.0738
Pre-03 |  |  |  | Pre-AESO | 4.075 | 10.08 | 1936940.8874 | 2.4736
Pre-04 |  |  |  | Pre-AESO | 10 | 13.5 | 8526519.3308 | 1.35
Pre-05 |  |  |  | Pre-AESO | 4.8 | 16.11 | 4052182.6998 | 3.3563
Pre-06 |  |  |  | Pre-AESO | 5.1 | 29.88 | 9648217.4286 | 5.8588
Pre-07 |  |  |  | Pre-AESO | 6.9 | 22.5 | 5029432.7187 | 3.2609
Pre-08 |  |  |  | Pre-AESO | 11.8 | 37.8 | 6372939.2356 | 3.2034
Pre-09 |  |  |  | Pre-AESO | 9.7 | 22.5 | 2944337.6053 | 2.3196
Pre-10 |  |  |  | Pre-AESO | 6.12 | 22.5 | 13481108.576 | 3.6765
Pre-11 |  |  |  | Pre-AESO | 6.2672 | 26.91 | 2910231.1039 | 4.2938
Pre-12 |  |  |  | Pre-AESO | 6.366 | 37.8 | 9890692.1245 | 5.9378
Pre-13 |  |  |  | Pre-AESO | 8.5 | 13.41 | 5944647.6688 | 1.5776
Pre-14 |  |  |  | Pre-AESO | 46.55 | 74.7 | 7193622.7504 | 1.6047
Pre-15 |  |  |  | Pre-AESO | 56.8 | 90 | 17594466.6785 | 1.5845
Pre-16 |  |  |  | Pre-AESO | 81.576 | 168.75 | 14026199.251 | 2.0686
Pre-17 |  |  |  | Pre-AESO | 95.2 | 90 | 14219904.1769 | 0.94538
Pre-18 |  |  |  | Pre-AESO | 122.772 | 202.5 | 23447549.8691 | 1.6494
1184 | AML | DFO-D |  | Upgrade | 48.2 | 100 | 18869341.8852 | 2.0747
1481 | AML | DFO-D |  | Upgrade | 48.2 | 100 | 1111433.1302 | 2.0747
457 | AML | DFO-D |  | Upgrade | 20.77 | 50 | 3289132.0849 | 2.4073
407 | AML | DFO-D |  | Upgrade | 27.4 | 82 | 601065.2586 | 2.9927
706 | AML | DFO-D |  | Upgrade | 29.1 | 67 | 5834621.4152 | 2.3024
1070 | AML | DFO-D |  | Upgrade | 38.9 | 67 | 836079.5285 | 1.7224
1264 | AML | DFO-D |  | Upgrade | 46.1 | 84 | 8057872.093 | 1.8221
1208 | AML | DFO-D |  | Upgrade | 25.6 | 42 | 2799211.0812 | 1.6406
655 | AML | DFO-D |  | Upgrade | 14.392 | 53.1 | 594647.8637 | 3.6895
733 | AML | DFO-D |  | Upgrade | 41.4 | 84 | 6772608.0219 | 2.029
1700 | AML | DFO-D |  | Upgrade | 13.4 | 67 | 4023880.3149 | 5
1569 | AML | DFO-D |  | Upgrade | 17.7 | 70.1 | 3737273.0135 | 3.9605
401 | AML | DFO-T |  | Upgrade | 3.5 | 10 | 362042.813 | 2.8571
1412 | AML | DFO-T |  | Upgrade | 14.5 | 14 | 4357484.5496 | 0.96552
1318 | AML | DFO-D |  | Upgrade | 51.2 | 89 | 1687820.6183 | 1.7383
1194 | AML | DFO-D |  | Upgrade | 15.4 | 25 | 1608606.0832 | 1.6234
801 | AML | DFO-D |  | Upgrade | 10 | 84 | 6310649.5854 | 8.4
804 | AML | DFO-D |  | Upgrade | 24.3 | 53 | 9156698.2401 | 2.1811
365 | AML | DFO-D |  | Upgrade | 16.169 | 25 | 596073.1329 | 1.5462
708 | AML | DFO-D |  | Upgrade | 27.7 | 50 | 6837462.3211 | 1.8051
1568 | AML | DFO-D |  | Upgrade | 35.8 | 84 | 3584899.6641 | 2.3464
398 | AML | DFO-D |  | Upgrade | 29.329 | 67 | 1454685.0549 | 2.2844
1642 | AML | DFO-D |  | Upgrade | 18.9 | 67 | 10134123.9902 | 3.545
522 | AML | DFO-D |  | Upgrade | 41 | 84 | 493267.937 | 2.0488
170 | UNC | DFO-T |  | Upgrade | 26 | 50 | 4433742.5477 | 1.9231
1312 | AML | DFO-T |  | Upgrade | 23.63 | 75 | 6024511.1186 | 3.1739
170 | UNC | DFO-T |  | Upgrade | 22.6 | 50 | 4882987.0199 | 2.2124
1366 | AML | DFO-T |  | Upgrade | 39.5 | 83 | 5573706.0104 | 2.1013
170 | UNC | DFO-T |  | Upgrade | 16 | 50 | 5209710.7088 | 3.125
1350 | AML | DFO-T |  | Upgrade | 36 | 83 | 6530034.2954 | 2.3056
658 | AML | DFO-D |  | Upgrade | 14.8 | 25 | 7114669.2324 | 1.6892
897 | AML | DFO-D |  | Upgrade | 17.8 | 50 | 6237211.2776 | 2.809
483 | AML | DFO-D |  | Upgrade | 38.8 | 84 | 3620069.4378 | 2.1649
1494 | AML | DFO-D |  | Upgrade | 19.3 | 67 | 6429748.5674 | 3.4715
488 | AML | DFO-D |  | Upgrade | 65.5 | 191 | 404626.7534 | 2.916
1692 | AML | DFO-D |  | Upgrade | 65.5 | 191 | 2218817.6481 | 2.916
318 | AML | DFO-D |  | Upgrade | 23.87 | 47 | 767020.4006 | 1.969
806 | AML | DFO-D |  | Upgrade | 29.3 | 47 | 689477.1311 | 1.6041
1495 | AML | DFO-D |  | Upgrade | 29.3 | 89 | 5142810.5082 | 3.0375
1386 | AML | DFO-D |  | Upgrade | 46.2 | 94 | 859344.6463 | 2.0346
928 | AML | DFO-D |  | Upgrade | 21.5 | 67 | 10364367.945 | 3.1163
1450 | AML | DFO-D |  | Upgrade | 37.8 | 94 | 5152994.3993 | 2.4868
170 | UNC | DFO-T |  | Upgrade | 26.5 | 66.6 | 1134229.0649 | 2.5132
649 | AML | DFO-T |  | Upgrade | 60.3 | 91.6 | 5018079.5363 | 1.5191
1203 | AML | DFO-D |  | Upgrade | 24.6 | 67 | 12443615.5233 | 2.7236
170 | UNC | DFO-T |  | Upgrade | 14 | 15 | 2900493.9377 | 1.0714
363 | AML | DFO-D |  | Upgrade | 25.426 | 42 | 821942.534 | 1.6519
493 | AML | DFO-D |  | Upgrade | 28.7 | 84 | 3400269.2913 | 2.9268
685 | AML | DFO-D |  | Upgrade | 32.9 | 84 | 946069.8249 | 2.5532
1574 | AML | DFO-D |  | Upgrade | 28 | 84 | 6266226.0341 | 3
435 | AML | DFO-T |  | Upgrade | 19 | 49.7 | 3077363.9102 | 2.6158
652 | AML | DFO-D |  | Upgrade | 13.6 | 25 | 4380227.9371 | 1.8382
366 | AML | DFO-D |  | Upgrade | 15.9 | 25 | 602079.8877 | 1.5723
1640 | AML | DFO-D |  | Upgrade | 18.4 | 67 | 8324400.2844 | 3.6413
367 | AML | DFO-D |  | Upgrade | 12.211 | 70 | 555885.5799 | 5.7325
650 | AML | DFO-D |  | Upgrade | 23 | 84 | 5947687.9309 | 3.6522
902 | AML | DFO-D |  | Upgrade | 32.7 | 42 | 546999.6369 | 1.2844
1202 | AML | DFO-D |  | Upgrade | 21 | 67 | 10745042.2255 | 3.1905
1338 | AML | DFO-D |  | Upgrade | 9.5 | 39.7 | 6663581.3356 | 4.1789
212 | AML | DFO-D |  | Upgrade | 64.55 | 126.8 | 4626453.5731 | 1.9644
653 | AML | DFO-D |  | Upgrade | 65.87 | 126.8 | 568946.9295 | 1.925
1679 | AML | DFO-D |  | Upgrade | 65.87 | 126.8 | 3035948.9018 | 1.925
1382 | AML | DFO-D |  | Upgrade | 36.1 | 67 | 2448436.1076 | 1.856
1638 | AML | DFO-D |  | Upgrade | 36.1 | 84 | 1430769.3738 | 2.3269
874 | AML | DFO-D |  | Upgrade | 6.9 | 25 | 3633360.2061 | 3.6232
491 | AML | DFO-D |  | Upgrade | 28.9 | 84 | 192522.7181 | 2.9066
1396 | AML | DFO-D |  | Upgrade | 26 | 42 | 373511.1722 | 1.6154
1597 | AML | DFO-D |  | Upgrade | 53.3 | 84 | 4235581.7632 | 1.576
1292 | AML | DFO-D |  | Upgrade | 32.8 | 42 | 4471169.8302 | 1.2805
364 | AML | DFO-D |  | Upgrade | 46.904 | 89 | 1317490.118 | 1.8975
1306 | AML | DFO-D |  | Upgrade | 25.2 | 84 | 5984860.637 | 3.3333
858 | AML | DFO-D |  | Upgrade | 41.7 | 84 | 5435877.5043 | 2.0144
1454 | AML | DFO-D |  | Upgrade | 47.4 | 84 | 457622.41 | 1.7722
637 | AML | DFO-D |  | Upgrade | 23.9 | 50 | 5068859.8405 | 2.0921
1254 | AML | DFO-D |  | Upgrade | 39.3 | 84 | 6528436.7646 | 2.1374
734 | AML | DFO-D |  | Upgrade | 24.4 | 84 | 11261124.5993 | 3.4426
1594 | AML | DFO-D |  | Upgrade | 24.4 | 84 | 17233445.3477 | 3.4426
1674 | AML | DFO-D |  | Upgrade | 21.1 | 70 | 10327278.5668 | 3.3175
711 | AML | DFO-T |  | Upgrade | 25.2 | 50 | 9261788.1543 | 1.9841
408 | AML | DFO-D |  | Upgrade | 39.742 | 94 | 580158.77 | 2.3653
698 | AML | DFO-D |  | Upgrade | 60.6 | 94 | 1440682.1686 | 1.5512
696 | AML | DFO-D |  | Upgrade | 17.2 | 28 | 268103.5147 | 1.6279
1636 | AML | DFO-D |  | Upgrade | 17.2 | 67 | 6605897.2937 | 3.8953
1185 | AML | DFO-D |  | Upgrade | 34.9 | 70 | 2808783.6613 | 2.0057
568 | AML | DFO-D |  | Upgrade | 39.04 | 84 | 28818.9361 | 2.1516
853 | AML | DFO-D |  | Upgrade | 41.7 | 84 | 4255624.5512 | 2.0144
1201 | AML | DFO-D |  | Upgrade | 23.9 | 70 | 7636489.4322 | 2.9289
654 | AML | DFO-D |  | Upgrade | 11.7 | 25 | 736725.4455 | 2.1368
1394 | AML | DFO-D |  | Upgrade | 21.7 | 67 | 5005780.6863 | 3.0876
1294 | AML | DFO-D |  | Upgrade | 10.1 | 39.9 | 4561992.2667 | 3.9505
1670 | AML | DFO-D |  | Upgrade | 55.7 | 84 | 2794352.1583 | 1.5081
579 | Lethbridge | DFO-D |  | Upgrade | 28.1 | 60 | 3651623.0201 | 2.1352
1670 | AML | DFO-D |  | Upgrade | 49.3 | 112.1 | 18363697.9962 | 2.2738
1083 | AML | DFO-D |  | Upgrade | 13.4 | 92 | 7412510.8979 | 6.8657
552 | ATCO | DFO-D |  | Upgrade | 30.7 | 42 | 1145771.6756 | 1.3681
1311 | ATCO | DFO-D |  | Upgrade | 50 | 84 | 5984143.0823 | 1.68
1078 | ATCO | DFO-D |  | Upgrade | 25 | 71.5 | 1093638.7702 | 2.86
495 | ATCO | DFO-D |  | Upgrade | 12.974 | 83.2 | 3590790.2166 | 6.4128
383 | ATCO | DFO-T |  | Upgrade | 8.51 | 110 | 3950172.372 | 12.926
1020 | ATCO | DFO-D |  | Upgrade | 22 | 83.3 | 7344978.6888 | 3.7864
1364 | ATCO | DFO-T |  | Upgrade | 42.5 | 83 | 8795119.7471 | 1.9529
503 | ATCO | DFO-D |  | Upgrade | 47 | 100 | 3803322.2269 | 2.1277
925 | ATCO | DFO-D |  | Upgrade | 56 | 100 | 3316469.7861 | 1.7857
821 | AML | DFO-D |  | Upgrade | 57 | 100 | 9417737.1404 | 1.7544
486 | ATCO | DFO-D |  | Upgrade | 13.95 | 16 | 346921.2027 | 1.147
779 | ATCO | DFO-D |  | Upgrade | 18 | 41.6 | 915758.7448 | 2.3111
1416 | ATCO | DFO-D |  | Upgrade | 24 | 41.6 | 1418156.7458 | 1.7333
554 | ATCO | DFO-D |  | Upgrade | 31.26 | 133.2 | 1061095.7088 | 4.261
1581 | ATCO | DFO-D |  | Upgrade | 16.8 | 50 | 5384831.3505 | 2.9762
880 | ATCO | DFO-D |  | Upgrade | 11 | 66.6 | 4576392.8166 | 6.0545
1047 | ATCO | DFO-D |  | Upgrade | 15 | 33 | 6258642.9221 | 2.2
1045 | ATCO | DFO-D |  | Upgrade | 32 | 101.6 | 3800919.9871 | 3.175
1616 | ATCO | DFO-D |  | Upgrade | 47.43 | 83.2 | 848185.805 | 1.7542
362 | AML | DFO-D |  | Upgrade | 52.8 | 94 | 788480.2818 | 1.7803
924 | ATCO | DFO-D |  | Upgrade | 52 | 100 | 1426430.7907 | 1.9231
1241 | ATCO | DFO-D |  | Upgrade | 26.29 | 41.6 | 2625007.7356 | 1.5824
438 | ATCO | DFO-D |  | Upgrade | 9.246 | 31.67 | 180953.1525 | 3.4253
748 | ATCO | DFO-D |  | Upgrade | 26.541 | 41.7 | 388584.7664 | 1.5712
1319 | ATCO | DFO-D |  | Upgrade | 20 | 61.6 | 3237677.9482 | 3.08
892 | ATCO | DFO-D |  | Upgrade | 13.05 | 45 | 3249081.8561 | 3.4483
504 | ATCO | DFO-D |  | Upgrade | 10.496 | 38.3 | 2192313.7026 | 3.649
618 | ATCO | DFO-T |  | Upgrade | 22.5 | 41.6 | 2346464.9771 | 1.8489
712 | ATCO | DFO-D |  | Upgrade | 8.5 | 33.2 | 7890414.1674 | 3.9059
726 | ATCO | DFO-D |  | Upgrade | 31 | 133 | 1031633.1921 | 4.2903
530 | ATCO | DFO-T |  | Upgrade | 45 | 83.2 | 4502260.846 | 1.8489
755 | ATCO | DFO-D |  | Upgrade | 12 | 26 | 746491.3462 | 2.1667
1081 | ATCO | DFO-D |  | Upgrade | 16 | 26 | 746158.5417 | 1.625
307 | ATCO | DFO-D |  | Upgrade | 10.072 | 15.5 | 2523080.1808 | 1.5389
1466 | ATCO | DFO-D |  | Upgrade | 15 | 25 | 4634839.8787 | 1.6667
1091 | AML | DFO-D |  | Upgrade | 40.4 | 67 | 7663838.0519 | 1.6584
666 | ATCO | DFO-D |  | Upgrade | 40 | 83.6 | 3688776.0601 | 2.09
556 | ATCO | DFO-D |  | Upgrade | 13 | 38.3 | 3248369.2676 | 2.9462
452 | ATCO | DFO-D |  | Upgrade | 14.4 | 16 | 3443707.2462 | 1.1111
613 | ATCO | DFO-T |  | Upgrade | 8.4 | 25 | 431318.2058 | 2.9762
778 | ATCO | DFO-T |  | Upgrade | 2 | 83.2 | 487010.2154 | 41.6
1571 | ATCO | DFO-T |  | Upgrade | 13 | 83.2 | 1592045.7897 | 6.4
525 | ATCO | DFO-T |  | Upgrade | 25.55 | 217 | 2107818.9953 | 8.4932
1324 | AML | DFO-D |  | Upgrade | 28.1 | 100 | 2269298.7542 | 3.5587
511 | ATCO | DFO-T |  | Upgrade | 18 | 250 | 429035.5712 | 13.8889
1094 | ATCO | DFO-T |  | Upgrade | 24 | 250 | 1064645.8658 | 10.4167
775 | ATCO | DFO-D |  | Upgrade | 15 | 16.6 | 1405874.4429 | 1.1067
1646 | ATCO | DFO-D |  | Upgrade | 6.4 | 24.6 | 6689568.045 | 3.8438
467 | ATCO | DFO-D |  | Upgrade | 13.6 | 48.3 | 3485502.2233 | 3.5515
437 | ATCO | DFO-D |  | Upgrade | 40 | 96.7 | 3631380.4068 | 2.4175
1233 | ATCO | DFO-D |  | Upgrade | 50 | 96.7 | 3890411.7673 | 1.934
361 | AML | DFO-D |  | Upgrade | 25.22 | 67 | 1171978.0513 | 2.6566
645 | AML | DFO-D |  | Upgrade | 26.22 | 67 | 226677.5631 | 2.5553
720 | AML | DFO-D |  | Upgrade | 9.2 | 56 | 3214674.2262 | 6.087
1554 | ATCO | DFO-T |  | Upgrade | 31 | 50 | 4004092.9634 | 1.6129
1570 | ATCO | DFO-T |  | Upgrade | 19 | 50 | 5712872.9653 | 2.6316
1280 | ATCO | DFO-T |  | Upgrade | 20 | 50 | 3956711.7678 | 2.5
659 | AML | DFO-T |  | Upgrade | 58 | 149.4 | 190388.6191 | 2.5759
1240 | ATCO | DFO-T |  | Upgrade | 21 | 16.7 | 2476238.9628 | 0.79524
317 | AML | DFO-D |  | Upgrade | 35.13 | 89 | 3733615.4838 | 2.5334
1510 | AML | DFO-D |  | Upgrade | 35.13 | 89 | 1037844.2791 | 2.5334
1678 | EPCOR | DFO-D |  | Upgrade | 75 | 500 | 187688.0716 | 6.6667 | x
409 | EPCOR | DFO-D |  | Upgrade | 50.9 | 126 | 6950027.5644 | 2.4754
620 | EPCOR | DFO-D |  | Upgrade | 67.04 | 133.4 | 52327.1014 | 1.9899
1085 | EPCOR | DFO-D |  | Upgrade | 69.04 | 133.4 | 79312.3589 | 1.9322
589 | Red Deer | DFO-D |  | Upgrade | 36.963 | 106 | 32007.3769 | 2.8677
836 | Red Deer | DFO-D |  | Upgrade | 44 | 106 | 208248.4632 | 2.4091
1417 | Red Deer | DFO-D |  | Upgrade | 56 | 100 | 366317.5529 | 1.7857
1575 | EPCOR | DFO-D |  | Upgrade | 110 | 290.8 | 84606.1381 | 2.6436
1480 | ENMAX | DFO-D |  | Upgrade | 101 | 200 | 1418629.2 | 1.9802
1644 | ENMAX | DFO-D |  | Upgrade | 39 | 100 | 6488176.8587 | 2.5641
1276 | ENMAX | DFO-D |  | Upgrade | 38 | 172 | 697551.9209 | 4.5263
823 | ENMAX | DFO-D |  | Upgrade | 35 | 100 | 8315661.4234 | 2.8571
1601 | ENMAX | DFO-D |  | Upgrade | 77 | 133.6 | 4009464.867 | 1.7351
1046 | ENMAX | DFO-D |  | Upgrade | 50 | 110 | 13838101.4195 | 2.2
873 | ENMAX | DFO-D |  | Upgrade | 48 | 126.7 | 10835025.0622 | 2.6396
630 | ENMAX | DFO-D |  | Upgrade | 40 | 113.3 | 761818.6002 | 2.8325
1107 | ENMAX | DFO-D |  | Upgrade | 40 | 100 | 7700009.4502 | 2.5
682 | ENMAX | DFO-D |  | Upgrade | 30 | 60 | 4225223.3549 | 2
677 | ENMAX | DFO-D |  | Upgrade | 117 | 360 | 5967266.0835 | 3.0769
643 | ENMAX | DFO-D |  | Upgrade | 53.87 | 133.3 | 4408671.5649 | 2.4745

## 2018 Escalator
Alberta Electric System Operator
2018 ISO Tariff Application
Appendix G - Point of Delivery Cost Function Workbook
Transmission Cost Escalator, 1986-2018
August 17, 2018
Year | Basis | Alberta AWE¹ | Alberta AWE² | Alberta CPI³ | Transmission Escalator | PV Factor | 2014 Escalator
|  | [1] | [2] | [3] | [4] = 65% X [1]or[2] + 35% X [3] | 2018 = 1
1986 | Actual | -0.01904% |  | 3.396% | 1.176% | 2.56 | 1.176%
1987 | Actual | 0.8566% |  | 4.03% | 1.967% | 2.5106 | 1.967%
1988 | Actual | 3.854% |  | 2.717% | 3.456% | 2.4267 | 3.456%
1989 | Actual | 5.009% |  | 4.2% | 4.726% | 2.3172 | 4.726%
1990 | Actual | 4.84% |  | 5.747% | 5.158% | 2.2035 | 5.158%
1991 | Actual | 6.235% |  | 5.835% | 6.095% | 2.0769 | 6.095%
1992 | Actual | 2.262% |  | 1.512% | 2% | 2.0362 | 2%
1993 | Actual | 1.399% |  | 1.097% | 1.293% | 2.0102 | 1.293%
1994 | Actual | 1.157% |  | 1.463% | 1.264% | 1.9851 | 1.264%
1995 | Actual | 0.8522% |  | 2.289% | 1.355% | 1.9586 | 1.355%
1996 | Actual | 4.878% |  | 2.169% | 3.93% | 1.8845 | 3.93%
1997 | Actual | 3.823% |  | 2.065% | 3.208% | 1.826 | 3.208%
1998 | Actual | 3.46% |  | 1.153% | 2.653% | 1.7788 | 2.653%
1999 | Actual | 3.525% |  | 2.458% | 3.152% | 1.7244 | 3.152%
2000 | Actual | 3.223% |  | 3.494% | 3.318% | 1.669 | 3.318%
2001 | Actual | 5.384% |  | 2.257% | 4.29% | 1.6004 | 4.29%
2002 | Actual | 4.223% |  | 3.431% | 3.946% | 1.5396 | 3.946%
2003 | Actual | -0.3836% |  | 4.417% | 1.297% | 1.5199 | 1.297%
2004 | Actual | 2.991% |  | 1.405% | 2.436% | 1.4838 | 2.436%
2005 | Actual | 7.538% |  | 2.141% | 5.649% | 1.4044 | 5.649%
2006 | Actual | 7.372% |  | 3.884% | 6.151% | 1.3231 | 6.151%
2007 | Actual | 5.926% |  | 4.933% | 5.579% | 1.2532 | 5.579%
2008 | Actual | 5.17% |  | 3.181% | 4.474% | 1.1995 | 4.474%
2009 | Actual | 2.578% |  | -0.1439% | 1.625% | 1.1803 | 1.625%
2010 | Actual | 1.64% |  | 1.022% | 1.424% | 1.1637 | 1.424%
2011 | Actual | 2.354% | 4.358% | 2.445% | 2.386% | 1.1366 | 2.386%
2012 | Actual | 5.611% | 3.51% | 1.114% | 4.037% | 1.0925 | 4.037%
2013 | Actual |  | 3.502% | 1.416% | 2.772% | 1.063 | 3.877%
2014 | Actual |  | 3.729% | 2.56% | 3.32% | 1.0289 | 2.88%
2015 | Actual |  | -0.2897% | 1.135% | 0.2088% | 1.0267
2016 | Actual* |  | -2.504% | 1.473% | -1.112% | 1.0383
2017 | Forecast |  | 1.077% | 2.184% | 1.464% | 1.0233
2018 | Forecast |  | 2.411% | 2.18% | 2.33% | 1
Average, 1986-2014 |  |  |  |  | 3.246% |  | 3.269%
Average, 1986-2018 |  |  |  |  | 2.94%
¹ Alberta Average Weekly Earnings (AWE) index from Statistics Canada Table 281-0028, Data Vector V1597350 *TERMINATED*
² Alberta Average Weekly Earnings (AWE) index from Statistics Canada, CANSIM, Table 281-0063, v79311387
Forecast values from Conference Board of Canada, Provincial Outlook Long-Term Economic Forecast for Alberta: 2016, Timeseries File ID RLAWWIA
³ Alberta Consumer Price Index (CPI) from Statistics Canada, CANSIM, Table 326-0020, v41692327
Forecast values from Conference Board of Canada, Provincial Outlook Summer 2016: for Alberta, Timeseries File ID RPCPIA
4 Composite is created using a weighted average of CPI (35%) as a proxy for material price increases, and AWE (65%) as a proxy for labour price increases
* Aug-Dec 2016 value were trended using year to date actuals and Sep-Dec 2016 forecast

## Cost Function
Alberta Electric System Operator
2018 ISO Tariff Application
Appendix G - Point of Delivery Cost Function Workbook
Point of Delivery Cost Function for Greenfield and Upgrade Projects
August 17, 2018
Cost = 2.5542 x MW^0.5726
Total MW | Greenfield | Upgrade
14 | 16.8618 |  | 16.8618
8.5 | 6.0182 |  | 6.0182
30 | 14.999 |  | 14.999
13 | 11.1648 |  | 11.1648
24.3 | 11.7056 |  | 11.7056
18 | 31.6599 |  | 31.6599
6 | 9.6396 |  | 9.6396
10 | 16.0096 |  | 16.0096
20 | 16.2936 |  | 16.2936
17.2 | 8.9094 |  | 8.9094
20 | 17.2995 |  | 17.2995
9 | 9.9511 |  | 9.9511
8 | 6.0754 |  | 6.0754
13.6 | 10.9027 |  | 10.9027
10.548 | 9.3005 |  | 9.3005
27 | 13.0727 |  | 13.0727
28 | 34.9037 |  | 34.9037
24 | 13.6508 |  | 13.6508
43 | 26.8161 |  | 26.8161
7.5 | 9.5131 |  | 9.5131
17.8 | 13.1522 |  | 13.1522
20.6 | 11.2912 |  | 11.2912
19.6 | 20.9656 |  | 20.9656
22 | 13.3096 |  | 13.3096
18.8 | 7.9464 |  | 7.9464
15.6 | 13.9997 |  | 13.9997
19.8 | 7.2249 |  | 7.2249
28.4 | 5.2102 |  | 5.2102
19 | 13.7588 |  | 13.7588
12 | 4.4534 |  | 4.4534
25 | 12.9318 |  | 12.9318
15 | 14.9737 |  | 14.9737
23 | 28.6671 |  | 28.6671
9.8 | 7.0658 |  | 7.0658
30 | 16.0323 |  | 16.0323
115 | 56.8595 |  | 56.8595
67 | 43.1388 |  | 43.1388
16 | 7.5134 |  | 7.5134
25 | 22.3083 |  | 22.3083
8 | 5.0823 |  | 5.0823
6.2 | 8.916 |  | 8.916
35 | 8.369 |  | 8.369
15.2 | 54.5518 |  | 54.5518
17 | 10.7399 |  | 10.7399
8 | 3.3788 |  | 3.3788
9.406 | 9.7991 |  | 9.7991
18 | 11.9841 |  | 11.9841
22 | 16.6067 |  | 16.6067
7.5 | 8.5881 |  | 8.5881
25 | 8.6092 |  | 8.6092
25 | 8.2434 |  | 8.2434
17 | 6.9319 |  | 6.9319
11 | 19.0874 |  | 19.0874
17 | 5.2658 |  | 5.2658
17 | 7.7922 |  | 7.7922
18 | 11.9234 |  | 11.9234
46 | 58.1001 |  | 58.1001
3 | 10.6346 |  | 10.6346
22 | 7.1175 |  | 7.1175
12 | 20.2179 |  | 20.2179
25 | 15.1725 |  | 15.1725
11 | 12.6281 |  | 12.6281
10 | 24.3628 |  | 24.3628
9 | 14.7144 |  | 14.7144
25 | 9.8258 |  | 9.8258
45 | 25.7984 |  | 25.7984
10.5 | 13.5015 |  | 13.5015
60 | 25.8871 |  | 25.8871
11.2 | 26.9182 |  | 26.9182
20 | 13.9693 |  | 13.9693
16 | 17.647 |  | 17.647
18 | 8.437 |  | 8.437
10 | 8.8754 |  | 8.8754
20 | 27.7611 |  | 27.7611
17 | 11.7254 |  | 11.7254
12 | 7.5607 |  | 7.5607
40 | 26.3813 |  | 26.3813
57 | 12.6537 |  | 12.6537
45 | 63.5562 |  | 63.5562
52 | 22.6317 |  | 22.6317
20 | 18.6367 |  | 18.6367
8 | 19.6117 |  | 19.6117
15 | 16.1093 |  | 16.1093
34 | 8.968 |  | 8.968
27 | 13.0727 |  | 13.0727
35 | 35.2763 |  | 35.2763
18.4 | 18.7658 |  | 18.7658
7.2 | 12.9927 |  | 12.9927
21 | 15.966 |  | 15.966
17.9 | 17.1728 |  | 17.1728
46 | 53.5183 |  | 53.5183
24.1 | 7.0843 |  | 7.0843
2.2 | 2.4934 |  | 2.4934
1.464 | 1.494 |  | 1.494
4.075 | 1.9369 |  | 1.9369
10 | 8.5265 |  | 8.5265
4.8 | 4.0522 |  | 4.0522
5.1 | 9.6482 |  | 9.6482
6.9 | 5.0294 |  | 5.0294
11.8 | 6.3729 |  | 6.3729
9.7 | 2.9443 |  | 2.9443
6.12 | 13.4811 |  | 13.4811
6.2672 | 2.9102 |  | 2.9102
6.366 | 9.8907 |  | 9.8907
8.5 | 5.9446 |  | 5.9446
46.55 | 7.1936 |  | 7.1936
56.8 | 17.5945 |  | 17.5945
81.576 | 14.0262 |  | 14.0262
95.2 | 14.2199 |  | 14.2199
122.772 | 23.4475 |  | 23.4475
48.2 |  | 36.7781 | 36.7781
48.2 |  | 24.6066 | 24.6066
20.77 |  | 13.2503 | 13.2503
27.4 |  | 16.8818 | 16.8818
29.1 |  | 17.8074 | 17.8074
38.9 |  | 20.0754 | 20.0754
46.1 |  | 28.8391 | 28.8391
25.6 |  | 14.4219 | 14.4219
14.392 |  | 11.2189 | 11.2189
41.4 |  | 22.6458 | 22.6458
13.4 |  | 15.3126 | 15.3126
17.7 |  | 16.9762 | 16.9762
3.5 |  | 4.1607 | 4.1607
14.5 |  | 9.591 | 9.591
51.2 |  | 16.7992 | 16.7992
15.4 |  | 8.5974 | 8.5974
10 |  | 15.8576 | 15.8576
24.3 |  | 20.9339 | 20.9339
16.169 |  | 13.0465 | 13.0465
27.7 |  | 19.4219 | 19.4219
35.8 |  | 20.6941 | 20.6941
29.329 |  | 18.4323 | 18.4323
18.9 |  | 22.6829 | 22.6829
41 |  | 21.2132 | 21.2132
26 |  | 18.7939 | 18.7939
23.63 |  | 21.6456 | 21.6456
22.6 |  | 19.7209 | 19.7209
39.5 |  | 21.8911 | 21.8911
16 |  | 11.9183 | 11.9183
36 |  | 19.0253 | 19.0253
14.8 |  | 10.4577 | 10.4577
17.8 |  | 18.1869 | 18.1869
38.8 |  | 18.1008 | 18.1008
19.3 |  | 17.6702 | 17.6702
65.5 |  | 21.9106 | 21.9106
65.5 |  | 30.2245 | 30.2245
23.87 |  | 16.0984 | 16.0984
29.3 |  | 16.4001 | 16.4001
29.3 |  | 22.8111 | 22.8111
46.2 |  | 19.674 | 19.674
21.5 |  | 23.7399 | 23.7399
37.8 |  | 19.9515 | 19.9515
26.5 |  | 14.3732 | 14.3732
60.3 |  | 21.6988 | 21.6988
24.6 |  | 26.844 | 26.844
14 |  | 11.242 | 11.242
25.426 |  | 15.5122 | 15.5122
28.7 |  | 19.681 | 19.681
32.9 |  | 18.4062 | 18.4062
28 |  | 23.4813 | 23.4813
19 |  | 12.9482 | 12.9482
13.6 |  | 14.0333 | 14.0333
15.9 |  | 10.7369 | 10.7369
18.4 |  | 20.7748 | 20.7748
12.211 |  | 10.7486 | 10.7486
23 |  | 21.3289 | 21.3289
32.7 |  | 14.4172 | 14.4172
21 |  | 24.6978 | 24.6978
9.5 |  | 14.7606 | 14.7606
64.55 |  | 24.6792 | 24.6792
65.87 |  | 28.3413 | 28.3413
65.87 |  | 31.1321 | 31.1321
36.1 |  | 18.2842 | 18.2842
36.1 |  | 21.3418 | 21.3418
6.9 |  | 11.0274 | 11.0274
28.9 |  | 17.3723 | 17.3723
26 |  | 14.8141 | 14.8141
53.3 |  | 20.7354 | 20.7354
32.8 |  | 22.4822 | 22.4822
46.904 |  | 23.8788 | 23.8788
25.2 |  | 21.4043 | 21.4043
41.7 |  | 22.7913 | 22.7913
47.4 |  | 22.0826 | 22.0826
23.9 |  | 17.339 | 17.339
39.3 |  | 22.2514 | 22.2514
24.4 |  | 25.4594 | 25.4594
24.4 |  | 33.144 | 33.144
21.1 |  | 23.4373 | 23.4373
25.2 |  | 19.6042 | 19.6042
39.742 |  | 20.9918 | 20.9918
60.6 |  | 22.4655 | 22.4655
17.2 |  | 9.3342 | 9.3342
17.2 |  | 19.6294 | 19.6294
34.9 |  | 21.5244 | 21.5244
39.04 |  | 20.5457 | 20.5457
41.7 |  | 18.4539 | 18.4539
23.9 |  | 18.8769 | 18.8769
11.7 |  | 8.7031 | 8.7031
21.7 |  | 15.4508 | 15.4508
10.1 |  | 13.2606 | 13.2606
55.7 |  | 21.1937 | 21.1937
28.1 |  | 16.6317 | 16.6317
49.3 |  | 32.0635 | 32.0635
13.4 |  | 15.528 | 15.528
30.7 |  | 15.4373 | 15.4373
50 |  | 24.131 | 24.131
25 |  | 14.3155 | 14.3155
12.974 |  | 14.6726 | 14.6726
8.51 |  | 5.6872 | 5.6872
22 |  | 18.4395 | 18.4395
42.5 |  | 17.4937 | 17.4937
47 |  | 22.0515 | 22.0515
56 |  | 26.4749 | 26.4749
57 |  | 25.5511 | 25.5511
13.95 |  | 10.3293 | 10.3293
18 |  | 12.4675 | 12.4675
24 |  | 14.7852 | 14.7852
31.26 |  | 16.4423 | 16.4423
16.8 |  | 13.4447 | 13.4447
11 |  | 13.5358 | 13.5358
15 |  | 15.8056 | 15.8056
32 |  | 19.5864 | 19.5864
47.43 |  | 15.7176 | 15.7176
52.8 |  | 25.273 | 25.273
52 |  | 24.2843 | 24.2843
26.29 |  | 16.9408 | 16.9408
9.246 |  | 8.7298 | 8.7298
26.541 |  | 16.721 | 16.721
20 |  | 15.6027 | 15.6027
13.05 |  | 14.368 | 14.368
10.496 |  | 12.0076 | 12.0076
22.5 |  | 12.4289 | 12.4289
8.5 |  | 15.9874 | 15.9874
31 |  | 17.3986 | 17.3986
45 |  | 20.6356 | 20.6356
12 |  | 9.5605 | 9.5605
16 |  | 11.3437 | 11.3437
10.072 |  | 11.5511 | 11.5511
15 |  | 14.22 | 14.22
40.4 |  | 20.1859 | 20.1859
40 |  | 20.1595 | 20.1595
13 |  | 12.038 | 12.038
14.4 |  | 13.4107 | 13.4107
8.4 |  | 7.6922 | 7.6922
2 |  | 1.1704 | 1.1704
13 |  | 5.3907 | 5.3907
25.55 |  | 12.4759 | 12.4759
28.1 |  | 14.6748 | 14.6748
18 |  | 11.9808 | 11.9808
24 |  | 14.4316 | 14.4316
15 |  | 9.8077 | 9.8077
6.4 |  | 11.3703 | 11.3703
13.6 |  | 10.4051 | 10.4051
40 |  | 19.0126 | 19.0126
50 |  | 25.0061 | 25.0061
25.22 |  | 11.8803 | 11.8803
26.22 |  | 16.4412 | 16.4412
9.2 |  | 9.8447 | 9.8447
31 |  | 17.3711 | 17.3711
19 |  | 16.3104 | 16.3104
20 |  | 13.5037 | 13.5037
58 |  | 24.4576 | 24.4576
21 |  | 11.4643 | 11.4643
35.13 |  | 20.4756 | 20.4756
35.13 |  | 20.6408 | 20.6408
75 |  | 29.5615 | 29.5615
50.9 |  | 31.19 | 31.19
67.04 |  | 28.1899 | 28.1899
69.04 |  | 28.4601 | 28.4601
36.963 |  | 20.2142 | 20.2142
44 |  | 19.4356 | 19.4356
56 |  | 25.2211 | 25.2211
110 |  | 37.3361 | 37.3361
101 |  | 35.4384 | 35.4384
39 |  | 22.6216 | 22.6216
38 |  | 19.9369 | 19.9369
35 |  | 17.8626 | 17.8626
77 |  | 34.733 | 34.733
50 |  | 32.7514 | 32.7514
48 |  | 31.3395 | 31.3395
40 |  | 20.7674 | 20.7674
40 |  | 20.1952 | 20.1952
30 |  | 14.8227 | 14.8227
117 |  | 45.0072 | 45.0072
53.87 |  | 29.3154 | 29.3154

## Greenfield
Alberta Electric System Operator
2018 ISO Tariff Application
Appendix G - Point of Delivery Cost Function Workbook
Calculation of Power Curve for Greenfield Projects
August 17, 2018
Project | Type * | Greenfield MW | Greenfield Cost | Greenfield Year | Upgrade MW | Upgrade Cost | Upgrade Year | Total MW | Total Cost | Total Year | LN(MW) | LN(Cost) |  | ln(y)=m*ln(x) + b Linear Regression
476 | GF | 14 | 16.8618 | 2003 |  |  |  | 14 | 16.8618 |  | 2.6391 | 2.8251 | m | 0.54295 | 0.96579 | b
478 | GF | 8.5 | 6.0182 | 2003 |  |  |  | 8.5 | 6.0182 |  | 2.1401 | 1.7948 | se | 0.068366 | 0.20015 | seb
473 | GF | 30 | 14.999 | 2003 |  |  |  | 30 | 14.999 |  | 3.4012 | 2.708 | R2 | 0.36869 | 0.55634 | sev
1042 | GF | 13 | 11.1648 | 2011 |  |  |  | 13 | 11.1648 |  | 2.5649 | 2.4128 | F | 63.0719 | 108 | df
443 | GF | 24.3 | 11.7056 | 2006 |  |  |  | 24.3 | 11.7056 |  | 3.1905 | 2.4601 | ssreg | 19.522 | 33.4281 | ssresid
1195 | GF | 18 | 31.6599 | 2011 |  |  |  | 18 | 31.6599 |  | 2.8904 | 3.4551
420 | GF | 6 | 9.6396 | 2007 |  |  |  | 6 | 9.6396 |  | 1.7918 | 2.2659 |  | y=cx^m, where c=e^b
440 | GF | 10 | 16.0096 | 2006 |  |  |  | 10 | 16.0096 |  | 2.3026 | 2.7732 | m | 0.54295
1102 | GF | 20 | 16.2936 | 2011 |  |  |  | 20 | 16.2936 |  | 2.9957 | 2.7908 | c | 2.6269
324 | GF | 17.2 | 8.9094 | 2003 |  |  |  | 17.2 | 8.9094 |  | 2.8449 | 2.1871
1103 | GF | 20 | 17.2995 | 2011 |  |  |  | 20 | 17.2995 |  | 2.9957 | 2.8507
386 | GF | 9 | 9.9511 | 2003 |  |  |  | 9 | 9.9511 |  | 2.1972 | 2.2977
80 | GF | 8 | 6.0754 | 2001 |  |  |  | 8 | 6.0754 |  | 2.0794 | 1.8042
1052 | GF | 13.6 | 10.9027 | 2011 |  |  |  | 13.6 | 10.9027 |  | 2.6101 | 2.389
347 | GF | 10.548 | 9.3005 | 2003 |  |  |  | 10.548 | 9.3005 |  | 2.3559 | 2.2301
1358 | GF | 27 | 13.0727 | 2011 |  |  |  | 27 | 13.0727 |  | 3.2958 | 2.5705
584 | GF | 28 | 34.9037 | 2011 |  |  |  | 28 | 34.9037 |  | 3.3322 | 3.5526
422 | GF | 24 | 13.6508 | 2003 |  |  |  | 24 | 13.6508 |  | 3.1781 | 2.6138
944 | GF | 43 | 26.8161 | 2010 |  |  |  | 43 | 26.8161 |  | 3.7612 | 3.289
387 | GF | 7.5 | 9.5131 | 2003 |  |  |  | 7.5 | 9.5131 |  | 2.0149 | 2.2527
587 | GF | 17.8 | 13.1522 | 2006 |  |  |  | 17.8 | 13.1522 |  | 2.8792 | 2.5766
585 | GF | 20.6 | 11.2912 | 2007 |  |  |  | 20.6 | 11.2912 |  | 3.0253 | 2.424
831 | GF | 19.6 | 20.9656 | 2011 |  |  |  | 19.6 | 20.9656 |  | 2.9755 | 3.0429
340 | GF | 22 | 13.3096 | 2003 |  |  |  | 22 | 13.3096 |  | 3.091 | 2.5885
334 | GF | 18.8 | 7.9464 | 2003 |  |  |  | 18.8 | 7.9464 |  | 2.9339 | 2.0727
343 | GF | 15.6 | 13.9997 | 2003 |  |  |  | 15.6 | 13.9997 |  | 2.7473 | 2.639
358 | GF | 19.8 | 7.2249 | 2003 |  |  |  | 19.8 | 7.2249 |  | 2.9857 | 1.9775
702 | GF | 28.4 | 5.2102 | 2007 |  |  |  | 28.4 | 5.2102 |  | 3.3464 | 1.6506
526 | GF | 19 | 13.7588 | 2007 |  |  |  | 19 | 13.7588 |  | 2.9444 | 2.6217
288 | GF | 12 | 4.4534 | 2001 |  |  |  | 12 | 4.4534 |  | 2.4849 | 1.4937
851 | GF | 25 | 12.9318 | 2007 |  |  |  | 25 | 12.9318 |  | 3.2189 | 2.5597
648 | GF | 15 | 14.9737 | 2007 |  |  |  | 15 | 14.9737 |  | 2.7081 | 2.7063
855 | GF | 23 | 28.6671 | 2011 |  |  |  | 23 | 28.6671 |  | 3.1355 | 3.3557
700 | GF | 9.8 | 7.0658 | 2007 |  |  |  | 9.8 | 7.0658 |  | 2.2824 | 1.9553
683 | GF | 30 | 16.0323 | 2011 |  |  |  | 30 | 16.0323 |  | 3.4012 | 2.7746
559 | GF | 115 | 56.8595 | 2011 |  |  |  | 115 | 56.8595 |  | 4.7449 | 4.0406
1074 | GF | 67 | 43.1388 | 2011 |  |  |  | 67 | 43.1388 |  | 4.2047 | 3.7644
34 | GF | 16 | 7.5134 | 2000 |  |  |  | 16 | 7.5134 |  | 2.7726 | 2.0167
433 | GF | 25 | 22.3083 | 2003 |  |  |  | 25 | 22.3083 |  | 3.2189 | 3.105
79A | GF | 8 | 5.0823 | 2000 |  |  |  | 8 | 5.0823 |  | 2.0794 | 1.6258
10A | GF | 6.2 | 8.916 | 2001 |  |  |  | 6.2 | 8.916 |  | 1.8245 | 2.1878
345 | GF | 35 | 8.369 | 2003 |  |  |  | 35 | 8.369 |  | 3.5553 | 2.1245
1049 | GF | 15.2 | 54.5518 | 2011 |  |  |  | 15.2 | 54.5518 |  | 2.7213 | 3.9992
230 | GF | 17 | 10.7399 | 2003 |  |  |  | 17 | 10.7399 |  | 2.8332 | 2.374
79B | GF | 8 | 3.3788 | 2000 |  |  |  | 8 | 3.3788 |  | 2.0794 | 1.2175
10B | GF | 9.406 | 9.7991 | 2001 |  |  |  | 9.406 | 9.7991 |  | 2.2413 | 2.2823
8 | GF | 18 | 11.9841 | 2000 |  |  |  | 18 | 11.9841 |  | 2.8904 | 2.4836
487 | GF | 22 | 16.6067 | 2007 |  |  |  | 22 | 16.6067 |  | 3.091 | 2.8098
385 | GF | 7.5 | 8.5881 | 2003 |  |  |  | 7.5 | 8.5881 |  | 2.0149 | 2.1504
865 | GF | 25 | 8.6092 | 2007 |  |  |  | 25 | 8.6092 |  | 3.2189 | 2.1528
863 | GF | 25 | 8.2434 | 2007 |  |  |  | 25 | 8.2434 |  | 3.2189 | 2.1094
527 | GF | 17 | 6.9319 | 2007 |  |  |  | 17 | 6.9319 |  | 2.8332 | 1.9361
595 | GF | 11 | 19.0874 | 2007 |  |  |  | 11 | 19.0874 |  | 2.3979 | 2.949
528 | GF | 17 | 5.2658 | 2007 |  |  |  | 17 | 5.2658 |  | 2.8332 | 1.6612
529 | GF | 17 | 7.7922 | 2007 |  |  |  | 17 | 7.7922 |  | 2.8332 | 2.0531
1095 | GF | 18 | 11.9234 | 2011 |  |  |  | 18 | 11.9234 |  | 2.8904 | 2.4785
561 | GF | 46 | 58.1001 | 2011 |  |  |  | 46 | 58.1001 |  | 3.8286 | 4.0622
1018 | GF | 3 | 10.6346 | 2011 |  |  |  | 3 | 10.6346 |  | 1.0986 | 2.3641
360 | GF | 22 | 7.1175 | 2003 |  |  |  | 22 | 7.1175 |  | 3.091 | 1.9626
1106 | GF | 12 | 20.2179 | 2011 |  |  |  | 12 | 20.2179 |  | 2.4849 | 3.0066
899 | GF | 25 | 15.1725 | 2010 |  |  |  | 25 | 15.1725 |  | 3.2189 | 2.7195
1191 | GF | 11 | 12.6281 | 2011 |  |  |  | 11 | 12.6281 |  | 2.3979 | 2.5359
1115 | GF | 10 | 24.3628 | 2011 |  |  |  | 10 | 24.3628 |  | 2.3026 | 3.1931
1053 | GF | 9 | 14.7144 | 2011 |  |  |  | 9 | 14.7144 |  | 2.1972 | 2.6888
864 | GF | 25 | 9.8258 | 2007 |  |  |  | 25 | 9.8258 |  | 3.2189 | 2.285
834 | GF | 45 | 25.7984 | 2010 |  |  |  | 45 | 25.7984 |  | 3.8067 | 3.2503
722 | GF | 10.5 | 13.5015 | 2010 |  |  |  | 10.5 | 13.5015 |  | 2.3514 | 2.6028
927 | GF | 60 | 25.8871 | 2011 |  |  |  | 60 | 25.8871 |  | 4.0943 | 3.2537
1068 | GF | 11.2 | 26.9182 | 2011 |  |  |  | 11.2 | 26.9182 |  | 2.4159 | 3.2928
506 | GF | 20 | 13.9693 | 2003 |  |  |  | 20 | 13.9693 |  | 2.9957 | 2.6369
456 | GF | 16 | 17.647 | 2007 |  |  |  | 16 | 17.647 |  | 2.7726 | 2.8706
130 | GF | 18 | 8.437 | 2001 |  |  |  | 18 | 8.437 |  | 2.8904 | 2.1326
308 | GF | 10 | 8.8754 | 2003 |  |  |  | 10 | 8.8754 |  | 2.3026 | 2.1833
829 | GF | 20 | 27.7611 | 2011 |  |  |  | 20 | 27.7611 |  | 2.9957 | 3.3236
425 | GF | 17 | 11.7254 | 2006 |  |  |  | 17 | 11.7254 |  | 2.8332 | 2.4618
333 | GF | 12 | 7.5607 | 2003 |  |  |  | 12 | 7.5607 |  | 2.4849 | 2.023
769 | GF | 40 | 26.3813 | 2007 |  |  |  | 40 | 26.3813 |  | 3.6889 | 3.2727
948 | GF | 57 | 12.6537 | 2014 |  |  |  | 57 | 12.6537 |  | 4.0431 | 2.5379
1128 | GF | 45 | 63.5562 | 2013 |  |  |  | 45 | 63.5562 |  | 3.8067 | 4.1519
1214 | GF | 52 | 22.6317 | 2013 |  |  |  | 52 | 22.6317 |  | 3.9512 | 3.1194
1225 | GF | 20 | 18.6367 | 2013 |  |  |  | 20 | 18.6367 |  | 2.9957 | 2.9251
1263 | GF | 8 | 19.6117 | 2013 |  |  |  | 8 | 19.6117 |  | 2.0794 | 2.9761
1309 | GF | 15 | 16.1093 | 2013 |  |  |  | 15 | 16.1093 |  | 2.7081 | 2.7794
1349 | GF | 34 | 8.968 | 2013 |  |  |  | 34 | 8.968 |  | 3.5264 | 2.1937
1358 | GF | 27 | 13.0727 | 2013 |  |  |  | 27 | 13.0727 |  | 3.2958 | 2.5705
1404 | GF | 35 | 35.2763 | 2013 |  |  |  | 35 | 35.2763 |  | 3.5553 | 3.5632
1482 | GF | 18.4 | 18.7658 | 2013 |  |  |  | 18.4 | 18.7658 |  | 2.9124 | 2.932
1515 | GF | 7.2 | 12.9927 | 2013 |  |  |  | 7.2 | 12.9927 |  | 1.9741 | 2.5644
1618 | GF | 21 | 15.966 | 2016 |  |  |  | 21 | 15.966 |  | 3.0445 | 2.7705
1634 | GF | 17.9 | 17.1728 | 2015 |  |  |  | 17.9 | 17.1728 |  | 2.8848 | 2.8433
1258 | GF | 46 | 53.5183 | 2017 |  |  |  | 46 | 53.5183 |  | 3.8286 | 3.98
1284 | GF | 24.1 | 7.0843 | 2013 |  |  |  | 24.1 | 7.0843 |  | 3.1822 | 1.9579
Pre-01 | GF | 2.2 | 2.4934 | 1990 |  |  |  | 2.2 | 2.4934 |  | 0.78846 | 0.91364
Pre-02 | GF | 1.464 | 1.494 | 1987 |  |  |  | 1.464 | 1.494 |  | 0.38117 | 0.40147
Pre-03 | GF | 4.075 | 1.9369 | 1990 |  |  |  | 4.075 | 1.9369 |  | 1.4049 | 0.66111
Pre-04 | GF | 10 | 8.5265 | 1991 |  |  |  | 10 | 8.5265 |  | 2.3026 | 2.1432
Pre-05 | GF | 4.8 | 4.0522 | 1988 |  |  |  | 4.8 | 4.0522 |  | 1.5686 | 1.3993
Pre-06 | GF | 5.1 | 9.6482 | 1989 |  |  |  | 5.1 | 9.6482 |  | 1.6292 | 2.2668
Pre-07 | GF | 6.9 | 5.0294 | 1997 |  |  |  | 6.9 | 5.0294 |  | 1.9315 | 1.6153
Pre-08 | GF | 11.8 | 6.3729 | 1987 |  |  |  | 11.8 | 6.3729 |  | 2.4681 | 1.8521
Pre-09 | GF | 9.7 | 2.9443 | 1997 |  |  |  | 9.7 | 2.9443 |  | 2.2721 | 1.0799
Pre-10 | GF | 6.12 | 13.4811 | 1990 |  |  |  | 6.12 | 13.4811 |  | 1.8116 | 2.6013
Pre-11 | GF | 6.2672 | 2.9102 | 1987 |  |  |  | 6.2672 | 2.9102 |  | 1.8353 | 1.0682
Pre-12 | GF | 6.366 | 9.8907 | 1993 |  |  |  | 6.366 | 9.8907 |  | 1.851 | 2.2916
Pre-13 | GF | 8.5 | 5.9446 | 1990 |  |  |  | 8.5 | 5.9446 |  | 2.1401 | 1.7825
Pre-14 | GF | 46.55 | 7.1936 | 1991 |  |  |  | 46.55 | 7.1936 |  | 3.8405 | 1.9732
Pre-15 | GF | 56.8 | 17.5945 | 1990 |  |  |  | 56.8 | 17.5945 |  | 4.0395 | 2.8676
Pre-16 | GF | 81.576 | 14.0262 | 1988 |  |  |  | 81.576 | 14.0262 |  | 4.4015 | 2.6409
Pre-17 | GF | 95.2 | 14.2199 | 1999 |  |  |  | 95.2 | 14.2199 |  | 4.556 | 2.6546
Pre-18 | GF | 122.772 | 23.4475 | 1990 |  |  |  | 122.772 | 23.4475 |  | 4.8103 | 3.1548
* Type is either Greenfield (“GF”) or Upgrade (“UG”), where Upgrade refers to additional facilities that increase the capacity of an existing Greenfield project

## GF + UG Iteration 1
Alberta Electric System Operator
2018 ISO Tariff Application
Appendix G - Point of Delivery Cost Function Workbook
First-Interation Calculation of Power Curve for Greenfield and Upgrade Projects
August 17, 2018
Project | Type * | Greenfield MW | Greenfield Cost ** | Greenfield Year | Upgrade MW | Upgrade Cost | Upgrade Year | Total MW | Total Cost | Total Year | LN(MW) | LN(Cost) |  | ln(y)=m*ln(x) + b Linear Regression
476 | GF | 14 | 16.8618 | 2003 |  |  |  | 14 | 16.8618 | 2003 | 2.6391 | 2.8251 | m | 0.54804 | 0.98495 | b
478 | GF | 8.5 | 6.0182 | 2003 |  |  |  | 8.5 | 6.0182 | 2003 | 2.1401 | 1.7948 | se | 0.031931 | 0.10182 | seb
473 | GF | 30 | 14.999 | 2003 |  |  |  | 30 | 14.999 | 2003 | 3.4012 | 2.708 | R2 | 0.51003 | 0.39116 | sev
1042 | GF | 13 | 11.1648 | 2011 |  |  |  | 13 | 11.1648 | 2011 | 2.5649 | 2.4128 | F | 294.5851 | 283 | df
443 | GF | 24.3 | 11.7056 | 2006 |  |  |  | 24.3 | 11.7056 | 2006 | 3.1905 | 2.4601 | ssreg | 45.0724 | 43.2999 | ssresid
1195 | GF | 18 | 31.6599 | 2011 |  |  |  | 18 | 31.6599 | 2011 | 2.8904 | 3.4551
420 | GF | 6 | 9.6396 | 2007 |  |  |  | 6 | 9.6396 | 2007 | 1.7918 | 2.2659 |  | y=cx^m, where c=e^b
440 | GF | 10 | 16.0096 | 2006 |  |  |  | 10 | 16.0096 | 2006 | 2.3026 | 2.7732 | m | 0.54804 | 0.9385% | change
1102 | GF | 20 | 16.2936 | 2011 |  |  |  | 20 | 16.2936 | 2011 | 2.9957 | 2.7908 | c | 2.6777 | 1.935% | from
324 | GF | 17.2 | 8.9094 | 2003 |  |  |  | 17.2 | 8.9094 | 2003 | 2.8449 | 2.1871 |  |  |  | prior
1103 | GF | 20 | 17.2995 | 2011 |  |  |  | 20 | 17.2995 | 2011 | 2.9957 | 2.8507 |  |  |  | iteration
386 | GF | 9 | 9.9511 | 2003 |  |  |  | 9 | 9.9511 | 2003 | 2.1972 | 2.2977
80 | GF | 8 | 6.0754 | 2001 |  |  |  | 8 | 6.0754 | 2001 | 2.0794 | 1.8042
1052 | GF | 13.6 | 10.9027 | 2011 |  |  |  | 13.6 | 10.9027 | 2011 | 2.6101 | 2.389
347 | GF | 10.548 | 9.3005 | 2003 |  |  |  | 10.548 | 9.3005 | 2003 | 2.3559 | 2.2301
1358 | GF | 27 | 13.0727 | 2011 |  |  |  | 27 | 13.0727 | 2011 | 3.2958 | 2.5705
584 | GF | 28 | 34.9037 | 2011 |  |  |  | 28 | 34.9037 | 2011 | 3.3322 | 3.5526
422 | GF | 24 | 13.6508 | 2003 |  |  |  | 24 | 13.6508 | 2003 | 3.1781 | 2.6138
944 | GF | 43 | 26.8161 | 2010 |  |  |  | 43 | 26.8161 | 2010 | 3.7612 | 3.289
387 | GF | 7.5 | 9.5131 | 2003 |  |  |  | 7.5 | 9.5131 | 2003 | 2.0149 | 2.2527
587 | GF | 17.8 | 13.1522 | 2006 |  |  |  | 17.8 | 13.1522 | 2006 | 2.8792 | 2.5766
585 | GF | 20.6 | 11.2912 | 2007 |  |  |  | 20.6 | 11.2912 | 2007 | 3.0253 | 2.424
831 | GF | 19.6 | 20.9656 | 2011 |  |  |  | 19.6 | 20.9656 | 2011 | 2.9755 | 3.0429
340 | GF | 22 | 13.3096 | 2003 |  |  |  | 22 | 13.3096 | 2003 | 3.091 | 2.5885
334 | GF | 18.8 | 7.9464 | 2003 |  |  |  | 18.8 | 7.9464 | 2003 | 2.9339 | 2.0727
343 | GF | 15.6 | 13.9997 | 2003 |  |  |  | 15.6 | 13.9997 | 2003 | 2.7473 | 2.639
358 | GF | 19.8 | 7.2249 | 2003 |  |  |  | 19.8 | 7.2249 | 2003 | 2.9857 | 1.9775
702 | GF | 28.4 | 5.2102 | 2007 |  |  |  | 28.4 | 5.2102 | 2007 | 3.3464 | 1.6506
526 | GF | 19 | 13.7588 | 2007 |  |  |  | 19 | 13.7588 | 2007 | 2.9444 | 2.6217
288 | GF | 12 | 4.4534 | 2001 |  |  |  | 12 | 4.4534 | 2001 | 2.4849 | 1.4937
851 | GF | 25 | 12.9318 | 2007 |  |  |  | 25 | 12.9318 | 2007 | 3.2189 | 2.5597
648 | GF | 15 | 14.9737 | 2007 |  |  |  | 15 | 14.9737 | 2007 | 2.7081 | 2.7063
855 | GF | 23 | 28.6671 | 2011 |  |  |  | 23 | 28.6671 | 2011 | 3.1355 | 3.3557
700 | GF | 9.8 | 7.0658 | 2007 |  |  |  | 9.8 | 7.0658 | 2007 | 2.2824 | 1.9553
683 | GF | 30 | 16.0323 | 2011 |  |  |  | 30 | 16.0323 | 2011 | 3.4012 | 2.7746
559 | GF | 115 | 56.8595 | 2011 |  |  |  | 115 | 56.8595 | 2011 | 4.7449 | 4.0406
1074 | GF | 67 | 43.1388 | 2011 |  |  |  | 67 | 43.1388 | 2011 | 4.2047 | 3.7644
34 | GF | 16 | 7.5134 | 2000 |  |  |  | 16 | 7.5134 | 2000 | 2.7726 | 2.0167
433 | GF | 25 | 22.3083 | 2003 |  |  |  | 25 | 22.3083 | 2003 | 3.2189 | 3.105
79A | GF | 8 | 5.0823 | 2000 |  |  |  | 8 | 5.0823 | 2000 | 2.0794 | 1.6258
10A | GF | 6.2 | 8.916 | 2001 |  |  |  | 6.2 | 8.916 | 2001 | 1.8245 | 2.1878
345 | GF | 35 | 8.369 | 2003 |  |  |  | 35 | 8.369 | 2003 | 3.5553 | 2.1245
1049 | GF | 15.2 | 54.5518 | 2011 |  |  |  | 15.2 | 54.5518 | 2011 | 2.7213 | 3.9992
230 | GF | 17 | 10.7399 | 2003 |  |  |  | 17 | 10.7399 | 2003 | 2.8332 | 2.374
79B | GF | 8 | 3.3788 | 2000 |  |  |  | 8 | 3.3788 | 2000 | 2.0794 | 1.2175
10B | GF | 9.406 | 9.7991 | 2001 |  |  |  | 9.406 | 9.7991 | 2001 | 2.2413 | 2.2823
8 | GF | 18 | 11.9841 | 2000 |  |  |  | 18 | 11.9841 | 2000 | 2.8904 | 2.4836
487 | GF | 22 | 16.6067 | 2007 |  |  |  | 22 | 16.6067 | 2007 | 3.091 | 2.8098
385 | GF | 7.5 | 8.5881 | 2003 |  |  |  | 7.5 | 8.5881 | 2003 | 2.0149 | 2.1504
865 | GF | 25 | 8.6092 | 2007 |  |  |  | 25 | 8.6092 | 2007 | 3.2189 | 2.1528
863 | GF | 25 | 8.2434 | 2007 |  |  |  | 25 | 8.2434 | 2007 | 3.2189 | 2.1094
527 | GF | 17 | 6.9319 | 2007 |  |  |  | 17 | 6.9319 | 2007 | 2.8332 | 1.9361
595 | GF | 11 | 19.0874 | 2007 |  |  |  | 11 | 19.0874 | 2007 | 2.3979 | 2.949
528 | GF | 17 | 5.2658 | 2007 |  |  |  | 17 | 5.2658 | 2007 | 2.8332 | 1.6612
529 | GF | 17 | 7.7922 | 2007 |  |  |  | 17 | 7.7922 | 2007 | 2.8332 | 2.0531
1095 | GF | 18 | 11.9234 | 2011 |  |  |  | 18 | 11.9234 | 2011 | 2.8904 | 2.4785
561 | GF | 46 | 58.1001 | 2011 |  |  |  | 46 | 58.1001 | 2011 | 3.8286 | 4.0622
1018 | GF | 3 | 10.6346 | 2011 |  |  |  | 3 | 10.6346 | 2011 | 1.0986 | 2.3641
360 | GF | 22 | 7.1175 | 2003 |  |  |  | 22 | 7.1175 | 2003 | 3.091 | 1.9626
1106 | GF | 12 | 20.2179 | 2011 |  |  |  | 12 | 20.2179 | 2011 | 2.4849 | 3.0066
899 | GF | 25 | 15.1725 | 2010 |  |  |  | 25 | 15.1725 | 2010 | 3.2189 | 2.7195
1191 | GF | 11 | 12.6281 | 2011 |  |  |  | 11 | 12.6281 | 2011 | 2.3979 | 2.5359
1115 | GF | 10 | 24.3628 | 2011 |  |  |  | 10 | 24.3628 | 2011 | 2.3026 | 3.1931
1053 | GF | 9 | 14.7144 | 2011 |  |  |  | 9 | 14.7144 | 2011 | 2.1972 | 2.6888
864 | GF | 25 | 9.8258 | 2007 |  |  |  | 25 | 9.8258 | 2007 | 3.2189 | 2.285
834 | GF | 45 | 25.7984 | 2010 |  |  |  | 45 | 25.7984 | 2010 | 3.8067 | 3.2503
722 | GF | 10.5 | 13.5015 | 2010 |  |  |  | 10.5 | 13.5015 | 2010 | 2.3514 | 2.6028
927 | GF | 60 | 25.8871 | 2011 |  |  |  | 60 | 25.8871 | 2011 | 4.0943 | 3.2537
1068 | GF | 11.2 | 26.9182 | 2011 |  |  |  | 11.2 | 26.9182 | 2011 | 2.4159 | 3.2928
506 | GF | 20 | 13.9693 | 2003 |  |  |  | 20 | 13.9693 | 2003 | 2.9957 | 2.6369
456 | GF | 16 | 17.647 | 2007 |  |  |  | 16 | 17.647 | 2007 | 2.7726 | 2.8706
130 | GF | 18 | 8.437 | 2001 |  |  |  | 18 | 8.437 | 2001 | 2.8904 | 2.1326
308 | GF | 10 | 8.8754 | 2003 |  |  |  | 10 | 8.8754 | 2003 | 2.3026 | 2.1833
829 | GF | 20 | 27.7611 | 2011 |  |  |  | 20 | 27.7611 | 2011 | 2.9957 | 3.3236
425 | GF | 17 | 11.7254 | 2006 |  |  |  | 17 | 11.7254 | 2006 | 2.8332 | 2.4618
333 | GF | 12 | 7.5607 | 2003 |  |  |  | 12 | 7.5607 | 2003 | 2.4849 | 2.023
769 | GF | 40 | 26.3813 | 2007 |  |  |  | 40 | 26.3813 | 2007 | 3.6889 | 3.2727
948 | GF | 57 | 12.6537 | 2014 |  |  |  | 57 | 12.6537 | 2014 | 4.0431 | 2.5379
1128 | GF | 45 | 63.5562 | 2013 |  |  |  | 45 | 63.5562 | 2013 | 3.8067 | 4.1519
1214 | GF | 52 | 22.6317 | 2013 |  |  |  | 52 | 22.6317 | 2013 | 3.9512 | 3.1194
1225 | GF | 20 | 18.6367 | 2013 |  |  |  | 20 | 18.6367 | 2013 | 2.9957 | 2.9251
1263 | GF | 8 | 19.6117 | 2013 |  |  |  | 8 | 19.6117 | 2013 | 2.0794 | 2.9761
1309 | GF | 15 | 16.1093 | 2013 |  |  |  | 15 | 16.1093 | 2013 | 2.7081 | 2.7794
1349 | GF | 34 | 8.968 | 2013 |  |  |  | 34 | 8.968 | 2013 | 3.5264 | 2.1937
1358 | GF | 27 | 13.0727 | 2013 |  |  |  | 27 | 13.0727 | 2013 | 3.2958 | 2.5705
1404 | GF | 35 | 35.2763 | 2013 |  |  |  | 35 | 35.2763 | 2013 | 3.5553 | 3.5632
1482 | GF | 18.4 | 18.7658 | 2013 |  |  |  | 18.4 | 18.7658 | 2013 | 2.9124 | 2.932
1515 | GF | 7.2 | 12.9927 | 2013 |  |  |  | 7.2 | 12.9927 | 2013 | 1.9741 | 2.5644
1618 | GF | 21 | 15.966 | 2016 |  |  |  | 21 | 15.966 | 2016 | 3.0445 | 2.7705
1634 | GF | 17.9 | 17.1728 | 2015 |  |  |  | 17.9 | 17.1728 | 2015 | 2.8848 | 2.8433
1258 | GF | 46 | 53.5183 | 2017 |  |  |  | 46 | 53.5183 | 2017 | 3.8286 | 3.98
1284 | GF | 24.1 | 7.0843 | 2013 |  |  |  | 24.1 | 7.0843 | 2013 | 3.1822 | 1.9579
Pre-01 | GF | 2.2 | 2.4934 | 1990 |  |  |  | 2.2 | 2.4934 | 1990 | 0.78846 | 0.91364
Pre-02 | GF | 1.464 | 1.494 | 1987 |  |  |  | 1.464 | 1.494 | 1987 | 0.38117 | 0.40147
Pre-03 | GF | 4.075 | 1.9369 | 1990 |  |  |  | 4.075 | 1.9369 | 1990 | 1.4049 | 0.66111
Pre-04 | GF | 10 | 8.5265 | 1991 |  |  |  | 10 | 8.5265 | 1991 | 2.3026 | 2.1432
Pre-05 | GF | 4.8 | 4.0522 | 1988 |  |  |  | 4.8 | 4.0522 | 1988 | 1.5686 | 1.3993
Pre-06 | GF | 5.1 | 9.6482 | 1989 |  |  |  | 5.1 | 9.6482 | 1989 | 1.6292 | 2.2668
Pre-07 | GF | 6.9 | 5.0294 | 1997 |  |  |  | 6.9 | 5.0294 | 1997 | 1.9315 | 1.6153
Pre-08 | GF | 11.8 | 6.3729 | 1987 |  |  |  | 11.8 | 6.3729 | 1987 | 2.4681 | 1.8521
Pre-09 | GF | 9.7 | 2.9443 | 1997 |  |  |  | 9.7 | 2.9443 | 1997 | 2.2721 | 1.0799
Pre-10 | GF | 6.12 | 13.4811 | 1990 |  |  |  | 6.12 | 13.4811 | 1990 | 1.8116 | 2.6013
Pre-11 | GF | 6.2672 | 2.9102 | 1987 |  |  |  | 6.2672 | 2.9102 | 1987 | 1.8353 | 1.0682
Pre-12 | GF | 6.366 | 9.8907 | 1993 |  |  |  | 6.366 | 9.8907 | 1993 | 1.851 | 2.2916
Pre-13 | GF | 8.5 | 5.9446 | 1990 |  |  |  | 8.5 | 5.9446 | 1990 | 2.1401 | 1.7825
Pre-14 | GF | 46.55 | 7.1936 | 1991 |  |  |  | 46.55 | 7.1936 | 1991 | 3.8405 | 1.9732
Pre-15 | GF | 56.8 | 17.5945 | 1990 |  |  |  | 56.8 | 17.5945 | 1990 | 4.0395 | 2.8676
Pre-16 | GF | 81.576 | 14.0262 | 1988 |  |  |  | 81.576 | 14.0262 | 1988 | 4.4015 | 2.6409
Pre-17 | GF | 95.2 | 14.2199 | 1999 |  |  |  | 95.2 | 14.2199 | 1999 | 4.556 | 2.6546
Pre-18 | GF | 122.772 | 23.4475 | 1990 |  |  |  | 122.772 | 23.4475 | 1990 | 4.8103 | 3.1548
1184 | UG | 30 | 16.6507 | 2013 | 18.2 | 18.8693 | 2012 | 48.2 | 35.5201 | 2013 | 3.8754 | 3.5701
1481 | UG | 48.2 | 21.5397 | 2013 | 0 | 1.1114 | 2014 | 48.2 | 22.6511 | 2014 | 3.8754 | 3.1202
457 | UG | 10.77 | 9.5471 | 1990 | 10 | 3.2891 | 2006 | 20.77 | 12.8363 | 2006 | 3.0335 | 2.5523
407 | UG | 25.4 | 15.2119 | 1982 | 2 | 0.60107 | 2004 | 27.4 | 15.813 | 2004 | 3.3105 | 2.7608
706 | UG | 14.85 | 11.3663 | 1984 | 14.25 | 5.8346 | 2008 | 29.1 | 17.2009 | 2008 | 3.3707 | 2.845
1070 | UG | 34 | 17.8216 | 1984 | 4.9 | 0.83608 | 2011 | 38.9 | 18.6577 | 2011 | 3.661 | 2.9263
1264 | UG | 38.9 | 19.1731 | 1984 | 7.2 | 8.0579 | 2013 | 46.1 | 27.231 | 2013 | 3.8308 | 3.3044
1208 | UG | 14.1 | 11.051 | 1961 | 11.5 | 2.7992 | 2012 | 25.6 | 13.8502 | 2012 | 3.2426 | 2.6283
655 | UG | 12.053 | 10.1487 | 1974 | 2.339 | 0.59465 | 2007 | 14.392 | 10.7434 | 2007 | 2.6667 | 2.3743
733 | UG | 24.3 | 14.8506 | 2007 | 17.1 | 6.7726 | 2009 | 41.4 | 21.6232 | 2009 | 3.7233 | 3.0738
1700 | UG | 13.4 | 10.7496 | 0 | 0 | 4.0239 | 2016 | 13.4 | 14.7735 | 2016 | 2.5953 | 2.6928
1569 | UG | 17.7 | 12.5031 | 1997 | 0 | 3.7373 | 2015 | 17.7 | 16.2404 | 2015 | 2.8736 | 2.7875
401 | UG | 2 | 3.8272 | 1986 | 1.5 | 0.36204 | 2004 | 3.5 | 4.1892 | 2004 | 1.2528 | 1.4325
1412 | UG | 3.5 | 5.186 | 1986 | 11 | 4.3575 | 2015 | 14.5 | 9.5435 | 2015 | 2.6741 | 2.2559
1318 | UG | 22.3 | 14.174 | 1997 | 28.9 | 1.6878 | 2013 | 51.2 | 15.8618 | 2013 | 3.9357 | 2.7639
1194 | UG | 5.8 | 6.8224 | 1980 | 9.6 | 1.6086 | 2011 | 15.4 | 8.431 | 2011 | 2.7344 | 2.1319
801 | UG | 10 | 9.1703 | 2008 | 0 | 6.3106 | 2009 | 10 | 15.4809 | 2009 | 2.3026 | 2.7396
804 | UG | 14.429 | 11.1902 | 1982 | 9.871 | 9.1567 | 2009 | 24.3 | 20.3469 | 2009 | 3.1905 | 3.0129
365 | UG | 15.9 | 11.7959 | 1982 | 0.269 | 0.59607 | 2003 | 16.169 | 12.3919 | 2003 | 2.7831 | 2.517
708 | UG | 16.2 | 11.9162 | 1982 | 11.5 | 6.8375 | 2007 | 27.7 | 18.7536 | 2007 | 3.3214 | 2.9314
1568 | UG | 27.7 | 15.945 | 1997 | 8.1 | 3.5849 | 2015 | 35.8 | 19.5299 | 2015 | 3.5779 | 2.9719
398 | UG | 27.329 | 15.8287 | 1981 | 2 | 1.4547 | 2004 | 29.329 | 17.2834 | 2004 | 3.3786 | 2.8497
1642 | UG | 16.12 | 11.8842 | unknown | 2.78 | 10.1341 | 2015 | 18.9 | 22.0183 | 2015 | 2.9392 | 3.0919
522 | UG | 38.7 | 19.1195 | 1981 | 2.3 | 0.49327 | 2006 | 41 | 19.6128 | 2006 | 3.7136 | 2.9762
170 | UG | 20.4 | 13.505 | unknown | 5.6 | 4.4337 | 2001 | 26 | 17.9387 | 2001 | 3.2581 | 2.887
1312 | UG | 23.63 | 14.6269 | unknown | 0 | 6.0245 | 2013 | 23.63 | 20.6514 | 2013 | 3.1625 | 3.0278
170 | UG | 21.6 | 13.9307 | unknown | 1 | 4.883 | 2001 | 22.6 | 18.8137 | 2001 | 3.1179 | 2.9346
1366 | UG | 25.5 | 15.2444 | 0 | 14 | 5.5737 | 2013 | 39.5 | 20.8181 | 2013 | 3.6763 | 3.0358
170 | UG | 5.4 | 6.5628 | unknown | 10.6 | 5.2097 | 2001 | 16 | 11.7725 | 2001 | 2.7726 | 2.4658
1350 | UG | 16 | 11.8361 | 0 | 20 | 6.53 | 2013 | 36 | 18.3661 | 2013 | 3.5835 | 2.9105
658 | UG | 1.6 | 3.3905 | 1996 | 13.2 | 7.1147 | 2008 | 14.8 | 10.5052 | 2008 | 2.6946 | 2.3519
897 | UG | 14.8 | 11.3455 | 1996 | 3 | 6.2372 | 2010 | 17.8 | 17.5827 | 2010 | 2.8792 | 2.8669
483 | UG | 20.7 | 13.6125 | 1986 | 18.1 | 3.6201 | 2005 | 38.8 | 17.2325 | 2005 | 3.6584 | 2.8468
1494 | UG | 13.3 | 10.706 | 0 | 6 | 6.4297 | 2014 | 19.3 | 17.1357 | 2014 | 2.9601 | 2.8412
488 | UG | 41.3 | 19.8066 | 1982 | 24.2 | 0.40463 | 2006 | 65.5 | 20.2112 | 2006 | 4.1821 | 3.0062
1692 | UG | 65.5 | 25.4423 | 0 | 0 | 2.2188 | 2016 | 65.5 | 27.6611 | 2016 | 4.1821 | 3.32
318 | UG | 22.87 | 14.3696 | 1996 | 1 | 0.76702 | 2001 | 23.87 | 15.1366 | 2001 | 3.1726 | 2.7171
806 | UG | 23.867 | 14.7064 | 1996 | 5.433 | 0.68948 | 2008 | 29.3 | 15.3959 | 2008 | 3.3776 | 2.7341
1495 | UG | 29.3 | 16.4386 | 1996 | 0 | 5.1428 | 2014 | 29.3 | 21.5814 | 2014 | 3.3776 | 3.0718
1386 | UG | 32.7 | 17.4483 | 0 | 13.5 | 0.85934 | 2013 | 46.2 | 18.3077 | 2013 | 3.833 | 2.9073
928 | UG | 18.02 | 12.6253 | 1992 | 3.48 | 10.3644 | 2010 | 21.5 | 22.9897 | 2010 | 3.0681 | 3.135
1450 | UG | 21.5 | 13.8956 | 1992 | 16.3 | 5.153 | 2014 | 37.8 | 19.0486 | 2014 | 3.6323 | 2.947
170 | UG | 17.7 | 12.5031 | unknown | 8.8 | 1.1342 | 2001 | 26.5 | 13.6373 | 2001 | 3.2771 | 2.6128
649 | UG | 26.5 | 15.5662 | 1997 | 33.8 | 5.0181 | 2007 | 60.3 | 20.5842 | 2007 | 4.0993 | 3.0245
1203 | UG | 20.5 | 13.5409 | 1977 | 4.1 | 12.4436 | 2012 | 24.6 | 25.9845 | 2012 | 3.2027 | 3.2575
170 | UG | 7.9 | 8.0686 | 1972 | 6.1 | 2.9005 | 2001 | 14 | 10.9691 | 2001 | 2.6391 | 2.3951
363 | UG | 21.226 | 13.7992 | 1975 | 4.2 | 0.82194 | 2004 | 25.426 | 14.6211 | 2004 | 3.2358 | 2.6825
493 | UG | 25.4 | 15.2119 | 1975 | 3.3 | 3.4003 | 2006 | 28.7 | 18.6122 | 2006 | 3.3569 | 2.9238
685 | UG | 28.7 | 16.255 | 1975 | 4.2 | 0.94607 | 2007 | 32.9 | 17.2011 | 2007 | 3.4935 | 2.845
1574 | UG | 28 | 16.0385 | 2013 | 0 | 6.2662 | 2015 | 28 | 22.3048 | 2015 | 3.3322 | 3.1048
435 | UG | 10.6 | 9.465 | 1990 | 8.4 | 3.0774 | 2004 | 19 | 12.5424 | 2004 | 2.9444 | 2.5291
652 | UG | 10.195 | 9.2669 | 1986 | 3.405 | 4.3802 | 2007 | 13.6 | 13.6472 | 2007 | 2.6101 | 2.6135
366 | UG | 11.1 | 9.7049 | 1981 | 4.8 | 0.60208 | 2003 | 15.9 | 10.307 | 2003 | 2.7663 | 2.3328
1640 | UG | 15.9 | 11.7959 | 1981 | 2.5 | 8.3244 | 2015 | 18.4 | 20.1203 | 2015 | 2.9124 | 3.0017
367 | UG | 11.211 | 9.7574 | 1988 | 1 | 0.55589 | 2004 | 12.211 | 10.3133 | 2004 | 2.5023 | 2.3334
650 | UG | 23 | 14.4139 | 1981 | 0 | 5.9477 | 2007 | 23 | 20.3616 | 2007 | 3.1355 | 3.0136
902 | UG | 19.2 | 13.0677 | 2002 | 13.5 | 0.547 | 2009 | 32.7 | 13.6147 | 2009 | 3.4874 | 2.6111
1202 | UG | 19.4 | 13.1414 | 1989 | 1.6 | 10.745 | 2012 | 21 | 23.8865 | 2012 | 3.0445 | 3.1733
1338 | UG | 7.5 | 7.8442 | unknown | 2 | 6.6636 | 2013 | 9.5 | 14.5077 | 2013 | 2.2513 | 2.6747
212 | UG | 36.55 | 18.5353 | 1978 | 28 | 4.6265 | 2003 | 64.55 | 23.1617 | 2003 | 4.1674 | 3.1425
653 | UG | 64.55 | 25.2413 | 1977 | 1.32 | 0.56895 | 2007 | 65.87 | 25.8102 | 2007 | 4.1877 | 3.2508
1679 | UG | 65.87 | 25.5203 | 1977 | 0 | 3.0359 | 2016 | 65.87 | 28.5562 | 2016 | 4.1877 | 3.3519
1382 | UG | 24.2 | 14.8174 | unknown | 11.9 | 2.4484 | 2013 | 36.1 | 17.2659 | 2013 | 3.5863 | 2.8487
1638 | UG | 36.1 | 18.411 | unknown | 0 | 1.4308 | 2015 | 36.1 | 19.8418 | 2015 | 3.5863 | 2.9878
874 | UG | 6.4 | 7.1969 | 1997 | 0.5 | 3.6334 | 2009 | 6.9 | 10.8303 | 2009 | 1.9315 | 2.3823
491 | UG | 27.9 | 16.0074 | 1984 | 1 | 0.19252 | 2006 | 28.9 | 16.1999 | 2006 | 3.3638 | 2.785
1396 | UG | 20.6 | 13.5767 | 2009 | 5.4 | 0.37351 | 2013 | 26 | 13.9502 | 2013 | 3.2581 | 2.6355
1597 | UG | 26 | 15.406 | 2009 | 27.3 | 4.2356 | 2015 | 53.3 | 19.6416 | 2015 | 3.9759 | 2.9776
1292 | UG | 30.3 | 16.7409 | unknown | 2.5 | 4.4712 | 2013 | 32.8 | 21.2121 | 2013 | 3.4904 | 3.0546
364 | UG | 44.904 | 20.727 | 1975 | 2 | 1.3175 | 2004 | 46.904 | 22.0445 | 2004 | 3.8481 | 3.0931
1306 | UG | 23.1 | 14.4479 | 1985 | 2.1 | 5.9849 | 2013 | 25.2 | 20.4327 | 2013 | 3.2268 | 3.0171
858 | UG | 28.4 | 16.1625 | 2009 | 13.3 | 5.4359 | 2010 | 41.7 | 21.5984 | 2010 | 3.7305 | 3.0726
1454 | UG | 41.7 | 19.9105 | 2009 | 5.7 | 0.45762 | 2013 | 47.4 | 20.3681 | 2013 | 3.8586 | 3.014
637 | UG | 15.5 | 11.6338 | 1989 | 8.4 | 5.0689 | 2007 | 23.9 | 16.7027 | 2007 | 3.1739 | 2.8156
1254 | UG | 23.9 | 14.7174 | 1989 | 15.4 | 6.5284 | 2012 | 39.3 | 21.2458 | 2012 | 3.6712 | 3.0562
734 | UG | 20 | 13.3606 | 1974 | 4.4 | 11.2611 | 2011 | 24.4 | 24.6217 | 2011 | 3.1946 | 3.2036
1594 | UG | 24.4 | 14.8838 | 1974 | 0 | 17.2334 | 2017 | 24.4 | 32.1172 | 2017 | 3.1946 | 3.4694
1674 | UG | 17.4 | 12.3876 | 0 | 3.7 | 10.3273 | 2016 | 21.1 | 22.7149 | 2016 | 3.0493 | 3.123
711 | UG | 11.5 | 9.8932 | 1976 | 13.7 | 9.2618 | 2009 | 25.2 | 19.155 | 2009 | 3.2268 | 2.9526
408 | UG | 37.7 | 18.8497 | 1976 | 2.042 | 0.58016 | 2004 | 39.742 | 19.4298 | 2004 | 3.6824 | 2.9668
698 | UG | 39.7 | 19.3862 | 1976 | 20.9 | 1.4407 | 2007 | 60.6 | 20.8269 | 2007 | 4.1043 | 3.0362
696 | UG | 9.137 | 8.7317 | 1981 | 8.063 | 0.2681 | 2007 | 17.2 | 8.9998 | 2007 | 2.8449 | 2.1972
1636 | UG | 17.2 | 12.3101 | 1981 | 0 | 6.6059 | 2015 | 17.2 | 18.916 | 2015 | 2.8449 | 2.94
1185 | UG | 32.4 | 17.3612 | 1988 | 2.5 | 2.8088 | 2011 | 34.9 | 20.17 | 2011 | 3.5525 | 3.0042
568 | UG | 38.04 | 18.9418 | 1978 | 1 | 0.028819 | 2006 | 39.04 | 18.9706 | 2006 | 3.6646 | 2.9429
853 | UG | 20 | 13.3606 | 1991 | 21.7 | 4.2556 | 2009 | 41.7 | 17.6162 | 2009 | 3.7305 | 2.8688
1201 | UG | 13.3 | 10.706 | unknown | 10.6 | 7.6365 | 2012 | 23.9 | 18.3425 | 2012 | 3.1739 | 2.9092
654 | UG | 7.29 | 7.7241 | 1976 | 4.41 | 0.73673 | 2007 | 11.7 | 8.4609 | 2007 | 2.4596 | 2.1355
1394 | UG | 11.7 | 9.9863 | 1976 | 10 | 5.0058 | 2014 | 21.7 | 14.992 | 2014 | 3.0773 | 2.7075
1294 | UG | 8.5 | 8.3958 | 0 | 1.6 | 4.562 | 2014 | 10.1 | 12.9578 | 2014 | 2.3125 | 2.5617
1670 | UG | 31.45 | 17.083 | 0 | 24.25 | 2.7944 | 2016 | 55.7 | 19.8773 | 2016 | 4.02 | 2.9896
579 | UG | 17.1 | 12.2712 | unknown | 11 | 3.6516 | 2008 | 28.1 | 15.9228 | 2008 | 3.3358 | 2.7678
1670 | UG | 18.79 | 12.9154 | 0 | 30.51 | 18.3637 | 2016 | 49.3 | 31.2791 | 2016 | 3.8979 | 3.443
1083 | UG | 7.53 | 7.8612 | 1981 | 5.87 | 7.4125 | 2011 | 13.4 | 15.2737 | 2011 | 2.5953 | 2.7261
552 | UG | 20.23 | 13.4438 | 1991 | 10.47 | 1.1458 | 2006 | 30.7 | 14.5895 | 2006 | 3.4243 | 2.6803
1311 | UG | 30.7 | 16.8605 | 1991 | 19.3 | 5.9841 | 2013 | 50 | 22.8447 | 2013 | 3.912 | 3.1287
1078 | UG | 17.66 | 12.4878 | 1957 | 7.34 | 1.0936 | 2011 | 25 | 13.5814 | 2011 | 3.2189 | 2.6087
495 | UG | 12.974 | 10.5627 | 1982 | 0 | 3.5908 | 2006 | 12.974 | 14.1535 | 2006 | 2.5629 | 2.65
383 | UG | 0.51 | 1.8225 | 1984 | 8 | 3.9502 | 2005 | 8.51 | 5.7727 | 2005 | 2.1412 | 1.7531
1020 | UG | 13 | 10.5742 | 1977 | 9 | 7.345 | 2010 | 22 | 17.9192 | 2010 | 3.091 | 2.8859
1364 | UG | 8.5 | 8.3958 | 0 | 34 | 8.7951 | 2013 | 42.5 | 17.1909 | 2013 | 3.7495 | 2.8444
503 | UG | 31 | 16.9498 | 1972 | 16 | 3.8033 | 2007 | 47 | 20.7531 | 2007 | 3.8501 | 3.0327
925 | UG | 47 | 21.2469 | 1972 | 9 | 3.3165 | 2011 | 56 | 24.5633 | 2011 | 4.0254 | 3.2013
821 | UG | 25 | 15.0814 | 2006 | 32 | 9.4177 | 2011 | 57 | 24.4991 | 2011 | 4.0431 | 3.1986
486 | UG | 10.81 | 9.5664 | 1993 | 3.14 | 0.34692 | 2005 | 13.95 | 9.9133 | 2005 | 2.6355 | 2.2939
779 | UG | 13.95 | 10.987 | 1993 | 4.05 | 0.91576 | 2008 | 18 | 11.9027 | 2008 | 2.8904 | 2.4768
1416 | UG | 18 | 12.6177 | 1993 | 6 | 1.4182 | 2014 | 24 | 14.0359 | 2014 | 3.1781 | 2.6416
554 | UG | 23 | 14.4139 | 1968 | 8.26 | 1.0611 | 2006 | 31.26 | 15.475 | 2006 | 3.4423 | 2.7392
1581 | UG | 7.44 | 7.81 | unknown | 9.36 | 5.3848 | 2015 | 16.8 | 13.1949 | 2015 | 2.8214 | 2.5798
880 | UG | 8.95 | 8.6342 | 1966 | 2.05 | 4.5764 | 2010 | 11 | 13.2106 | 2010 | 2.3979 | 2.581
1047 | UG | 10 | 9.1703 | 1965 | 5 | 6.2586 | 2012 | 15 | 15.4289 | 2012 | 2.7081 | 2.7362
1045 | UG | 24.066 | 14.7728 | 1971 | 7.934 | 3.8009 | 2011 | 32 | 18.5737 | 2011 | 3.4657 | 2.9217
1616 | UG | 21.68 | 13.9587 | unknown | 25.75 | 0.84819 | 2015 | 47.43 | 14.8068 | 2015 | 3.8593 | 2.6951
362 | UG | 51.8 | 22.3988 | 1971 | 1 | 0.78848 | 2004 | 52.8 | 23.1873 | 2004 | 3.9665 | 3.1436
924 | UG | 45.94 | 20.9853 | 1982 | 6.06 | 1.4264 | 2010 | 52 | 22.4118 | 2010 | 3.9512 | 3.1096
1241 | UG | 20.29 | 13.4654 | unknown | 6 | 2.625 | 2012 | 26.29 | 16.0904 | 2012 | 3.2692 | 2.7782
438 | UG | 8.246 | 8.2586 | 1978 | 1 | 0.18095 | 2004 | 9.246 | 8.4396 | 2004 | 2.2242 | 2.1329
748 | UG | 25.541 | 15.2577 | 1995 | 1 | 0.38858 | 2008 | 26.541 | 15.6463 | 2008 | 3.2787 | 2.7502
1319 | UG | 15.71 | 11.7191 | 0 | 4.29 | 3.2377 | 2014 | 20 | 14.9568 | 2014 | 2.9957 | 2.7052
892 | UG | 13.05 | 10.5962 | 1972 | 0 | 3.2491 | 2011 | 13.05 | 13.8453 | 2011 | 2.5688 | 2.6279
504 | UG | 10.496 | 9.4145 | 2007 | 0 | 2.1923 | 2006 | 10.496 | 11.6068 | 2007 | 2.351 | 2.4516
618 | UG | 11 | 9.6573 | 1995 | 11.5 | 2.3465 | 2006 | 22.5 | 12.0038 | 2006 | 3.1135 | 2.4852
712 | UG | 7.5 | 7.8442 | 1980 | 1 | 7.8904 | 2011 | 8.5 | 15.7346 | 2011 | 2.1401 | 2.7559
726 | UG | 25.6354 | 15.2883 | 1982 | 5.3646 | 1.0316 | 2008 | 31 | 16.32 | 2008 | 3.434 | 2.7924
530 | UG | 25 | 15.0814 | 1982 | 20 | 4.5023 | 2006 | 45 | 19.5837 | 2006 | 3.8067 | 2.9747
755 | UG | 8.698 | 8.5014 | 1983 | 3.302 | 0.74649 | 2008 | 12 | 9.2479 | 2008 | 2.4849 | 2.2244
1081 | UG | 12 | 10.1245 | 1983 | 4 | 0.74616 | 2010 | 16 | 10.8706 | 2010 | 2.7726 | 2.3861
307 | UG | 9.07 | 8.6969 | 1985 | 1.002 | 2.5231 | 2003 | 10.072 | 11.22 | 2003 | 2.3098 | 2.4177
1466 | UG | 10.07 | 9.2051 | 1985 | 4.93 | 4.6348 | 2015 | 15 | 13.8399 | 2015 | 2.7081 | 2.6276
1091 | UG | 16.06 | 11.8602 | 1982 | 24.34 | 7.6638 | 2011 | 40.4 | 19.524 | 2011 | 3.6988 | 2.9716
666 | UG | 25.92 | 15.3802 | 1987 | 14.08 | 3.6888 | 2008 | 40 | 19.069 | 2008 | 3.6889 | 2.9481
556 | UG | 8.656 | 8.4791 | 1985 | 4.344 | 3.2484 | 2007 | 13 | 11.7274 | 2007 | 2.5649 | 2.4619
452 | UG | 10.781 | 9.5524 | 1986 | 3.619 | 3.4437 | 2005 | 14.4 | 12.9961 | 2005 | 2.6672 | 2.5647
613 | UG | 6.2 | 7.0739 | 1999 | 2.2 | 0.43132 | 2006 | 8.4 | 7.5053 | 2006 | 2.1282 | 2.0156
778 | UG | 0.1 | 0.75247 | 1988 | 1.9 | 0.48701 | 2008 | 2 | 1.2395 | 2008 | 0.69315 | 0.21469
1571 | UG | 2 | 3.8272 | 1988 | 11 | 1.592 | 2016 | 13 | 5.4192 | 2016 | 2.5649 | 1.69
525 | UG | 11.55 | 9.9165 | 1995 | 14 | 2.1078 | 2006 | 25.55 | 12.0244 | 2006 | 3.2406 | 2.4869
1324 | UG | 15.8 | 11.7555 | 2012 | 12.3 | 2.2693 | 2014 | 28.1 | 14.0248 | 2014 | 3.3358 | 2.6408
511 | UG | 13.95 | 10.987 | 2004 | 4.05 | 0.42904 | 2004 | 18 | 11.416 | 2004 | 2.8904 | 2.435
1094 | UG | 18 | 12.6177 | 2004 | 6 | 1.0646 | 2011 | 24 | 13.6824 | 2011 | 3.1781 | 2.6161
775 | UG | 8 | 8.1239 | 2002 | 7 | 1.4059 | 2008 | 15 | 9.5298 | 2008 | 2.7081 | 2.2544
1646 | UG | 2.88 | 4.6651 | unknown | 3.52 | 6.6896 | 2016 | 6.4 | 11.3547 | 2016 | 1.8563 | 2.4296
467 | UG | 5.7 | 6.7583 | 1996 | 7.9 | 3.4855 | 2005 | 13.6 | 10.2438 | 2005 | 2.6101 | 2.3267
437 | UG | 23 | 14.4139 | 2001 | 17 | 3.6314 | 2008 | 40 | 18.0452 | 2008 | 3.6889 | 2.8929
1233 | UG | 40 | 19.4656 | 2001 | 10 | 3.8904 | 2011 | 50 | 23.356 | 2011 | 3.912 | 3.1509
361 | UG | 12.22 | 10.2248 | 1986 | 13 | 1.172 | 2002 | 25.22 | 11.3968 | 2002 | 3.2276 | 2.4333
645 | UG | 25.22 | 15.1533 | 1986 | 1 | 0.22668 | 2006 | 26.22 | 15.38 | 2006 | 3.2665 | 2.7331
720 | UG | 5.29 | 6.4898 | 1974 | 3.91 | 3.2147 | 2009 | 9.2 | 9.7045 | 2009 | 2.2192 | 2.2726
1554 | UG | 18 | 12.6177 | 2013 | 13 | 4.0041 | 2015 | 31 | 16.6218 | 2015 | 3.434 | 2.8107
1570 | UG | 12 | 10.1245 | 0 | 7 | 5.7129 | 2016 | 19 | 15.8374 | 2016 | 2.9444 | 2.7624
1280 | UG | 10 | 9.1703 | 0 | 10 | 3.9567 | 2013 | 20 | 13.127 | 2013 | 2.9957 | 2.5747
659 | UG | 51 | 22.2103 | 1974 | 7 | 0.19039 | 2006 | 58 | 22.4007 | 2006 | 4.0604 | 3.1091
1240 | UG | 9 | 8.6604 | 0 | 12 | 2.4762 | 2013 | 21 | 11.1366 | 2013 | 3.0445 | 2.4102
317 | UG | 26.67 | 15.6203 | 1978 | 8.46 | 3.7336 | 2002 | 35.13 | 19.3539 | 2002 | 3.5591 | 2.9629
1510 | UG | 35.13 | 18.1408 | 1978 | 0 | 1.0378 | 2014 | 35.13 | 19.1786 | 2014 | 3.5591 | 2.9538
1678 | UG | 71.19 | 26.6195 | 0 | 3.81 | 0.18769 | 2015 | 75 | 26.8071 | 2015 | 4.3175 | 3.2887
409 | UG | 50.9 | 22.1866 | unknown | 0 | 6.95 | 2004 | 50.9 | 29.1367 | 2004 | 3.9299 | 3.372
620 | UG | 66.04 | 25.556 | unknown | 1 | 0.052327 | 2006 | 67.04 | 25.6083 | 2006 | 4.2053 | 3.2429
1085 | UG | 67.04 | 25.7654 | unknown | 2 | 0.079312 | 2010 | 69.04 | 25.8447 | 2010 | 4.2347 | 3.2521
589 | UG | 36.963 | 18.6487 | 1974 | 0 | 0.032007 | 2005 | 36.963 | 18.6807 | 2005 | 3.6099 | 2.9275
836 | UG | 33.963 | 17.811 | 1974 | 10.037 | 0.20825 | 2008 | 44 | 18.0193 | 2008 | 3.7842 | 2.8914
1417 | UG | 53.176 | 22.7199 | 0 | 2.824 | 0.36632 | 2013 | 56 | 23.0862 | 2013 | 4.0254 | 3.1392
1575 | UG | 107.8 | 33.3456 | 0 | 2.2 | 0.084606 | 2014 | 110 | 33.4302 | 2014 | 4.7005 | 3.5095
1480 | UG | 92 | 30.5961 | 0 | 9 | 1.4186 | 2015 | 101 | 32.0148 | 2015 | 4.6151 | 3.4662
1644 | UG | 25 | 15.0814 | 0 | 14 | 6.4882 | 2016 | 39 | 21.5696 | 2016 | 3.6636 | 3.0713
1276 | UG | 34 | 17.8216 | unknown | 4 | 0.69755 | 2012 | 38 | 18.5191 | 2012 | 3.6376 | 2.9188
823 | UG | 10 | 9.1703 | unknown | 25 | 8.3157 | 2009 | 35 | 17.4859 | 2009 | 3.5553 | 2.8614
1601 | UG | 77 | 27.7778 | 0 | 0 | 4.0095 | 2015 | 77 | 31.7873 | 2015 | 4.3438 | 3.4591
1046 | UG | 33 | 17.535 | unknown | 17 | 13.8381 | 2011 | 50 | 31.3731 | 2011 | 3.912 | 3.446
873 | UG | 38 | 18.931 | unknown | 10 | 10.835 | 2011 | 48 | 29.766 | 2011 | 3.8712 | 3.3934
630 | UG | 36.4 | 18.4939 | unknown | 3.6 | 0.76182 | 2007 | 40 | 19.2558 | 2007 | 3.6889 | 2.9578
1107 | UG | 16 | 11.8361 | 2010 | 24 | 7.7 | 2014 | 40 | 19.5361 | 2014 | 3.6889 | 2.9723
682 | UG | 12 | 10.1245 | 2005 | 18 | 4.2252 | 2009 | 30 | 14.3497 | 2009 | 3.4012 | 2.6637
677 | UG | 117 | 34.8617 | unknown | 0 | 5.9673 | 2009 | 117 | 40.829 | 2009 | 4.7622 | 3.7094
643 | UG | 53.37 | 22.7649 | unknown | 0.5 | 4.4087 | 2009 | 53.87 | 27.1735 | 2009 | 3.9866 | 3.3022
* Type is either Greenfield (“GF”) or Upgrade (“UG”), where Upgrade refers to additional facilities that increase the capacity of an existing Greenfield project
** For Iteration 1, Greenfield Cost for an Upgrade project is estimated using the power curve for greenfield-only projects
21

## GF + UG Iteration 2
Alberta Electric System Operator
2018 ISO Tariff Application
Appendix G - Point of Delivery Cost Function Workbook
Second-Interation Calculation of Power Curve for Greenfield and Upgrade Projects
August 17, 2018
Project | Type * | Greenfield MW | Greenfield Cost ** | Greenfield Year | Upgrade MW | Upgrade Cost | Upgrade Year | Total MW | Total Cost | Total Year | LN(MW) | LN(Cost) |  | ln(y)=m*ln(x) + b Linear Regression
476 | GF | 14 | 16.8618 | 2003 |  |  |  | 14 | 16.8618 | 2003 | 2.6391 | 2.8251 | m | 0.5571 | 0.97334 | b
478 | GF | 8.5 | 6.0182 | 2003 |  |  |  | 8.5 | 6.0182 | 2003 | 2.1401 | 1.7948 | se | 0.031961 | 0.10192 | seb
473 | GF | 30 | 14.999 | 2003 |  |  |  | 30 | 14.999 | 2003 | 3.4012 | 2.708 | R2 | 0.51775 | 0.39153 | sev
1042 | GF | 13 | 11.1648 | 2011 |  |  |  | 13 | 11.1648 | 2011 | 2.5649 | 2.4128 | F | 303.8269 | 283 | df
443 | GF | 24.3 | 11.7056 | 2006 |  |  |  | 24.3 | 11.7056 | 2006 | 3.1905 | 2.4601 | ssreg | 46.5752 | 43.3826 | ssresid
1195 | GF | 18 | 31.6599 | 2011 |  |  |  | 18 | 31.6599 | 2011 | 2.8904 | 3.4551
420 | GF | 6 | 9.6396 | 2007 |  |  |  | 6 | 9.6396 | 2007 | 1.7918 | 2.2659 |  | y=cx^m, where c=e^b
440 | GF | 10 | 16.0096 | 2006 |  |  |  | 10 | 16.0096 | 2006 | 2.3026 | 2.7732 | m | 0.5571 | 1.653% | change
1102 | GF | 20 | 16.2936 | 2011 |  |  |  | 20 | 16.2936 | 2011 | 2.9957 | 2.7908 | c | 2.6468 | -1.154% | from
324 | GF | 17.2 | 8.9094 | 2003 |  |  |  | 17.2 | 8.9094 | 2003 | 2.8449 | 2.1871 |  |  |  | prior
1103 | GF | 20 | 17.2995 | 2011 |  |  |  | 20 | 17.2995 | 2011 | 2.9957 | 2.8507 |  |  |  | iteration
386 | GF | 9 | 9.9511 | 2003 |  |  |  | 9 | 9.9511 | 2003 | 2.1972 | 2.2977
80 | GF | 8 | 6.0754 | 2001 |  |  |  | 8 | 6.0754 | 2001 | 2.0794 | 1.8042
1052 | GF | 13.6 | 10.9027 | 2011 |  |  |  | 13.6 | 10.9027 | 2011 | 2.6101 | 2.389
347 | GF | 10.548 | 9.3005 | 2003 |  |  |  | 10.548 | 9.3005 | 2003 | 2.3559 | 2.2301
1358 | GF | 27 | 13.0727 | 2011 |  |  |  | 27 | 13.0727 | 2011 | 3.2958 | 2.5705
584 | GF | 28 | 34.9037 | 2011 |  |  |  | 28 | 34.9037 | 2011 | 3.3322 | 3.5526
422 | GF | 24 | 13.6508 | 2003 |  |  |  | 24 | 13.6508 | 2003 | 3.1781 | 2.6138
944 | GF | 43 | 26.8161 | 2010 |  |  |  | 43 | 26.8161 | 2010 | 3.7612 | 3.289
387 | GF | 7.5 | 9.5131 | 2003 |  |  |  | 7.5 | 9.5131 | 2003 | 2.0149 | 2.2527
587 | GF | 17.8 | 13.1522 | 2006 |  |  |  | 17.8 | 13.1522 | 2006 | 2.8792 | 2.5766
585 | GF | 20.6 | 11.2912 | 2007 |  |  |  | 20.6 | 11.2912 | 2007 | 3.0253 | 2.424
831 | GF | 19.6 | 20.9656 | 2011 |  |  |  | 19.6 | 20.9656 | 2011 | 2.9755 | 3.0429
340 | GF | 22 | 13.3096 | 2003 |  |  |  | 22 | 13.3096 | 2003 | 3.091 | 2.5885
334 | GF | 18.8 | 7.9464 | 2003 |  |  |  | 18.8 | 7.9464 | 2003 | 2.9339 | 2.0727
343 | GF | 15.6 | 13.9997 | 2003 |  |  |  | 15.6 | 13.9997 | 2003 | 2.7473 | 2.639
358 | GF | 19.8 | 7.2249 | 2003 |  |  |  | 19.8 | 7.2249 | 2003 | 2.9857 | 1.9775
702 | GF | 28.4 | 5.2102 | 2007 |  |  |  | 28.4 | 5.2102 | 2007 | 3.3464 | 1.6506
526 | GF | 19 | 13.7588 | 2007 |  |  |  | 19 | 13.7588 | 2007 | 2.9444 | 2.6217
288 | GF | 12 | 4.4534 | 2001 |  |  |  | 12 | 4.4534 | 2001 | 2.4849 | 1.4937
851 | GF | 25 | 12.9318 | 2007 |  |  |  | 25 | 12.9318 | 2007 | 3.2189 | 2.5597
648 | GF | 15 | 14.9737 | 2007 |  |  |  | 15 | 14.9737 | 2007 | 2.7081 | 2.7063
855 | GF | 23 | 28.6671 | 2011 |  |  |  | 23 | 28.6671 | 2011 | 3.1355 | 3.3557
700 | GF | 9.8 | 7.0658 | 2007 |  |  |  | 9.8 | 7.0658 | 2007 | 2.2824 | 1.9553
683 | GF | 30 | 16.0323 | 2011 |  |  |  | 30 | 16.0323 | 2011 | 3.4012 | 2.7746
559 | GF | 115 | 56.8595 | 2011 |  |  |  | 115 | 56.8595 | 2011 | 4.7449 | 4.0406
1074 | GF | 67 | 43.1388 | 2011 |  |  |  | 67 | 43.1388 | 2011 | 4.2047 | 3.7644
34 | GF | 16 | 7.5134 | 2000 |  |  |  | 16 | 7.5134 | 2000 | 2.7726 | 2.0167
433 | GF | 25 | 22.3083 | 2003 |  |  |  | 25 | 22.3083 | 2003 | 3.2189 | 3.105
79A | GF | 8 | 5.0823 | 2000 |  |  |  | 8 | 5.0823 | 2000 | 2.0794 | 1.6258
10A | GF | 6.2 | 8.916 | 2001 |  |  |  | 6.2 | 8.916 | 2001 | 1.8245 | 2.1878
345 | GF | 35 | 8.369 | 2003 |  |  |  | 35 | 8.369 | 2003 | 3.5553 | 2.1245
1049 | GF | 15.2 | 54.5518 | 2011 |  |  |  | 15.2 | 54.5518 | 2011 | 2.7213 | 3.9992
230 | GF | 17 | 10.7399 | 2003 |  |  |  | 17 | 10.7399 | 2003 | 2.8332 | 2.374
79B | GF | 8 | 3.3788 | 2000 |  |  |  | 8 | 3.3788 | 2000 | 2.0794 | 1.2175
10B | GF | 9.406 | 9.7991 | 2001 |  |  |  | 9.406 | 9.7991 | 2001 | 2.2413 | 2.2823
8 | GF | 18 | 11.9841 | 2000 |  |  |  | 18 | 11.9841 | 2000 | 2.8904 | 2.4836
487 | GF | 22 | 16.6067 | 2007 |  |  |  | 22 | 16.6067 | 2007 | 3.091 | 2.8098
385 | GF | 7.5 | 8.5881 | 2003 |  |  |  | 7.5 | 8.5881 | 2003 | 2.0149 | 2.1504
865 | GF | 25 | 8.6092 | 2007 |  |  |  | 25 | 8.6092 | 2007 | 3.2189 | 2.1528
863 | GF | 25 | 8.2434 | 2007 |  |  |  | 25 | 8.2434 | 2007 | 3.2189 | 2.1094
527 | GF | 17 | 6.9319 | 2007 |  |  |  | 17 | 6.9319 | 2007 | 2.8332 | 1.9361
595 | GF | 11 | 19.0874 | 2007 |  |  |  | 11 | 19.0874 | 2007 | 2.3979 | 2.949
528 | GF | 17 | 5.2658 | 2007 |  |  |  | 17 | 5.2658 | 2007 | 2.8332 | 1.6612
529 | GF | 17 | 7.7922 | 2007 |  |  |  | 17 | 7.7922 | 2007 | 2.8332 | 2.0531
1095 | GF | 18 | 11.9234 | 2011 |  |  |  | 18 | 11.9234 | 2011 | 2.8904 | 2.4785
561 | GF | 46 | 58.1001 | 2011 |  |  |  | 46 | 58.1001 | 2011 | 3.8286 | 4.0622
1018 | GF | 3 | 10.6346 | 2011 |  |  |  | 3 | 10.6346 | 2011 | 1.0986 | 2.3641
360 | GF | 22 | 7.1175 | 2003 |  |  |  | 22 | 7.1175 | 2003 | 3.091 | 1.9626
1106 | GF | 12 | 20.2179 | 2011 |  |  |  | 12 | 20.2179 | 2011 | 2.4849 | 3.0066
899 | GF | 25 | 15.1725 | 2010 |  |  |  | 25 | 15.1725 | 2010 | 3.2189 | 2.7195
1191 | GF | 11 | 12.6281 | 2011 |  |  |  | 11 | 12.6281 | 2011 | 2.3979 | 2.5359
1115 | GF | 10 | 24.3628 | 2011 |  |  |  | 10 | 24.3628 | 2011 | 2.3026 | 3.1931
1053 | GF | 9 | 14.7144 | 2011 |  |  |  | 9 | 14.7144 | 2011 | 2.1972 | 2.6888
864 | GF | 25 | 9.8258 | 2007 |  |  |  | 25 | 9.8258 | 2007 | 3.2189 | 2.285
834 | GF | 45 | 25.7984 | 2010 |  |  |  | 45 | 25.7984 | 2010 | 3.8067 | 3.2503
722 | GF | 10.5 | 13.5015 | 2010 |  |  |  | 10.5 | 13.5015 | 2010 | 2.3514 | 2.6028
927 | GF | 60 | 25.8871 | 2011 |  |  |  | 60 | 25.8871 | 2011 | 4.0943 | 3.2537
1068 | GF | 11.2 | 26.9182 | 2011 |  |  |  | 11.2 | 26.9182 | 2011 | 2.4159 | 3.2928
506 | GF | 20 | 13.9693 | 2003 |  |  |  | 20 | 13.9693 | 2003 | 2.9957 | 2.6369
456 | GF | 16 | 17.647 | 2007 |  |  |  | 16 | 17.647 | 2007 | 2.7726 | 2.8706
130 | GF | 18 | 8.437 | 2001 |  |  |  | 18 | 8.437 | 2001 | 2.8904 | 2.1326
308 | GF | 10 | 8.8754 | 2003 |  |  |  | 10 | 8.8754 | 2003 | 2.3026 | 2.1833
829 | GF | 20 | 27.7611 | 2011 |  |  |  | 20 | 27.7611 | 2011 | 2.9957 | 3.3236
425 | GF | 17 | 11.7254 | 2006 |  |  |  | 17 | 11.7254 | 2006 | 2.8332 | 2.4618
333 | GF | 12 | 7.5607 | 2003 |  |  |  | 12 | 7.5607 | 2003 | 2.4849 | 2.023
769 | GF | 40 | 26.3813 | 2007 |  |  |  | 40 | 26.3813 | 2007 | 3.6889 | 3.2727
948 | GF | 57 | 12.6537 | 2014 |  |  |  | 57 | 12.6537 | 2014 | 4.0431 | 2.5379
1128 | GF | 45 | 63.5562 | 2013 |  |  |  | 45 | 63.5562 | 2013 | 3.8067 | 4.1519
1214 | GF | 52 | 22.6317 | 2013 |  |  |  | 52 | 22.6317 | 2013 | 3.9512 | 3.1194
1225 | GF | 20 | 18.6367 | 2013 |  |  |  | 20 | 18.6367 | 2013 | 2.9957 | 2.9251
1263 | GF | 8 | 19.6117 | 2013 |  |  |  | 8 | 19.6117 | 2013 | 2.0794 | 2.9761
1309 | GF | 15 | 16.1093 | 2013 |  |  |  | 15 | 16.1093 | 2013 | 2.7081 | 2.7794
1349 | GF | 34 | 8.968 | 2013 |  |  |  | 34 | 8.968 | 2013 | 3.5264 | 2.1937
1358 | GF | 27 | 13.0727 | 2013 |  |  |  | 27 | 13.0727 | 2013 | 3.2958 | 2.5705
1404 | GF | 35 | 35.2763 | 2013 |  |  |  | 35 | 35.2763 | 2013 | 3.5553 | 3.5632
1482 | GF | 18.4 | 18.7658 | 2013 |  |  |  | 18.4 | 18.7658 | 2013 | 2.9124 | 2.932
1515 | GF | 7.2 | 12.9927 | 2013 |  |  |  | 7.2 | 12.9927 | 2013 | 1.9741 | 2.5644
1618 | GF | 21 | 15.966 | 2016 |  |  |  | 21 | 15.966 | 2016 | 3.0445 | 2.7705
1634 | GF | 17.9 | 17.1728 | 2015 |  |  |  | 17.9 | 17.1728 | 2015 | 2.8848 | 2.8433
1258 | GF | 46 | 53.5183 | 2017 |  |  |  | 46 | 53.5183 | 2017 | 3.8286 | 3.98
1284 | GF | 24.1 | 7.0843 | 2013 |  |  |  | 24.1 | 7.0843 | 2013 | 3.1822 | 1.9579
Pre-01 | GF | 2.2 | 2.4934 | 1990 |  |  |  | 2.2 | 2.4934 | 1990 | 0.78846 | 0.91364
Pre-02 | GF | 1.464 | 1.494 | 1987 |  |  |  | 1.464 | 1.494 | 1987 | 0.38117 | 0.40147
Pre-03 | GF | 4.075 | 1.9369 | 1990 |  |  |  | 4.075 | 1.9369 | 1990 | 1.4049 | 0.66111
Pre-04 | GF | 10 | 8.5265 | 1991 |  |  |  | 10 | 8.5265 | 1991 | 2.3026 | 2.1432
Pre-05 | GF | 4.8 | 4.0522 | 1988 |  |  |  | 4.8 | 4.0522 | 1988 | 1.5686 | 1.3993
Pre-06 | GF | 5.1 | 9.6482 | 1989 |  |  |  | 5.1 | 9.6482 | 1989 | 1.6292 | 2.2668
Pre-07 | GF | 6.9 | 5.0294 | 1997 |  |  |  | 6.9 | 5.0294 | 1997 | 1.9315 | 1.6153
Pre-08 | GF | 11.8 | 6.3729 | 1987 |  |  |  | 11.8 | 6.3729 | 1987 | 2.4681 | 1.8521
Pre-09 | GF | 9.7 | 2.9443 | 1997 |  |  |  | 9.7 | 2.9443 | 1997 | 2.2721 | 1.0799
Pre-10 | GF | 6.12 | 13.4811 | 1990 |  |  |  | 6.12 | 13.4811 | 1990 | 1.8116 | 2.6013
Pre-11 | GF | 6.2672 | 2.9102 | 1987 |  |  |  | 6.2672 | 2.9102 | 1987 | 1.8353 | 1.0682
Pre-12 | GF | 6.366 | 9.8907 | 1993 |  |  |  | 6.366 | 9.8907 | 1993 | 1.851 | 2.2916
Pre-13 | GF | 8.5 | 5.9446 | 1990 |  |  |  | 8.5 | 5.9446 | 1990 | 2.1401 | 1.7825
Pre-14 | GF | 46.55 | 7.1936 | 1991 |  |  |  | 46.55 | 7.1936 | 1991 | 3.8405 | 1.9732
Pre-15 | GF | 56.8 | 17.5945 | 1990 |  |  |  | 56.8 | 17.5945 | 1990 | 4.0395 | 2.8676
Pre-16 | GF | 81.576 | 14.0262 | 1988 |  |  |  | 81.576 | 14.0262 | 1988 | 4.4015 | 2.6409
Pre-17 | GF | 95.2 | 14.2199 | 1999 |  |  |  | 95.2 | 14.2199 | 1999 | 4.556 | 2.6546
Pre-18 | GF | 122.772 | 23.4475 | 1990 |  |  |  | 122.772 | 23.4475 | 1990 | 4.8103 | 3.1548
1184 | UG | 30 | 17.2696 | 2013 | 18.2 | 18.8693 | 2012 | 48.2 | 36.1389 | 2013 | 3.8754 | 3.5874
1481 | UG | 48.2 | 22.3943 | 2013 | 0 | 1.1114 | 2014 | 48.2 | 23.5057 | 2014 | 3.8754 | 3.1572
457 | UG | 10.77 | 9.8504 | 1990 | 10 | 3.2891 | 2006 | 20.77 | 13.1396 | 2006 | 3.0335 | 2.5756
407 | UG | 25.4 | 15.7639 | 1982 | 2 | 0.60107 | 2004 | 27.4 | 16.365 | 2004 | 3.3105 | 2.7951
706 | UG | 14.85 | 11.7466 | 1984 | 14.25 | 5.8346 | 2008 | 29.1 | 17.5812 | 2008 | 3.3707 | 2.8668
1070 | UG | 34 | 18.4957 | 1984 | 4.9 | 0.83608 | 2011 | 38.9 | 19.3318 | 2011 | 3.661 | 2.9618
1264 | UG | 38.9 | 19.9121 | 1984 | 7.2 | 8.0579 | 2013 | 46.1 | 27.9699 | 2013 | 3.8308 | 3.3311
1208 | UG | 14.1 | 11.4177 | 1961 | 11.5 | 2.7992 | 2012 | 25.6 | 14.2169 | 2012 | 3.2426 | 2.6544
655 | UG | 12.053 | 10.4771 | 1974 | 2.339 | 0.59465 | 2007 | 14.392 | 11.0718 | 2007 | 2.6667 | 2.4044
733 | UG | 24.3 | 15.3861 | 2007 | 17.1 | 6.7726 | 2009 | 41.4 | 22.1587 | 2009 | 3.7233 | 3.0982
1700 | UG | 13.4 | 11.1035 | 0 | 0 | 4.0239 | 2016 | 13.4 | 15.1273 | 2016 | 2.5953 | 2.7165
1569 | UG | 17.7 | 12.933 | 1997 | 0 | 3.7373 | 2015 | 17.7 | 16.6703 | 2015 | 2.8736 | 2.8136
401 | UG | 2 | 3.915 | 1986 | 1.5 | 0.36204 | 2004 | 3.5 | 4.2771 | 2004 | 1.2528 | 1.4533
1412 | UG | 3.5 | 5.3202 | 1986 | 11 | 4.3575 | 2015 | 14.5 | 9.6777 | 2015 | 2.6741 | 2.2698
1318 | UG | 22.3 | 14.6786 | 1997 | 28.9 | 1.6878 | 2013 | 51.2 | 16.3664 | 2013 | 3.9357 | 2.7952
1194 | UG | 5.8 | 7.0169 | 1980 | 9.6 | 1.6086 | 2011 | 15.4 | 8.6256 | 2011 | 2.7344 | 2.1547
801 | UG | 10 | 9.458 | 2008 | 0 | 6.3106 | 2009 | 10 | 15.7687 | 2009 | 2.3026 | 2.758
804 | UG | 14.429 | 11.5629 | 1982 | 9.871 | 9.1567 | 2009 | 24.3 | 20.7196 | 2009 | 3.1905 | 3.0311
365 | UG | 15.9 | 12.1948 | 1982 | 0.269 | 0.59607 | 2003 | 16.169 | 12.7908 | 2003 | 2.7831 | 2.5487
708 | UG | 16.2 | 12.3203 | 1982 | 11.5 | 6.8375 | 2007 | 27.7 | 19.1578 | 2007 | 3.3214 | 2.9527
1568 | UG | 27.7 | 16.5309 | 1997 | 8.1 | 3.5849 | 2015 | 35.8 | 20.1158 | 2015 | 3.5779 | 3.0015
398 | UG | 27.329 | 16.4092 | 1981 | 2 | 1.4547 | 2004 | 29.329 | 17.8639 | 2004 | 3.3786 | 2.8828
1642 | UG | 16.12 | 12.2869 | unknown | 2.78 | 10.1341 | 2015 | 18.9 | 22.4211 | 2015 | 2.9392 | 3.11
522 | UG | 38.7 | 19.8559 | 1981 | 2.3 | 0.49327 | 2006 | 41 | 20.3492 | 2006 | 3.7136 | 3.013
170 | UG | 20.4 | 13.9794 | unknown | 5.6 | 4.4337 | 2001 | 26 | 18.4132 | 2001 | 3.2581 | 2.9131
1312 | UG | 23.63 | 15.1521 | unknown | 0 | 6.0245 | 2013 | 23.63 | 21.1766 | 2013 | 3.1625 | 3.0529
170 | UG | 21.6 | 14.4243 | unknown | 1 | 4.883 | 2001 | 22.6 | 19.3073 | 2001 | 3.1179 | 2.9605
1366 | UG | 25.5 | 15.7979 | 0 | 14 | 5.5737 | 2013 | 39.5 | 21.3716 | 2013 | 3.6763 | 3.0621
170 | UG | 5.4 | 6.7475 | unknown | 10.6 | 5.2097 | 2001 | 16 | 11.9572 | 2001 | 2.7726 | 2.4813
1350 | UG | 16 | 12.2367 | 0 | 20 | 6.53 | 2013 | 36 | 18.7668 | 2013 | 3.5835 | 2.9321
658 | UG | 1.6 | 3.4644 | 1996 | 13.2 | 7.1147 | 2008 | 14.8 | 10.579 | 2008 | 2.6946 | 2.3589
897 | UG | 14.8 | 11.7249 | 1996 | 3 | 6.2372 | 2010 | 17.8 | 17.9621 | 2010 | 2.8792 | 2.8883
483 | UG | 20.7 | 14.0917 | 1986 | 18.1 | 3.6201 | 2005 | 38.8 | 17.7118 | 2005 | 3.6584 | 2.8742
1494 | UG | 13.3 | 11.058 | 0 | 6 | 6.4297 | 2014 | 19.3 | 17.4877 | 2014 | 2.9601 | 2.8615
488 | UG | 41.3 | 20.5762 | 1982 | 24.2 | 0.40463 | 2006 | 65.5 | 20.9808 | 2006 | 4.1821 | 3.0436
1692 | UG | 65.5 | 26.4931 | 0 | 0 | 2.2188 | 2016 | 65.5 | 28.7119 | 2016 | 4.1821 | 3.3573
318 | UG | 22.87 | 14.8831 | 1996 | 1 | 0.76702 | 2001 | 23.87 | 15.6501 | 2001 | 3.1726 | 2.7505
806 | UG | 23.867 | 15.2352 | 1996 | 5.433 | 0.68948 | 2008 | 29.3 | 15.9247 | 2008 | 3.3776 | 2.7679
1495 | UG | 29.3 | 17.0476 | 1996 | 0 | 5.1428 | 2014 | 29.3 | 22.1904 | 2014 | 3.3776 | 3.0997
1386 | UG | 32.7 | 18.1048 | 0 | 13.5 | 0.85934 | 2013 | 46.2 | 18.9641 | 2013 | 3.833 | 2.9425
928 | UG | 18.02 | 13.0606 | 1992 | 3.48 | 10.3644 | 2010 | 21.5 | 23.425 | 2010 | 3.0681 | 3.1538
1450 | UG | 21.5 | 14.3876 | 1992 | 16.3 | 5.153 | 2014 | 37.8 | 19.5406 | 2014 | 3.6323 | 2.9725
170 | UG | 17.7 | 12.933 | unknown | 8.8 | 1.1342 | 2001 | 26.5 | 14.0672 | 2001 | 3.2771 | 2.6438
649 | UG | 26.5 | 16.1345 | 1997 | 33.8 | 5.0181 | 2007 | 60.3 | 21.1526 | 2007 | 4.0993 | 3.0518
1203 | UG | 20.5 | 14.0169 | 1977 | 4.1 | 12.4436 | 2012 | 24.6 | 26.4606 | 2012 | 3.2027 | 3.2757
170 | UG | 7.9 | 8.3118 | 1972 | 6.1 | 2.9005 | 2001 | 14 | 11.2123 | 2001 | 2.6391 | 2.417
363 | UG | 21.226 | 14.2869 | 1975 | 4.2 | 0.82194 | 2004 | 25.426 | 15.1088 | 2004 | 3.2358 | 2.7153
493 | UG | 25.4 | 15.7639 | 1975 | 3.3 | 3.4003 | 2006 | 28.7 | 19.1642 | 2006 | 3.3569 | 2.953
685 | UG | 28.7 | 16.8553 | 1975 | 4.2 | 0.94607 | 2007 | 32.9 | 17.8014 | 2007 | 3.4935 | 2.8793
1574 | UG | 28 | 16.6288 | 2013 | 0 | 6.2662 | 2015 | 28 | 22.895 | 2015 | 3.3322 | 3.1309
435 | UG | 10.6 | 9.7649 | 1990 | 8.4 | 3.0774 | 2004 | 19 | 12.8423 | 2004 | 2.9444 | 2.5527
652 | UG | 10.195 | 9.5586 | 1986 | 3.405 | 4.3802 | 2007 | 13.6 | 13.9389 | 2007 | 2.6101 | 2.6347
366 | UG | 11.1 | 10.0147 | 1981 | 4.8 | 0.60208 | 2003 | 15.9 | 10.6168 | 2003 | 2.7663 | 2.3624
1640 | UG | 15.9 | 12.1948 | 1981 | 2.5 | 8.3244 | 2015 | 18.4 | 20.5192 | 2015 | 2.9124 | 3.0214
367 | UG | 11.211 | 10.0695 | 1988 | 1 | 0.55589 | 2004 | 12.211 | 10.6254 | 2004 | 2.5023 | 2.3632
650 | UG | 23 | 14.9294 | 1981 | 0 | 5.9477 | 2007 | 23 | 20.877 | 2007 | 3.1355 | 3.0387
902 | UG | 19.2 | 13.5226 | 2002 | 13.5 | 0.547 | 2009 | 32.7 | 14.0696 | 2009 | 3.4874 | 2.644
1202 | UG | 19.4 | 13.5996 | 1989 | 1.6 | 10.745 | 2012 | 21 | 24.3447 | 2012 | 3.0445 | 3.1923
1338 | UG | 7.5 | 8.0784 | unknown | 2 | 6.6636 | 2013 | 9.5 | 14.742 | 2013 | 2.2513 | 2.6907
212 | UG | 36.55 | 19.2435 | 1978 | 28 | 4.6265 | 2003 | 64.55 | 23.87 | 2003 | 4.1674 | 3.1726
653 | UG | 64.55 | 26.2819 | 1977 | 1.32 | 0.56895 | 2007 | 65.87 | 26.8508 | 2007 | 4.1877 | 3.2903
1679 | UG | 65.87 | 26.575 | 1977 | 0 | 3.0359 | 2016 | 65.87 | 29.611 | 2016 | 4.1877 | 3.3881
1382 | UG | 24.2 | 15.3513 | unknown | 11.9 | 2.4484 | 2013 | 36.1 | 17.7998 | 2013 | 3.5863 | 2.8792
1638 | UG | 36.1 | 19.1133 | unknown | 0 | 1.4308 | 2015 | 36.1 | 20.5441 | 2015 | 3.5863 | 3.0226
874 | UG | 6.4 | 7.4059 | 1997 | 0.5 | 3.6334 | 2009 | 6.9 | 11.0393 | 2009 | 1.9315 | 2.4015
491 | UG | 27.9 | 16.5962 | 1984 | 1 | 0.19252 | 2006 | 28.9 | 16.7887 | 2006 | 3.3638 | 2.8207
1396 | UG | 20.6 | 14.0544 | 2009 | 5.4 | 0.37351 | 2013 | 26 | 14.4279 | 2013 | 3.2581 | 2.6692
1597 | UG | 26 | 15.9669 | 2009 | 27.3 | 4.2356 | 2015 | 53.3 | 20.2025 | 2015 | 3.9759 | 3.0058
1292 | UG | 30.3 | 17.364 | unknown | 2.5 | 4.4712 | 2013 | 32.8 | 21.8352 | 2013 | 3.4904 | 3.0835
364 | UG | 44.904 | 21.5416 | 1975 | 2 | 1.3175 | 2004 | 46.904 | 22.8591 | 2004 | 3.8481 | 3.1294
1306 | UG | 23.1 | 14.9649 | 1985 | 2.1 | 5.9849 | 2013 | 25.2 | 20.9498 | 2013 | 3.2268 | 3.0421
858 | UG | 28.4 | 16.7586 | 2009 | 13.3 | 5.4359 | 2010 | 41.7 | 22.1944 | 2010 | 3.7305 | 3.0998
1454 | UG | 41.7 | 20.6852 | 2009 | 5.7 | 0.45762 | 2013 | 47.4 | 21.1428 | 2013 | 3.8586 | 3.0513
637 | UG | 15.5 | 12.0257 | 1989 | 8.4 | 5.0689 | 2007 | 23.9 | 17.0945 | 2007 | 3.1739 | 2.8388
1254 | UG | 23.9 | 15.2467 | 1989 | 15.4 | 6.5284 | 2012 | 39.3 | 21.7752 | 2012 | 3.6712 | 3.0808
734 | UG | 20 | 13.8285 | 1974 | 4.4 | 11.2611 | 2011 | 24.4 | 25.0897 | 2011 | 3.1946 | 3.2225
1594 | UG | 24.4 | 15.4207 | 1974 | 0 | 17.2334 | 2017 | 24.4 | 32.6542 | 2017 | 3.1946 | 3.486
1674 | UG | 17.4 | 12.8124 | 0 | 3.7 | 10.3273 | 2016 | 21.1 | 23.1397 | 2016 | 3.0493 | 3.1415
711 | UG | 11.5 | 10.2109 | 1976 | 13.7 | 9.2618 | 2009 | 25.2 | 19.4727 | 2009 | 3.2268 | 2.969
408 | UG | 37.7 | 19.573 | 1976 | 2.042 | 0.58016 | 2004 | 39.742 | 20.1532 | 2004 | 3.6824 | 3.0034
698 | UG | 39.7 | 20.1354 | 1976 | 20.9 | 1.4407 | 2007 | 60.6 | 21.5761 | 2007 | 4.1043 | 3.0716
696 | UG | 9.137 | 9.0016 | 1981 | 8.063 | 0.2681 | 2007 | 17.2 | 9.2697 | 2007 | 2.8449 | 2.2267
1636 | UG | 17.2 | 12.7315 | 1981 | 0 | 6.6059 | 2015 | 17.2 | 19.3374 | 2015 | 2.8449 | 2.962
1185 | UG | 32.4 | 18.0135 | 1988 | 2.5 | 2.8088 | 2011 | 34.9 | 20.8223 | 2011 | 3.5525 | 3.036
568 | UG | 38.04 | 19.6696 | 1978 | 1 | 0.028819 | 2006 | 39.04 | 19.6984 | 2006 | 3.6646 | 2.9805
853 | UG | 20 | 13.8285 | 1991 | 21.7 | 4.2556 | 2009 | 41.7 | 18.0842 | 2009 | 3.7305 | 2.895
1201 | UG | 13.3 | 11.058 | unknown | 10.6 | 7.6365 | 2012 | 23.9 | 18.6945 | 2012 | 3.1739 | 2.9282
654 | UG | 7.29 | 7.9537 | 1976 | 4.41 | 0.73673 | 2007 | 11.7 | 8.6904 | 2007 | 2.4596 | 2.1622
1394 | UG | 11.7 | 10.3078 | 1976 | 10 | 5.0058 | 2014 | 21.7 | 15.3136 | 2014 | 3.0773 | 2.7287
1294 | UG | 8.5 | 8.652 | 0 | 1.6 | 4.562 | 2014 | 10.1 | 13.214 | 2014 | 2.3125 | 2.5813
1670 | UG | 31.45 | 17.7221 | 0 | 24.25 | 2.7944 | 2016 | 55.7 | 20.5165 | 2016 | 4.02 | 3.0212
579 | UG | 17.1 | 12.6909 | unknown | 11 | 3.6516 | 2008 | 28.1 | 16.3425 | 2008 | 3.3358 | 2.7938
1670 | UG | 18.79 | 13.3636 | 0 | 30.51 | 18.3637 | 2016 | 49.3 | 31.7273 | 2016 | 3.8979 | 3.4572
1083 | UG | 7.53 | 8.0961 | 1981 | 5.87 | 7.4125 | 2011 | 13.4 | 15.5086 | 2011 | 2.5953 | 2.7414
552 | UG | 20.23 | 13.9155 | 1991 | 10.47 | 1.1458 | 2006 | 30.7 | 15.0612 | 2006 | 3.4243 | 2.7121
1311 | UG | 30.7 | 17.4893 | 1991 | 19.3 | 5.9841 | 2013 | 50 | 23.4734 | 2013 | 3.912 | 3.1559
1078 | UG | 17.66 | 12.917 | 1957 | 7.34 | 1.0936 | 2011 | 25 | 14.0106 | 2011 | 3.2189 | 2.6398
495 | UG | 12.974 | 10.9086 | 1982 | 0 | 3.5908 | 2006 | 12.974 | 14.4994 | 2006 | 2.5629 | 2.6741
383 | UG | 0.51 | 1.8514 | 1984 | 8 | 3.9502 | 2005 | 8.51 | 5.8015 | 2005 | 2.1412 | 1.7581
1020 | UG | 13 | 10.9206 | 1977 | 9 | 7.345 | 2010 | 22 | 18.2655 | 2010 | 3.091 | 2.905
1364 | UG | 8.5 | 8.652 | 0 | 34 | 8.7951 | 2013 | 42.5 | 17.4472 | 2013 | 3.7495 | 2.8592
503 | UG | 31 | 17.5827 | 1972 | 16 | 3.8033 | 2007 | 47 | 21.386 | 2007 | 3.8501 | 3.0627
925 | UG | 47 | 22.087 | 1972 | 9 | 3.3165 | 2011 | 56 | 25.4035 | 2011 | 4.0254 | 3.2349
821 | UG | 25 | 15.6274 | 2006 | 32 | 9.4177 | 2011 | 57 | 25.0451 | 2011 | 4.0431 | 3.2207
486 | UG | 10.81 | 9.8705 | 1993 | 3.14 | 0.34692 | 2005 | 13.95 | 10.2174 | 2005 | 2.6355 | 2.3241
779 | UG | 13.95 | 11.3509 | 1993 | 4.05 | 0.91576 | 2008 | 18 | 12.2667 | 2008 | 2.8904 | 2.5069
1416 | UG | 18 | 13.0527 | 1993 | 6 | 1.4182 | 2014 | 24 | 14.4708 | 2014 | 3.1781 | 2.6721
554 | UG | 23 | 14.9294 | 1968 | 8.26 | 1.0611 | 2006 | 31.26 | 15.9905 | 2006 | 3.4423 | 2.772
1581 | UG | 7.44 | 8.043 | unknown | 9.36 | 5.3848 | 2015 | 16.8 | 13.4278 | 2015 | 2.8214 | 2.5973
880 | UG | 8.95 | 8.9001 | 1966 | 2.05 | 4.5764 | 2010 | 11 | 13.4765 | 2010 | 2.3979 | 2.6009
1047 | UG | 10 | 9.458 | 1965 | 5 | 6.2586 | 2012 | 15 | 15.7166 | 2012 | 2.7081 | 2.7547
1045 | UG | 24.066 | 15.3047 | 1971 | 7.934 | 3.8009 | 2011 | 32 | 19.1056 | 2011 | 3.4657 | 2.95
1616 | UG | 21.68 | 14.4535 | unknown | 25.75 | 0.84819 | 2015 | 47.43 | 15.3017 | 2015 | 3.8593 | 2.728
362 | UG | 51.8 | 23.296 | 1971 | 1 | 0.78848 | 2004 | 52.8 | 24.0845 | 2004 | 3.9665 | 3.1816
924 | UG | 45.94 | 21.8126 | 1982 | 6.06 | 1.4264 | 2010 | 52 | 23.239 | 2010 | 3.9512 | 3.1458
1241 | UG | 20.29 | 13.9381 | unknown | 6 | 2.625 | 2012 | 26.29 | 16.5631 | 2012 | 3.2692 | 2.8072
438 | UG | 8.246 | 8.5094 | 1978 | 1 | 0.18095 | 2004 | 9.246 | 8.6903 | 2004 | 2.2242 | 2.1622
748 | UG | 25.541 | 15.8118 | 1995 | 1 | 0.38858 | 2008 | 26.541 | 16.2004 | 2008 | 3.2787 | 2.785
1319 | UG | 15.71 | 12.1147 | 0 | 4.29 | 3.2377 | 2014 | 20 | 15.3524 | 2014 | 2.9957 | 2.7313
892 | UG | 13.05 | 10.9436 | 1972 | 0 | 3.2491 | 2011 | 13.05 | 14.1926 | 2011 | 2.5688 | 2.6527
504 | UG | 10.496 | 9.7123 | 2007 | 0 | 2.1923 | 2006 | 10.496 | 11.9046 | 2007 | 2.351 | 2.4769
618 | UG | 11 | 9.9652 | 1995 | 11.5 | 2.3465 | 2006 | 22.5 | 12.3116 | 2006 | 3.1135 | 2.5105
712 | UG | 7.5 | 8.0784 | 1980 | 1 | 7.8904 | 2011 | 8.5 | 15.9689 | 2011 | 2.1401 | 2.7706
726 | UG | 25.6354 | 15.8438 | 1982 | 5.3646 | 1.0316 | 2008 | 31 | 16.8755 | 2008 | 3.434 | 2.8259
530 | UG | 25 | 15.6274 | 1982 | 20 | 4.5023 | 2006 | 45 | 20.1297 | 2006 | 3.8067 | 3.0022
755 | UG | 8.698 | 8.7619 | 1983 | 3.302 | 0.74649 | 2008 | 12 | 9.5084 | 2008 | 2.4849 | 2.2522
1081 | UG | 12 | 10.4519 | 1983 | 4 | 0.74616 | 2010 | 16 | 11.198 | 2010 | 2.7726 | 2.4157
307 | UG | 9.07 | 8.9653 | 1985 | 1.002 | 2.5231 | 2003 | 10.072 | 11.4884 | 2003 | 2.3098 | 2.4413
1466 | UG | 10.07 | 9.4942 | 1985 | 4.93 | 4.6348 | 2015 | 15 | 14.1291 | 2015 | 2.7081 | 2.6482
1091 | UG | 16.06 | 12.2619 | 1982 | 24.34 | 7.6638 | 2011 | 40.4 | 19.9257 | 2011 | 3.6988 | 2.992
666 | UG | 25.92 | 15.94 | 1987 | 14.08 | 3.6888 | 2008 | 40 | 19.6288 | 2008 | 3.6889 | 2.977
556 | UG | 8.656 | 8.7387 | 1985 | 4.344 | 3.2484 | 2007 | 13 | 11.9871 | 2007 | 2.5649 | 2.4838
452 | UG | 10.781 | 9.8559 | 1986 | 3.619 | 3.4437 | 2005 | 14.4 | 13.2996 | 2005 | 2.6672 | 2.5877
613 | UG | 6.2 | 7.2782 | 1999 | 2.2 | 0.43132 | 2006 | 8.4 | 7.7095 | 2006 | 2.1282 | 2.0425
778 | UG | 0.1 | 0.75808 | 1988 | 1.9 | 0.48701 | 2008 | 2 | 1.2451 | 2008 | 0.69315 | 0.21921
1571 | UG | 2 | 3.915 | 1988 | 11 | 1.592 | 2016 | 13 | 5.5071 | 2016 | 2.5649 | 1.706
525 | UG | 11.55 | 10.2352 | 1995 | 14 | 2.1078 | 2006 | 25.55 | 12.343 | 2006 | 3.2406 | 2.5131
1324 | UG | 15.8 | 12.1527 | 2012 | 12.3 | 2.2693 | 2014 | 28.1 | 14.422 | 2014 | 3.3358 | 2.6688
511 | UG | 13.95 | 11.3509 | 2004 | 4.05 | 0.42904 | 2004 | 18 | 11.78 | 2004 | 2.8904 | 2.4664
1094 | UG | 18 | 13.0527 | 2004 | 6 | 1.0646 | 2011 | 24 | 14.1173 | 2011 | 3.1781 | 2.6474
775 | UG | 8 | 8.3693 | 2002 | 7 | 1.4059 | 2008 | 15 | 9.7752 | 2008 | 2.7081 | 2.2798
1646 | UG | 2.88 | 4.7811 | unknown | 3.52 | 6.6896 | 2016 | 6.4 | 11.4706 | 2016 | 1.8563 | 2.4398
467 | UG | 5.7 | 6.9504 | 1996 | 7.9 | 3.4855 | 2005 | 13.6 | 10.4359 | 2005 | 2.6101 | 2.3453
437 | UG | 23 | 14.9294 | 2001 | 17 | 3.6314 | 2008 | 40 | 18.5607 | 2008 | 3.6889 | 2.921
1233 | UG | 40 | 20.2187 | 2001 | 10 | 3.8904 | 2011 | 50 | 24.1091 | 2011 | 3.912 | 3.1826
361 | UG | 12.22 | 10.5565 | 1986 | 13 | 1.172 | 2002 | 25.22 | 11.7284 | 2002 | 3.2276 | 2.462
645 | UG | 25.22 | 15.7026 | 1986 | 1 | 0.22668 | 2006 | 26.22 | 15.9293 | 2006 | 3.2665 | 2.7682
720 | UG | 5.29 | 6.6718 | 1974 | 3.91 | 3.2147 | 2009 | 9.2 | 9.8865 | 2009 | 2.2192 | 2.2912
1554 | UG | 18 | 13.0527 | 2013 | 13 | 4.0041 | 2015 | 31 | 17.0568 | 2015 | 3.434 | 2.8365
1570 | UG | 12 | 10.4519 | 0 | 7 | 5.7129 | 2016 | 19 | 16.1647 | 2016 | 2.9444 | 2.7828
1280 | UG | 10 | 9.458 | 0 | 10 | 3.9567 | 2013 | 20 | 13.4147 | 2013 | 2.9957 | 2.5964
659 | UG | 51 | 23.0981 | 1974 | 7 | 0.19039 | 2006 | 58 | 23.2885 | 2006 | 4.0604 | 3.148
1240 | UG | 9 | 8.9273 | 0 | 12 | 2.4762 | 2013 | 21 | 11.4036 | 2013 | 3.0445 | 2.4339
317 | UG | 26.67 | 16.1911 | 1978 | 8.46 | 3.7336 | 2002 | 35.13 | 19.9248 | 2002 | 3.5591 | 2.992
1510 | UG | 35.13 | 18.8301 | 1978 | 0 | 1.0378 | 2014 | 35.13 | 19.868 | 2014 | 3.5591 | 2.9891
1678 | UG | 71.19 | 27.7307 | 0 | 3.81 | 0.18769 | 2015 | 75 | 27.9183 | 2015 | 4.3175 | 3.3293
409 | UG | 50.9 | 23.0733 | unknown | 0 | 6.95 | 2004 | 50.9 | 30.0233 | 2004 | 3.9299 | 3.402
620 | UG | 66.04 | 26.6126 | unknown | 1 | 0.052327 | 2006 | 67.04 | 26.6649 | 2006 | 4.2053 | 3.2833
1085 | UG | 67.04 | 26.8327 | unknown | 2 | 0.079312 | 2010 | 69.04 | 26.912 | 2010 | 4.2347 | 3.2926
589 | UG | 36.963 | 19.3624 | 1974 | 0 | 0.032007 | 2005 | 36.963 | 19.3944 | 2005 | 3.6099 | 2.965
836 | UG | 33.963 | 18.4847 | 1974 | 10.037 | 0.20825 | 2008 | 44 | 18.693 | 2008 | 3.7842 | 2.9281
1417 | UG | 53.176 | 23.6331 | 0 | 2.824 | 0.36632 | 2013 | 56 | 23.9995 | 2013 | 4.0254 | 3.178
1575 | UG | 107.8 | 34.811 | 0 | 2.2 | 0.084606 | 2014 | 110 | 34.8957 | 2014 | 4.7005 | 3.5524
1480 | UG | 92 | 31.915 | 0 | 9 | 1.4186 | 2015 | 101 | 33.3336 | 2015 | 4.6151 | 3.5066
1644 | UG | 25 | 15.6274 | 0 | 14 | 6.4882 | 2016 | 39 | 22.1156 | 2016 | 3.6636 | 3.0963
1276 | UG | 34 | 18.4957 | unknown | 4 | 0.69755 | 2012 | 38 | 19.1933 | 2012 | 3.6376 | 2.9546
823 | UG | 10 | 9.458 | unknown | 25 | 8.3157 | 2009 | 35 | 17.7737 | 2009 | 3.5553 | 2.8777
1601 | UG | 77 | 28.949 | 0 | 0 | 4.0095 | 2015 | 77 | 32.9584 | 2015 | 4.3438 | 3.4952
1046 | UG | 33 | 18.1956 | unknown | 17 | 13.8381 | 2011 | 50 | 32.0337 | 2011 | 3.912 | 3.4668
873 | UG | 38 | 19.6582 | unknown | 10 | 10.835 | 2011 | 48 | 30.4933 | 2011 | 3.8712 | 3.4175
630 | UG | 36.4 | 19.2002 | unknown | 3.6 | 0.76182 | 2007 | 40 | 19.962 | 2007 | 3.6889 | 2.9938
1107 | UG | 16 | 12.2367 | 2010 | 24 | 7.7 | 2014 | 40 | 19.9367 | 2014 | 3.6889 | 2.9926
682 | UG | 12 | 10.4519 | 2005 | 18 | 4.2252 | 2009 | 30 | 14.6771 | 2009 | 3.4012 | 2.6863
677 | UG | 117 | 36.409 | unknown | 0 | 5.9673 | 2009 | 117 | 42.3763 | 2009 | 4.7622 | 3.7466
643 | UG | 53.37 | 23.6804 | unknown | 0.5 | 4.4087 | 2009 | 53.87 | 28.089 | 2009 | 3.9866 | 3.3354
* Type is either Greenfield (“GF”) or Upgrade (“UG”), where Upgrade refers to additional facilities that increase the capacity of an existing Greenfield project
** For Iteration 2, Greenfield Cost for an Upgrade project is estimated using the Iteration 1 power curve for greenfield and upgrade projects

## GF + UG Iteration 3
Alberta Electric System Operator
2018 ISO Tariff Application
Appendix G - Point of Delivery Cost Function Workbook
Third-Interation Calculation of Power Curve for Greenfield and Upgrade Projects
August 17, 2018
Project | Type * | Greenfield MW | Greenfield Cost ** | Greenfield Year | Upgrade MW | Upgrade Cost | Upgrade Year | Total MW | Total Cost | Total Year | LN(MW) | LN(Cost) |  | ln(y)=m*ln(x) + b Linear Regression
476 | GF | 14 | 16.8618 | 2003 |  |  |  | 14 | 16.8618 | 2003 | 2.6391 | 2.8251 | m | 0.564 | 0.95935 | b
478 | GF | 8.5 | 6.0182 | 2003 |  |  |  | 8.5 | 6.0182 | 2003 | 2.1401 | 1.7948 | se | 0.032013 | 0.10208 | seb
473 | GF | 30 | 14.999 | 2003 |  |  |  | 30 | 14.999 | 2003 | 3.4012 | 2.708 | R2 | 0.52307 | 0.39217 | sev
1042 | GF | 13 | 11.1648 | 2011 |  |  |  | 13 | 11.1648 | 2011 | 2.5649 | 2.4128 | F | 310.3785 | 283 | df
443 | GF | 24.3 | 11.7056 | 2006 |  |  |  | 24.3 | 11.7056 | 2006 | 3.1905 | 2.4601 | ssreg | 47.7355 | 43.5248 | ssresid
1195 | GF | 18 | 31.6599 | 2011 |  |  |  | 18 | 31.6599 | 2011 | 2.8904 | 3.4551
420 | GF | 6 | 9.6396 | 2007 |  |  |  | 6 | 9.6396 | 2007 | 1.7918 | 2.2659 |  | y=cx^m, where c=e^b
440 | GF | 10 | 16.0096 | 2006 |  |  |  | 10 | 16.0096 | 2006 | 2.3026 | 2.7732 | m | 0.564 | 1.238% | change
1102 | GF | 20 | 16.2936 | 2011 |  |  |  | 20 | 16.2936 | 2011 | 2.9957 | 2.7908 | c | 2.61 | -1.389% | from
324 | GF | 17.2 | 8.9094 | 2003 |  |  |  | 17.2 | 8.9094 | 2003 | 2.8449 | 2.1871 |  |  |  | prior
1103 | GF | 20 | 17.2995 | 2011 |  |  |  | 20 | 17.2995 | 2011 | 2.9957 | 2.8507 |  |  |  | iteration
386 | GF | 9 | 9.9511 | 2003 |  |  |  | 9 | 9.9511 | 2003 | 2.1972 | 2.2977
80 | GF | 8 | 6.0754 | 2001 |  |  |  | 8 | 6.0754 | 2001 | 2.0794 | 1.8042
1052 | GF | 13.6 | 10.9027 | 2011 |  |  |  | 13.6 | 10.9027 | 2011 | 2.6101 | 2.389
347 | GF | 10.548 | 9.3005 | 2003 |  |  |  | 10.548 | 9.3005 | 2003 | 2.3559 | 2.2301
1358 | GF | 27 | 13.0727 | 2011 |  |  |  | 27 | 13.0727 | 2011 | 3.2958 | 2.5705
584 | GF | 28 | 34.9037 | 2011 |  |  |  | 28 | 34.9037 | 2011 | 3.3322 | 3.5526
422 | GF | 24 | 13.6508 | 2003 |  |  |  | 24 | 13.6508 | 2003 | 3.1781 | 2.6138
944 | GF | 43 | 26.8161 | 2010 |  |  |  | 43 | 26.8161 | 2010 | 3.7612 | 3.289
387 | GF | 7.5 | 9.5131 | 2003 |  |  |  | 7.5 | 9.5131 | 2003 | 2.0149 | 2.2527
587 | GF | 17.8 | 13.1522 | 2006 |  |  |  | 17.8 | 13.1522 | 2006 | 2.8792 | 2.5766
585 | GF | 20.6 | 11.2912 | 2007 |  |  |  | 20.6 | 11.2912 | 2007 | 3.0253 | 2.424
831 | GF | 19.6 | 20.9656 | 2011 |  |  |  | 19.6 | 20.9656 | 2011 | 2.9755 | 3.0429
340 | GF | 22 | 13.3096 | 2003 |  |  |  | 22 | 13.3096 | 2003 | 3.091 | 2.5885
334 | GF | 18.8 | 7.9464 | 2003 |  |  |  | 18.8 | 7.9464 | 2003 | 2.9339 | 2.0727
343 | GF | 15.6 | 13.9997 | 2003 |  |  |  | 15.6 | 13.9997 | 2003 | 2.7473 | 2.639
358 | GF | 19.8 | 7.2249 | 2003 |  |  |  | 19.8 | 7.2249 | 2003 | 2.9857 | 1.9775
702 | GF | 28.4 | 5.2102 | 2007 |  |  |  | 28.4 | 5.2102 | 2007 | 3.3464 | 1.6506
526 | GF | 19 | 13.7588 | 2007 |  |  |  | 19 | 13.7588 | 2007 | 2.9444 | 2.6217
288 | GF | 12 | 4.4534 | 2001 |  |  |  | 12 | 4.4534 | 2001 | 2.4849 | 1.4937
851 | GF | 25 | 12.9318 | 2007 |  |  |  | 25 | 12.9318 | 2007 | 3.2189 | 2.5597
648 | GF | 15 | 14.9737 | 2007 |  |  |  | 15 | 14.9737 | 2007 | 2.7081 | 2.7063
855 | GF | 23 | 28.6671 | 2011 |  |  |  | 23 | 28.6671 | 2011 | 3.1355 | 3.3557
700 | GF | 9.8 | 7.0658 | 2007 |  |  |  | 9.8 | 7.0658 | 2007 | 2.2824 | 1.9553
683 | GF | 30 | 16.0323 | 2011 |  |  |  | 30 | 16.0323 | 2011 | 3.4012 | 2.7746
559 | GF | 115 | 56.8595 | 2011 |  |  |  | 115 | 56.8595 | 2011 | 4.7449 | 4.0406
1074 | GF | 67 | 43.1388 | 2011 |  |  |  | 67 | 43.1388 | 2011 | 4.2047 | 3.7644
34 | GF | 16 | 7.5134 | 2000 |  |  |  | 16 | 7.5134 | 2000 | 2.7726 | 2.0167
433 | GF | 25 | 22.3083 | 2003 |  |  |  | 25 | 22.3083 | 2003 | 3.2189 | 3.105
79A | GF | 8 | 5.0823 | 2000 |  |  |  | 8 | 5.0823 | 2000 | 2.0794 | 1.6258
10A | GF | 6.2 | 8.916 | 2001 |  |  |  | 6.2 | 8.916 | 2001 | 1.8245 | 2.1878
345 | GF | 35 | 8.369 | 2003 |  |  |  | 35 | 8.369 | 2003 | 3.5553 | 2.1245
1049 | GF | 15.2 | 54.5518 | 2011 |  |  |  | 15.2 | 54.5518 | 2011 | 2.7213 | 3.9992
230 | GF | 17 | 10.7399 | 2003 |  |  |  | 17 | 10.7399 | 2003 | 2.8332 | 2.374
79B | GF | 8 | 3.3788 | 2000 |  |  |  | 8 | 3.3788 | 2000 | 2.0794 | 1.2175
10B | GF | 9.406 | 9.7991 | 2001 |  |  |  | 9.406 | 9.7991 | 2001 | 2.2413 | 2.2823
8 | GF | 18 | 11.9841 | 2000 |  |  |  | 18 | 11.9841 | 2000 | 2.8904 | 2.4836
487 | GF | 22 | 16.6067 | 2007 |  |  |  | 22 | 16.6067 | 2007 | 3.091 | 2.8098
385 | GF | 7.5 | 8.5881 | 2003 |  |  |  | 7.5 | 8.5881 | 2003 | 2.0149 | 2.1504
865 | GF | 25 | 8.6092 | 2007 |  |  |  | 25 | 8.6092 | 2007 | 3.2189 | 2.1528
863 | GF | 25 | 8.2434 | 2007 |  |  |  | 25 | 8.2434 | 2007 | 3.2189 | 2.1094
527 | GF | 17 | 6.9319 | 2007 |  |  |  | 17 | 6.9319 | 2007 | 2.8332 | 1.9361
595 | GF | 11 | 19.0874 | 2007 |  |  |  | 11 | 19.0874 | 2007 | 2.3979 | 2.949
528 | GF | 17 | 5.2658 | 2007 |  |  |  | 17 | 5.2658 | 2007 | 2.8332 | 1.6612
529 | GF | 17 | 7.7922 | 2007 |  |  |  | 17 | 7.7922 | 2007 | 2.8332 | 2.0531
1095 | GF | 18 | 11.9234 | 2011 |  |  |  | 18 | 11.9234 | 2011 | 2.8904 | 2.4785
561 | GF | 46 | 58.1001 | 2011 |  |  |  | 46 | 58.1001 | 2011 | 3.8286 | 4.0622
1018 | GF | 3 | 10.6346 | 2011 |  |  |  | 3 | 10.6346 | 2011 | 1.0986 | 2.3641
360 | GF | 22 | 7.1175 | 2003 |  |  |  | 22 | 7.1175 | 2003 | 3.091 | 1.9626
1106 | GF | 12 | 20.2179 | 2011 |  |  |  | 12 | 20.2179 | 2011 | 2.4849 | 3.0066
899 | GF | 25 | 15.1725 | 2010 |  |  |  | 25 | 15.1725 | 2010 | 3.2189 | 2.7195
1191 | GF | 11 | 12.6281 | 2011 |  |  |  | 11 | 12.6281 | 2011 | 2.3979 | 2.5359
1115 | GF | 10 | 24.3628 | 2011 |  |  |  | 10 | 24.3628 | 2011 | 2.3026 | 3.1931
1053 | GF | 9 | 14.7144 | 2011 |  |  |  | 9 | 14.7144 | 2011 | 2.1972 | 2.6888
864 | GF | 25 | 9.8258 | 2007 |  |  |  | 25 | 9.8258 | 2007 | 3.2189 | 2.285
834 | GF | 45 | 25.7984 | 2010 |  |  |  | 45 | 25.7984 | 2010 | 3.8067 | 3.2503
722 | GF | 10.5 | 13.5015 | 2010 |  |  |  | 10.5 | 13.5015 | 2010 | 2.3514 | 2.6028
927 | GF | 60 | 25.8871 | 2011 |  |  |  | 60 | 25.8871 | 2011 | 4.0943 | 3.2537
1068 | GF | 11.2 | 26.9182 | 2011 |  |  |  | 11.2 | 26.9182 | 2011 | 2.4159 | 3.2928
506 | GF | 20 | 13.9693 | 2003 |  |  |  | 20 | 13.9693 | 2003 | 2.9957 | 2.6369
456 | GF | 16 | 17.647 | 2007 |  |  |  | 16 | 17.647 | 2007 | 2.7726 | 2.8706
130 | GF | 18 | 8.437 | 2001 |  |  |  | 18 | 8.437 | 2001 | 2.8904 | 2.1326
308 | GF | 10 | 8.8754 | 2003 |  |  |  | 10 | 8.8754 | 2003 | 2.3026 | 2.1833
829 | GF | 20 | 27.7611 | 2011 |  |  |  | 20 | 27.7611 | 2011 | 2.9957 | 3.3236
425 | GF | 17 | 11.7254 | 2006 |  |  |  | 17 | 11.7254 | 2006 | 2.8332 | 2.4618
333 | GF | 12 | 7.5607 | 2003 |  |  |  | 12 | 7.5607 | 2003 | 2.4849 | 2.023
769 | GF | 40 | 26.3813 | 2007 |  |  |  | 40 | 26.3813 | 2007 | 3.6889 | 3.2727
948 | GF | 57 | 12.6537 | 2014 |  |  |  | 57 | 12.6537 | 2014 | 4.0431 | 2.5379
1128 | GF | 45 | 63.5562 | 2013 |  |  |  | 45 | 63.5562 | 2013 | 3.8067 | 4.1519
1214 | GF | 52 | 22.6317 | 2013 |  |  |  | 52 | 22.6317 | 2013 | 3.9512 | 3.1194
1225 | GF | 20 | 18.6367 | 2013 |  |  |  | 20 | 18.6367 | 2013 | 2.9957 | 2.9251
1263 | GF | 8 | 19.6117 | 2013 |  |  |  | 8 | 19.6117 | 2013 | 2.0794 | 2.9761
1309 | GF | 15 | 16.1093 | 2013 |  |  |  | 15 | 16.1093 | 2013 | 2.7081 | 2.7794
1349 | GF | 34 | 8.968 | 2013 |  |  |  | 34 | 8.968 | 2013 | 3.5264 | 2.1937
1358 | GF | 27 | 13.0727 | 2013 |  |  |  | 27 | 13.0727 | 2013 | 3.2958 | 2.5705
1404 | GF | 35 | 35.2763 | 2013 |  |  |  | 35 | 35.2763 | 2013 | 3.5553 | 3.5632
1482 | GF | 18.4 | 18.7658 | 2013 |  |  |  | 18.4 | 18.7658 | 2013 | 2.9124 | 2.932
1515 | GF | 7.2 | 12.9927 | 2013 |  |  |  | 7.2 | 12.9927 | 2013 | 1.9741 | 2.5644
1618 | GF | 21 | 15.966 | 2016 |  |  |  | 21 | 15.966 | 2016 | 3.0445 | 2.7705
1634 | GF | 17.9 | 17.1728 | 2015 |  |  |  | 17.9 | 17.1728 | 2015 | 2.8848 | 2.8433
1258 | GF | 46 | 53.5183 | 2017 |  |  |  | 46 | 53.5183 | 2017 | 3.8286 | 3.98
1284 | GF | 24.1 | 7.0843 | 2013 |  |  |  | 24.1 | 7.0843 | 2013 | 3.1822 | 1.9579
Pre-01 | GF | 2.2 | 2.4934 | 1990 |  |  |  | 2.2 | 2.4934 | 1990 | 0.78846 | 0.91364
Pre-02 | GF | 1.464 | 1.494 | 1987 |  |  |  | 1.464 | 1.494 | 1987 | 0.38117 | 0.40147
Pre-03 | GF | 4.075 | 1.9369 | 1990 |  |  |  | 4.075 | 1.9369 | 1990 | 1.4049 | 0.66111
Pre-04 | GF | 10 | 8.5265 | 1991 |  |  |  | 10 | 8.5265 | 1991 | 2.3026 | 2.1432
Pre-05 | GF | 4.8 | 4.0522 | 1988 |  |  |  | 4.8 | 4.0522 | 1988 | 1.5686 | 1.3993
Pre-06 | GF | 5.1 | 9.6482 | 1989 |  |  |  | 5.1 | 9.6482 | 1989 | 1.6292 | 2.2668
Pre-07 | GF | 6.9 | 5.0294 | 1997 |  |  |  | 6.9 | 5.0294 | 1997 | 1.9315 | 1.6153
Pre-08 | GF | 11.8 | 6.3729 | 1987 |  |  |  | 11.8 | 6.3729 | 1987 | 2.4681 | 1.8521
Pre-09 | GF | 9.7 | 2.9443 | 1997 |  |  |  | 9.7 | 2.9443 | 1997 | 2.2721 | 1.0799
Pre-10 | GF | 6.12 | 13.4811 | 1990 |  |  |  | 6.12 | 13.4811 | 1990 | 1.8116 | 2.6013
Pre-11 | GF | 6.2672 | 2.9102 | 1987 |  |  |  | 6.2672 | 2.9102 | 1987 | 1.8353 | 1.0682
Pre-12 | GF | 6.366 | 9.8907 | 1993 |  |  |  | 6.366 | 9.8907 | 1993 | 1.851 | 2.2916
Pre-13 | GF | 8.5 | 5.9446 | 1990 |  |  |  | 8.5 | 5.9446 | 1990 | 2.1401 | 1.7825
Pre-14 | GF | 46.55 | 7.1936 | 1991 |  |  |  | 46.55 | 7.1936 | 1991 | 3.8405 | 1.9732
Pre-15 | GF | 56.8 | 17.5945 | 1990 |  |  |  | 56.8 | 17.5945 | 1990 | 4.0395 | 2.8676
Pre-16 | GF | 81.576 | 14.0262 | 1988 |  |  |  | 81.576 | 14.0262 | 1988 | 4.4015 | 2.6409
Pre-17 | GF | 95.2 | 14.2199 | 1999 |  |  |  | 95.2 | 14.2199 | 1999 | 4.556 | 2.6546
Pre-18 | GF | 122.772 | 23.4475 | 1990 |  |  |  | 122.772 | 23.4475 | 1990 | 4.8103 | 3.1548
1184 | UG | 30 | 17.6045 | 2013 | 18.2 | 18.8693 | 2012 | 48.2 | 36.4739 | 2013 | 3.8754 | 3.5966
1481 | UG | 48.2 | 22.927 | 2013 | 0 | 1.1114 | 2014 | 48.2 | 24.0384 | 2014 | 3.8754 | 3.1797
457 | UG | 10.77 | 9.9487 | 1990 | 10 | 3.2891 | 2006 | 20.77 | 13.2378 | 2006 | 3.0335 | 2.5831
407 | UG | 25.4 | 16.0455 | 1982 | 2 | 0.60107 | 2004 | 27.4 | 16.6466 | 2004 | 3.3105 | 2.8122
706 | UG | 14.85 | 11.8984 | 1984 | 14.25 | 5.8346 | 2008 | 29.1 | 17.733 | 2008 | 3.3707 | 2.8754
1070 | UG | 34 | 18.8759 | 1984 | 4.9 | 0.83608 | 2011 | 38.9 | 19.712 | 2011 | 3.661 | 2.9812
1264 | UG | 38.9 | 20.3461 | 1984 | 7.2 | 8.0579 | 2013 | 46.1 | 28.404 | 2013 | 3.8308 | 3.3465
1208 | UG | 14.1 | 11.5598 | 1961 | 11.5 | 2.7992 | 2012 | 25.6 | 14.359 | 2012 | 3.2426 | 2.6644
655 | UG | 12.053 | 10.5925 | 1974 | 2.339 | 0.59465 | 2007 | 14.392 | 11.1871 | 2007 | 2.6667 | 2.4148
733 | UG | 24.3 | 15.6546 | 2007 | 17.1 | 6.7726 | 2009 | 41.4 | 22.4272 | 2009 | 3.7233 | 3.1103
1700 | UG | 13.4 | 11.2365 | 0 | 0 | 4.0239 | 2016 | 13.4 | 15.2603 | 2016 | 2.5953 | 2.7253
1569 | UG | 17.7 | 13.121 | 1997 | 0 | 3.7373 | 2015 | 17.7 | 16.8582 | 2015 | 2.8736 | 2.8248
401 | UG | 2 | 3.8942 | 1986 | 1.5 | 0.36204 | 2004 | 3.5 | 4.2563 | 2004 | 1.2528 | 1.4484
1412 | UG | 3.5 | 5.3189 | 1986 | 11 | 4.3575 | 2015 | 14.5 | 9.6763 | 2015 | 2.6741 | 2.2697
1318 | UG | 22.3 | 14.9232 | 1997 | 28.9 | 1.6878 | 2013 | 51.2 | 16.611 | 2013 | 3.9357 | 2.8101
1194 | UG | 5.8 | 7.0473 | 1980 | 9.6 | 1.6086 | 2011 | 15.4 | 8.6559 | 2011 | 2.7344 | 2.1582
801 | UG | 10 | 9.546 | 2008 | 0 | 6.3106 | 2009 | 10 | 15.8566 | 2009 | 2.3026 | 2.7636
804 | UG | 14.429 | 11.7093 | 1982 | 9.871 | 9.1567 | 2009 | 24.3 | 20.866 | 2009 | 3.1905 | 3.0381
365 | UG | 15.9 | 12.36 | 1982 | 0.269 | 0.59607 | 2003 | 16.169 | 12.9561 | 2003 | 2.7831 | 2.5616
708 | UG | 16.2 | 12.4894 | 1982 | 11.5 | 6.8375 | 2007 | 27.7 | 19.3268 | 2007 | 3.3214 | 2.9615
1568 | UG | 27.7 | 16.8394 | 1997 | 8.1 | 3.5849 | 2015 | 35.8 | 20.4243 | 2015 | 3.5779 | 3.0167
398 | UG | 27.329 | 16.7133 | 1981 | 2 | 1.4547 | 2004 | 29.329 | 18.168 | 2004 | 3.3786 | 2.8997
1642 | UG | 16.12 | 12.455 | unknown | 2.78 | 10.1341 | 2015 | 18.9 | 22.5891 | 2015 | 2.9392 | 3.1175
522 | UG | 38.7 | 20.2878 | 1981 | 2.3 | 0.49327 | 2006 | 41 | 20.7811 | 2006 | 3.7136 | 3.034
170 | UG | 20.4 | 14.2009 | unknown | 5.6 | 4.4337 | 2001 | 26 | 18.6346 | 2001 | 3.2581 | 2.925
1312 | UG | 23.63 | 15.4126 | unknown | 0 | 6.0245 | 2013 | 23.63 | 21.4371 | 2013 | 3.1625 | 3.0651
170 | UG | 21.6 | 14.6603 | unknown | 1 | 4.883 | 2001 | 22.6 | 19.5433 | 2001 | 3.1179 | 2.9726
1366 | UG | 25.5 | 16.0807 | 0 | 14 | 5.5737 | 2013 | 39.5 | 21.6544 | 2013 | 3.6763 | 3.0752
170 | UG | 5.4 | 6.7723 | unknown | 10.6 | 5.2097 | 2001 | 16 | 11.982 | 2001 | 2.7726 | 2.4834
1350 | UG | 16 | 12.4032 | 0 | 20 | 6.53 | 2013 | 36 | 18.9333 | 2013 | 3.5835 | 2.9409
658 | UG | 1.6 | 3.439 | 1996 | 13.2 | 7.1147 | 2008 | 14.8 | 10.5537 | 2008 | 2.6946 | 2.3565
897 | UG | 14.8 | 11.8761 | 1996 | 3 | 6.2372 | 2010 | 17.8 | 18.1133 | 2010 | 2.8792 | 2.8966
483 | UG | 20.7 | 14.3168 | 1986 | 18.1 | 3.6201 | 2005 | 38.8 | 17.9369 | 2005 | 3.6584 | 2.8869
1494 | UG | 13.3 | 11.1897 | 0 | 6 | 6.4297 | 2014 | 19.3 | 17.6194 | 2014 | 2.9601 | 2.869
488 | UG | 41.3 | 21.0362 | 1982 | 24.2 | 0.40463 | 2006 | 65.5 | 21.4408 | 2006 | 4.1821 | 3.0653
1692 | UG | 65.5 | 27.1988 | 0 | 0 | 2.2188 | 2016 | 65.5 | 29.4176 | 2016 | 4.1821 | 3.3816
318 | UG | 22.87 | 15.1345 | 1996 | 1 | 0.76702 | 2001 | 23.87 | 15.9015 | 2001 | 3.1726 | 2.7664
806 | UG | 23.867 | 15.4986 | 1996 | 5.433 | 0.68948 | 2008 | 29.3 | 16.188 | 2008 | 3.3776 | 2.7843
1495 | UG | 29.3 | 17.3745 | 1996 | 0 | 5.1428 | 2014 | 29.3 | 22.5173 | 2014 | 3.3776 | 3.1143
1386 | UG | 32.7 | 18.4704 | 0 | 13.5 | 0.85934 | 2013 | 46.2 | 19.3297 | 2013 | 3.833 | 2.9616
928 | UG | 18.02 | 13.2526 | 1992 | 3.48 | 10.3644 | 2010 | 21.5 | 23.617 | 2010 | 3.0681 | 3.162
1450 | UG | 21.5 | 14.6225 | 1992 | 16.3 | 5.153 | 2014 | 37.8 | 19.7755 | 2014 | 3.6323 | 2.9844
170 | UG | 17.7 | 13.121 | unknown | 8.8 | 1.1342 | 2001 | 26.5 | 14.2552 | 2001 | 3.2771 | 2.6571
649 | UG | 26.5 | 16.429 | 1997 | 33.8 | 5.0181 | 2007 | 60.3 | 21.4471 | 2007 | 4.0993 | 3.0656
1203 | UG | 20.5 | 14.2396 | 1977 | 4.1 | 12.4436 | 2012 | 24.6 | 26.6832 | 2012 | 3.2027 | 3.284
170 | UG | 7.9 | 8.3712 | 1972 | 6.1 | 2.9005 | 2001 | 14 | 11.2717 | 2001 | 2.6391 | 2.4223
363 | UG | 21.226 | 14.5184 | 1975 | 4.2 | 0.82194 | 2004 | 25.426 | 15.3403 | 2004 | 3.2358 | 2.7305
493 | UG | 25.4 | 16.0455 | 1975 | 3.3 | 3.4003 | 2006 | 28.7 | 19.4458 | 2006 | 3.3569 | 2.9676
685 | UG | 28.7 | 17.1754 | 1975 | 4.2 | 0.94607 | 2007 | 32.9 | 18.1215 | 2007 | 3.4935 | 2.8971
1574 | UG | 28 | 16.9407 | 2013 | 0 | 6.2662 | 2015 | 28 | 23.207 | 2015 | 3.3322 | 3.1445
435 | UG | 10.6 | 9.8609 | 1990 | 8.4 | 3.0774 | 2004 | 19 | 12.9383 | 2004 | 2.9444 | 2.5602
652 | UG | 10.195 | 9.6492 | 1986 | 3.405 | 4.3802 | 2007 | 13.6 | 14.0294 | 2007 | 2.6101 | 2.6412
366 | UG | 11.1 | 10.1174 | 1981 | 4.8 | 0.60208 | 2003 | 15.9 | 10.7195 | 2003 | 2.7663 | 2.3721
1640 | UG | 15.9 | 12.36 | 1981 | 2.5 | 8.3244 | 2015 | 18.4 | 20.6844 | 2015 | 2.9124 | 3.0294
367 | UG | 11.211 | 10.1736 | 1988 | 1 | 0.55589 | 2004 | 12.211 | 10.7295 | 2004 | 2.5023 | 2.373
650 | UG | 23 | 15.1823 | 1981 | 0 | 5.9477 | 2007 | 23 | 21.13 | 2007 | 3.1355 | 3.0507
902 | UG | 19.2 | 13.7293 | 2002 | 13.5 | 0.547 | 2009 | 32.7 | 14.2763 | 2009 | 3.4874 | 2.6586
1202 | UG | 19.4 | 13.8087 | 1989 | 1.6 | 10.745 | 2012 | 21 | 24.5538 | 2012 | 3.0445 | 3.2009
1338 | UG | 7.5 | 8.1323 | unknown | 2 | 6.6636 | 2013 | 9.5 | 14.7959 | 2013 | 2.2513 | 2.6944
212 | UG | 36.55 | 19.6519 | 1978 | 28 | 4.6265 | 2003 | 64.55 | 24.2784 | 2003 | 4.1674 | 3.1896
653 | UG | 64.55 | 26.9783 | 1977 | 1.32 | 0.56895 | 2007 | 65.87 | 27.5472 | 2007 | 4.1877 | 3.3159
1679 | UG | 65.87 | 27.2843 | 1977 | 0 | 3.0359 | 2016 | 65.87 | 30.3202 | 2016 | 4.1877 | 3.4118
1382 | UG | 24.2 | 15.6187 | unknown | 11.9 | 2.4484 | 2013 | 36.1 | 18.0671 | 2013 | 3.5863 | 2.8941
1638 | UG | 36.1 | 19.5168 | unknown | 0 | 1.4308 | 2015 | 36.1 | 20.9475 | 2015 | 3.5863 | 3.042
874 | UG | 6.4 | 7.4446 | 1997 | 0.5 | 3.6334 | 2009 | 6.9 | 11.078 | 2009 | 1.9315 | 2.405
491 | UG | 27.9 | 16.907 | 1984 | 1 | 0.19252 | 2006 | 28.9 | 17.0995 | 2006 | 3.3638 | 2.8391
1396 | UG | 20.6 | 14.2783 | 2009 | 5.4 | 0.37351 | 2013 | 26 | 14.6518 | 2013 | 3.2581 | 2.6846
1597 | UG | 26 | 16.2556 | 2009 | 27.3 | 4.2356 | 2015 | 53.3 | 20.4911 | 2015 | 3.9759 | 3.02
1292 | UG | 30.3 | 17.7024 | unknown | 2.5 | 4.4712 | 2013 | 32.8 | 22.1736 | 2013 | 3.4904 | 3.0989
364 | UG | 44.904 | 22.0399 | 1975 | 2 | 1.3175 | 2004 | 46.904 | 23.3574 | 2004 | 3.8481 | 3.1509
1306 | UG | 23.1 | 15.2191 | 1985 | 2.1 | 5.9849 | 2013 | 25.2 | 21.2039 | 2013 | 3.2268 | 3.0542
858 | UG | 28.4 | 17.0751 | 2009 | 13.3 | 5.4359 | 2010 | 41.7 | 22.511 | 2010 | 3.7305 | 3.114
1454 | UG | 41.7 | 21.1494 | 2009 | 5.7 | 0.45762 | 2013 | 47.4 | 21.6071 | 2013 | 3.8586 | 3.073
637 | UG | 15.5 | 12.1858 | 1989 | 8.4 | 5.0689 | 2007 | 23.9 | 17.2546 | 2007 | 3.1739 | 2.8481
1254 | UG | 23.9 | 15.5105 | 1989 | 15.4 | 6.5284 | 2012 | 39.3 | 22.0389 | 2012 | 3.6712 | 3.0928
734 | UG | 20 | 14.0451 | 1974 | 4.4 | 11.2611 | 2011 | 24.4 | 25.3062 | 2011 | 3.1946 | 3.231
1594 | UG | 24.4 | 15.6904 | 1974 | 0 | 17.2334 | 2017 | 24.4 | 32.9239 | 2017 | 3.1946 | 3.4942
1674 | UG | 17.4 | 12.9966 | 0 | 3.7 | 10.3273 | 2016 | 21.1 | 23.3239 | 2016 | 3.0493 | 3.1495
711 | UG | 11.5 | 10.3189 | 1976 | 13.7 | 9.2618 | 2009 | 25.2 | 19.5807 | 2009 | 3.2268 | 2.9745
408 | UG | 37.7 | 19.994 | 1976 | 2.042 | 0.58016 | 2004 | 39.742 | 20.5742 | 2004 | 3.6824 | 3.024
698 | UG | 39.7 | 20.5782 | 1976 | 20.9 | 1.4407 | 2007 | 60.6 | 22.0189 | 2007 | 4.1043 | 3.0919
696 | UG | 9.137 | 9.0778 | 1981 | 8.063 | 0.2681 | 2007 | 17.2 | 9.346 | 2007 | 2.8449 | 2.2349
1636 | UG | 17.2 | 12.9132 | 1981 | 0 | 6.6059 | 2015 | 17.2 | 19.5191 | 2015 | 2.8449 | 2.9714
1185 | UG | 32.4 | 18.3758 | 1988 | 2.5 | 2.8088 | 2011 | 34.9 | 21.1845 | 2011 | 3.5525 | 3.0533
568 | UG | 38.04 | 20.0943 | 1978 | 1 | 0.028819 | 2006 | 39.04 | 20.1231 | 2006 | 3.6646 | 3.0019
853 | UG | 20 | 14.0451 | 1991 | 21.7 | 4.2556 | 2009 | 41.7 | 18.3007 | 2009 | 3.7305 | 2.9069
1201 | UG | 13.3 | 11.1897 | unknown | 10.6 | 7.6365 | 2012 | 23.9 | 18.8262 | 2012 | 3.1739 | 2.9352
654 | UG | 7.29 | 8.0047 | 1976 | 4.41 | 0.73673 | 2007 | 11.7 | 8.7414 | 2007 | 2.4596 | 2.1681
1394 | UG | 11.7 | 10.4185 | 1976 | 10 | 5.0058 | 2014 | 21.7 | 15.4243 | 2014 | 3.0773 | 2.7359
1294 | UG | 8.5 | 8.7196 | 0 | 1.6 | 4.562 | 2014 | 10.1 | 13.2816 | 2014 | 2.3125 | 2.5864
1670 | UG | 31.45 | 18.0736 | 0 | 24.25 | 2.7944 | 2016 | 55.7 | 20.868 | 2016 | 4.02 | 3.0382
579 | UG | 17.1 | 12.8713 | unknown | 11 | 3.6516 | 2008 | 28.1 | 16.5229 | 2008 | 3.3358 | 2.8047
1670 | UG | 18.79 | 13.5651 | 0 | 30.51 | 18.3637 | 2016 | 49.3 | 31.9288 | 2016 | 3.8979 | 3.4635
1083 | UG | 7.53 | 8.1504 | 1981 | 5.87 | 7.4125 | 2011 | 13.4 | 15.563 | 2011 | 2.5953 | 2.7449
552 | UG | 20.23 | 14.1348 | 1991 | 10.47 | 1.1458 | 2006 | 30.7 | 15.2806 | 2006 | 3.4243 | 2.7266
1311 | UG | 30.7 | 17.8322 | 1991 | 19.3 | 5.9841 | 2013 | 50 | 23.8164 | 2013 | 3.912 | 3.1704
1078 | UG | 17.66 | 13.1044 | 1957 | 7.34 | 1.0936 | 2011 | 25 | 14.1981 | 2011 | 3.2189 | 2.6531
495 | UG | 12.974 | 11.036 | 1982 | 0 | 3.5908 | 2006 | 12.974 | 14.6268 | 2006 | 2.5629 | 2.6829
383 | UG | 0.51 | 1.8189 | 1984 | 8 | 3.9502 | 2005 | 8.51 | 5.769 | 2005 | 2.1412 | 1.7525
1020 | UG | 13 | 11.0483 | 1977 | 9 | 7.345 | 2010 | 22 | 18.3933 | 2010 | 3.091 | 2.912
1364 | UG | 8.5 | 8.7196 | 0 | 34 | 8.7951 | 2013 | 42.5 | 17.5148 | 2013 | 3.7495 | 2.863
503 | UG | 31 | 17.9291 | 1972 | 16 | 3.8033 | 2007 | 47 | 21.7324 | 2007 | 3.8501 | 3.0788
925 | UG | 47 | 22.6072 | 1972 | 9 | 3.3165 | 2011 | 56 | 25.9237 | 2011 | 4.0254 | 3.2552
821 | UG | 25 | 15.9042 | 2006 | 32 | 9.4177 | 2011 | 57 | 25.322 | 2011 | 4.0431 | 3.2317
486 | UG | 10.81 | 9.9693 | 1993 | 3.14 | 0.34692 | 2005 | 13.95 | 10.3162 | 2005 | 2.6355 | 2.3337
779 | UG | 13.95 | 11.4911 | 1993 | 4.05 | 0.91576 | 2008 | 18 | 12.4069 | 2008 | 2.8904 | 2.5183
1416 | UG | 18 | 13.2444 | 1993 | 6 | 1.4182 | 2014 | 24 | 14.6626 | 2014 | 3.1781 | 2.6853
554 | UG | 23 | 15.1823 | 1968 | 8.26 | 1.0611 | 2006 | 31.26 | 16.2434 | 2006 | 3.4423 | 2.7877
1581 | UG | 7.44 | 8.096 | unknown | 9.36 | 5.3848 | 2015 | 16.8 | 13.4809 | 2015 | 2.8214 | 2.6013
880 | UG | 8.95 | 8.9739 | 1966 | 2.05 | 4.5764 | 2010 | 11 | 13.5503 | 2010 | 2.3979 | 2.6064
1047 | UG | 10 | 9.546 | 1965 | 5 | 6.2586 | 2012 | 15 | 15.8046 | 2012 | 2.7081 | 2.7603
1045 | UG | 24.066 | 15.5704 | 1971 | 7.934 | 3.8009 | 2011 | 32 | 19.3713 | 2011 | 3.4657 | 2.9638
1616 | UG | 21.68 | 14.6906 | unknown | 25.75 | 0.84819 | 2015 | 47.43 | 15.5388 | 2015 | 3.8593 | 2.7433
362 | UG | 51.8 | 23.8657 | 1971 | 1 | 0.78848 | 2004 | 52.8 | 24.6542 | 2004 | 3.9665 | 3.2049
924 | UG | 45.94 | 22.3217 | 1982 | 6.06 | 1.4264 | 2010 | 52 | 23.7481 | 2010 | 3.9512 | 3.1675
1241 | UG | 20.29 | 14.1582 | unknown | 6 | 2.625 | 2012 | 26.29 | 16.7832 | 2012 | 3.2692 | 2.8204
438 | UG | 8.246 | 8.5735 | 1978 | 1 | 0.18095 | 2004 | 9.246 | 8.7545 | 2004 | 2.2242 | 2.1696
748 | UG | 25.541 | 16.0951 | 1995 | 1 | 0.38858 | 2008 | 26.541 | 16.4836 | 2008 | 3.2787 | 2.8024
1319 | UG | 15.71 | 12.2775 | 0 | 4.29 | 3.2377 | 2014 | 20 | 15.5152 | 2014 | 2.9957 | 2.7418
892 | UG | 13.05 | 11.072 | 1972 | 0 | 3.2491 | 2011 | 13.05 | 14.3211 | 2011 | 2.5688 | 2.6617
504 | UG | 10.496 | 9.8069 | 2007 | 0 | 2.1923 | 2006 | 10.496 | 11.9992 | 2007 | 2.351 | 2.4848
618 | UG | 11 | 10.0665 | 1995 | 11.5 | 2.3465 | 2006 | 22.5 | 12.413 | 2006 | 3.1135 | 2.5187
712 | UG | 7.5 | 8.1323 | 1980 | 1 | 7.8904 | 2011 | 8.5 | 16.0228 | 2011 | 2.1401 | 2.774
726 | UG | 25.6354 | 16.1282 | 1982 | 5.3646 | 1.0316 | 2008 | 31 | 17.1598 | 2008 | 3.434 | 2.8426
530 | UG | 25 | 15.9042 | 1982 | 20 | 4.5023 | 2006 | 45 | 20.4065 | 2006 | 3.8067 | 3.0159
755 | UG | 8.698 | 8.8322 | 1983 | 3.302 | 0.74649 | 2008 | 12 | 9.5787 | 2008 | 2.4849 | 2.2595
1081 | UG | 12 | 10.5665 | 1983 | 4 | 0.74616 | 2010 | 16 | 11.3127 | 2010 | 2.7726 | 2.4259
307 | UG | 9.07 | 9.0407 | 1985 | 1.002 | 2.5231 | 2003 | 10.072 | 11.5638 | 2003 | 2.3098 | 2.4479
1466 | UG | 10.07 | 9.5831 | 1985 | 4.93 | 4.6348 | 2015 | 15 | 14.218 | 2015 | 2.7081 | 2.6545
1091 | UG | 16.06 | 12.4291 | 1982 | 24.34 | 7.6638 | 2011 | 40.4 | 20.093 | 2011 | 3.6988 | 3.0004
666 | UG | 25.92 | 16.2277 | 1987 | 14.08 | 3.6888 | 2008 | 40 | 19.9165 | 2008 | 3.6889 | 2.9915
556 | UG | 8.656 | 8.8084 | 1985 | 4.344 | 3.2484 | 2007 | 13 | 12.0568 | 2007 | 2.5649 | 2.4896
452 | UG | 10.781 | 9.9544 | 1986 | 3.619 | 3.4437 | 2005 | 14.4 | 13.3981 | 2005 | 2.6672 | 2.5951
613 | UG | 6.2 | 7.3141 | 1999 | 2.2 | 0.43132 | 2006 | 8.4 | 7.7454 | 2006 | 2.1282 | 2.0471
778 | UG | 0.1 | 0.73386 | 1988 | 1.9 | 0.48701 | 2008 | 2 | 1.2209 | 2008 | 0.69315 | 0.19956
1571 | UG | 2 | 3.8942 | 1988 | 11 | 1.592 | 2016 | 13 | 5.4863 | 2016 | 2.5649 | 1.7022
525 | UG | 11.55 | 10.3439 | 1995 | 14 | 2.1078 | 2006 | 25.55 | 12.4517 | 2006 | 3.2406 | 2.5219
1324 | UG | 15.8 | 12.3166 | 2012 | 12.3 | 2.2693 | 2014 | 28.1 | 14.5859 | 2014 | 3.3358 | 2.6801
511 | UG | 13.95 | 11.4911 | 2004 | 4.05 | 0.42904 | 2004 | 18 | 11.9201 | 2004 | 2.8904 | 2.4782
1094 | UG | 18 | 13.2444 | 2004 | 6 | 1.0646 | 2011 | 24 | 14.309 | 2011 | 3.1781 | 2.6609
775 | UG | 8 | 8.4301 | 2002 | 7 | 1.4059 | 2008 | 15 | 9.8359 | 2008 | 2.7081 | 2.286
1646 | UG | 2.88 | 4.7714 | unknown | 3.52 | 6.6896 | 2016 | 6.4 | 11.461 | 2016 | 1.8563 | 2.4389
467 | UG | 5.7 | 6.9794 | 1996 | 7.9 | 3.4855 | 2005 | 13.6 | 10.4649 | 2005 | 2.6101 | 2.348
437 | UG | 23 | 15.1823 | 2001 | 17 | 3.6314 | 2008 | 40 | 18.8137 | 2008 | 3.6889 | 2.9346
1233 | UG | 40 | 20.6647 | 2001 | 10 | 3.8904 | 2011 | 50 | 24.5551 | 2011 | 3.912 | 3.2009
361 | UG | 12.22 | 10.674 | 1986 | 13 | 1.172 | 2002 | 25.22 | 11.846 | 2002 | 3.2276 | 2.472
645 | UG | 25.22 | 15.9821 | 1986 | 1 | 0.22668 | 2006 | 26.22 | 16.2087 | 2006 | 3.2665 | 2.7855
720 | UG | 5.29 | 6.6951 | 1974 | 3.91 | 3.2147 | 2009 | 9.2 | 9.9098 | 2009 | 2.2192 | 2.2935
1554 | UG | 18 | 13.2444 | 2013 | 13 | 4.0041 | 2015 | 31 | 17.2485 | 2015 | 3.434 | 2.8477
1570 | UG | 12 | 10.5665 | 0 | 7 | 5.7129 | 2016 | 19 | 16.2794 | 2016 | 2.9444 | 2.7899
1280 | UG | 10 | 9.546 | 0 | 10 | 3.9567 | 2013 | 20 | 13.5027 | 2013 | 2.9957 | 2.6029
659 | UG | 51 | 23.6597 | 1974 | 7 | 0.19039 | 2006 | 58 | 23.85 | 2006 | 4.0604 | 3.1718
1240 | UG | 9 | 9.0018 | 0 | 12 | 2.4762 | 2013 | 21 | 11.478 | 2013 | 3.0445 | 2.4404
317 | UG | 26.67 | 16.4876 | 1978 | 8.46 | 3.7336 | 2002 | 35.13 | 20.2212 | 2002 | 3.5591 | 3.0067
1510 | UG | 35.13 | 19.2229 | 1978 | 0 | 1.0378 | 2014 | 35.13 | 20.2607 | 2014 | 3.5591 | 3.0087
1678 | UG | 71.19 | 28.4908 | 0 | 3.81 | 0.18769 | 2015 | 75 | 28.6785 | 2015 | 4.3175 | 3.3561
409 | UG | 50.9 | 23.6338 | unknown | 0 | 6.95 | 2004 | 50.9 | 30.5838 | 2004 | 3.9299 | 3.4205
620 | UG | 66.04 | 27.3235 | unknown | 1 | 0.052327 | 2006 | 67.04 | 27.3758 | 2006 | 4.2053 | 3.3097
1085 | UG | 67.04 | 27.5532 | unknown | 2 | 0.079312 | 2010 | 69.04 | 27.6325 | 2010 | 4.2347 | 3.319
589 | UG | 36.963 | 19.7753 | 1974 | 0 | 0.032007 | 2005 | 36.963 | 19.8073 | 2005 | 3.6099 | 2.9861
836 | UG | 33.963 | 18.8644 | 1974 | 10.037 | 0.20825 | 2008 | 44 | 19.0727 | 2008 | 3.7842 | 2.9483
1417 | UG | 53.176 | 24.2168 | 0 | 2.824 | 0.36632 | 2013 | 56 | 24.5832 | 2013 | 4.0254 | 3.2021
1575 | UG | 107.8 | 35.9 | 0 | 2.2 | 0.084606 | 2014 | 110 | 35.9846 | 2014 | 4.7005 | 3.5831
1480 | UG | 92 | 32.8661 | 0 | 9 | 1.4186 | 2015 | 101 | 34.2847 | 2015 | 4.6151 | 3.5347
1644 | UG | 25 | 15.9042 | 0 | 14 | 6.4882 | 2016 | 39 | 22.3924 | 2016 | 3.6636 | 3.1087
1276 | UG | 34 | 18.8759 | unknown | 4 | 0.69755 | 2012 | 38 | 19.5734 | 2012 | 3.6376 | 2.9742
823 | UG | 10 | 9.546 | unknown | 25 | 8.3157 | 2009 | 35 | 17.8616 | 2009 | 3.5553 | 2.8827
1601 | UG | 77 | 29.7636 | 0 | 0 | 4.0095 | 2015 | 77 | 33.7731 | 2015 | 4.3438 | 3.5197
1046 | UG | 33 | 18.5646 | unknown | 17 | 13.8381 | 2011 | 50 | 32.4027 | 2011 | 3.912 | 3.4782
873 | UG | 38 | 20.0825 | unknown | 10 | 10.835 | 2011 | 48 | 30.9175 | 2011 | 3.8712 | 3.4313
630 | UG | 36.4 | 19.607 | unknown | 3.6 | 0.76182 | 2007 | 40 | 20.3688 | 2007 | 3.6889 | 3.014
1107 | UG | 16 | 12.4032 | 2010 | 24 | 7.7 | 2014 | 40 | 20.1032 | 2014 | 3.6889 | 3.0009
682 | UG | 12 | 10.5665 | 2005 | 18 | 4.2252 | 2009 | 30 | 14.7917 | 2009 | 3.4012 | 2.6941
677 | UG | 117 | 37.5758 | unknown | 0 | 5.9673 | 2009 | 117 | 43.5431 | 2009 | 4.7622 | 3.7738
643 | UG | 53.37 | 24.266 | unknown | 0.5 | 4.4087 | 2009 | 53.87 | 28.6747 | 2009 | 3.9866 | 3.356
* Type is either Greenfield (“GF”) or Upgrade (“UG”), where Upgrade refers to additional facilities that increase the capacity of an existing Greenfield project
** For Iteration 3, Greenfield Cost for an Upgrade project is estimated using the Iteration 2 power curve for greenfield and upgrade projects

## GF + UG Iteration 4
Alberta Electric System Operator
2018 ISO Tariff Application
Appendix G - Point of Delivery Cost Function Workbook
Fourth-Interation Calculation of Power Curve for Greenfield and Upgrade Projects
August 17, 2018
Project | Type * | Greenfield MW | Greenfield Cost ** | Greenfield Year | Upgrade MW | Upgrade Cost | Upgrade Year | Total MW | Total Cost | Total Year | LN(MW) | LN(Cost) |  | ln(y)=m*ln(x) + b Linear Regression
476 | GF | 14 | 16.8618 | 2003 |  |  |  | 14 | 16.8618 | 2003 | 2.6391 | 2.8251 | m | 0.5682 | 0.94946 | b
478 | GF | 8.5 | 6.0182 | 2003 |  |  |  | 8.5 | 6.0182 | 2003 | 2.1401 | 1.7948 | se | 0.032051 | 0.1022 | seb
473 | GF | 30 | 14.999 | 2003 |  |  |  | 30 | 14.999 | 2003 | 3.4012 | 2.708 | R2 | 0.52619 | 0.39263 | sev
1042 | GF | 13 | 11.1648 | 2011 |  |  |  | 13 | 11.1648 | 2011 | 2.5649 | 2.4128 | F | 314.2852 | 283 | df
443 | GF | 24.3 | 11.7056 | 2006 |  |  |  | 24.3 | 11.7056 | 2006 | 3.1905 | 2.4601 | ssreg | 48.45 | 43.6271 | ssresid
1195 | GF | 18 | 31.6599 | 2011 |  |  |  | 18 | 31.6599 | 2011 | 2.8904 | 3.4551
420 | GF | 6 | 9.6396 | 2007 |  |  |  | 6 | 9.6396 | 2007 | 1.7918 | 2.2659 |  | y=cx^m, where c=e^b
440 | GF | 10 | 16.0096 | 2006 |  |  |  | 10 | 16.0096 | 2006 | 2.3026 | 2.7732 | m | 0.5682 | 0.7456% | change
1102 | GF | 20 | 16.2936 | 2011 |  |  |  | 20 | 16.2936 | 2011 | 2.9957 | 2.7908 | c | 2.5843 | -0.9842% | from
324 | GF | 17.2 | 8.9094 | 2003 |  |  |  | 17.2 | 8.9094 | 2003 | 2.8449 | 2.1871 |  |  |  | prior
1103 | GF | 20 | 17.2995 | 2011 |  |  |  | 20 | 17.2995 | 2011 | 2.9957 | 2.8507 |  |  |  | iteration
386 | GF | 9 | 9.9511 | 2003 |  |  |  | 9 | 9.9511 | 2003 | 2.1972 | 2.2977
80 | GF | 8 | 6.0754 | 2001 |  |  |  | 8 | 6.0754 | 2001 | 2.0794 | 1.8042
1052 | GF | 13.6 | 10.9027 | 2011 |  |  |  | 13.6 | 10.9027 | 2011 | 2.6101 | 2.389
347 | GF | 10.548 | 9.3005 | 2003 |  |  |  | 10.548 | 9.3005 | 2003 | 2.3559 | 2.2301
1358 | GF | 27 | 13.0727 | 2011 |  |  |  | 27 | 13.0727 | 2011 | 3.2958 | 2.5705
584 | GF | 28 | 34.9037 | 2011 |  |  |  | 28 | 34.9037 | 2011 | 3.3322 | 3.5526
422 | GF | 24 | 13.6508 | 2003 |  |  |  | 24 | 13.6508 | 2003 | 3.1781 | 2.6138
944 | GF | 43 | 26.8161 | 2010 |  |  |  | 43 | 26.8161 | 2010 | 3.7612 | 3.289
387 | GF | 7.5 | 9.5131 | 2003 |  |  |  | 7.5 | 9.5131 | 2003 | 2.0149 | 2.2527
587 | GF | 17.8 | 13.1522 | 2006 |  |  |  | 17.8 | 13.1522 | 2006 | 2.8792 | 2.5766
585 | GF | 20.6 | 11.2912 | 2007 |  |  |  | 20.6 | 11.2912 | 2007 | 3.0253 | 2.424
831 | GF | 19.6 | 20.9656 | 2011 |  |  |  | 19.6 | 20.9656 | 2011 | 2.9755 | 3.0429
340 | GF | 22 | 13.3096 | 2003 |  |  |  | 22 | 13.3096 | 2003 | 3.091 | 2.5885
334 | GF | 18.8 | 7.9464 | 2003 |  |  |  | 18.8 | 7.9464 | 2003 | 2.9339 | 2.0727
343 | GF | 15.6 | 13.9997 | 2003 |  |  |  | 15.6 | 13.9997 | 2003 | 2.7473 | 2.639
358 | GF | 19.8 | 7.2249 | 2003 |  |  |  | 19.8 | 7.2249 | 2003 | 2.9857 | 1.9775
702 | GF | 28.4 | 5.2102 | 2007 |  |  |  | 28.4 | 5.2102 | 2007 | 3.3464 | 1.6506
526 | GF | 19 | 13.7588 | 2007 |  |  |  | 19 | 13.7588 | 2007 | 2.9444 | 2.6217
288 | GF | 12 | 4.4534 | 2001 |  |  |  | 12 | 4.4534 | 2001 | 2.4849 | 1.4937
851 | GF | 25 | 12.9318 | 2007 |  |  |  | 25 | 12.9318 | 2007 | 3.2189 | 2.5597
648 | GF | 15 | 14.9737 | 2007 |  |  |  | 15 | 14.9737 | 2007 | 2.7081 | 2.7063
855 | GF | 23 | 28.6671 | 2011 |  |  |  | 23 | 28.6671 | 2011 | 3.1355 | 3.3557
700 | GF | 9.8 | 7.0658 | 2007 |  |  |  | 9.8 | 7.0658 | 2007 | 2.2824 | 1.9553
683 | GF | 30 | 16.0323 | 2011 |  |  |  | 30 | 16.0323 | 2011 | 3.4012 | 2.7746
559 | GF | 115 | 56.8595 | 2011 |  |  |  | 115 | 56.8595 | 2011 | 4.7449 | 4.0406
1074 | GF | 67 | 43.1388 | 2011 |  |  |  | 67 | 43.1388 | 2011 | 4.2047 | 3.7644
34 | GF | 16 | 7.5134 | 2000 |  |  |  | 16 | 7.5134 | 2000 | 2.7726 | 2.0167
433 | GF | 25 | 22.3083 | 2003 |  |  |  | 25 | 22.3083 | 2003 | 3.2189 | 3.105
79A | GF | 8 | 5.0823 | 2000 |  |  |  | 8 | 5.0823 | 2000 | 2.0794 | 1.6258
10A | GF | 6.2 | 8.916 | 2001 |  |  |  | 6.2 | 8.916 | 2001 | 1.8245 | 2.1878
345 | GF | 35 | 8.369 | 2003 |  |  |  | 35 | 8.369 | 2003 | 3.5553 | 2.1245
1049 | GF | 15.2 | 54.5518 | 2011 |  |  |  | 15.2 | 54.5518 | 2011 | 2.7213 | 3.9992
230 | GF | 17 | 10.7399 | 2003 |  |  |  | 17 | 10.7399 | 2003 | 2.8332 | 2.374
79B | GF | 8 | 3.3788 | 2000 |  |  |  | 8 | 3.3788 | 2000 | 2.0794 | 1.2175
10B | GF | 9.406 | 9.7991 | 2001 |  |  |  | 9.406 | 9.7991 | 2001 | 2.2413 | 2.2823
8 | GF | 18 | 11.9841 | 2000 |  |  |  | 18 | 11.9841 | 2000 | 2.8904 | 2.4836
487 | GF | 22 | 16.6067 | 2007 |  |  |  | 22 | 16.6067 | 2007 | 3.091 | 2.8098
385 | GF | 7.5 | 8.5881 | 2003 |  |  |  | 7.5 | 8.5881 | 2003 | 2.0149 | 2.1504
865 | GF | 25 | 8.6092 | 2007 |  |  |  | 25 | 8.6092 | 2007 | 3.2189 | 2.1528
863 | GF | 25 | 8.2434 | 2007 |  |  |  | 25 | 8.2434 | 2007 | 3.2189 | 2.1094
527 | GF | 17 | 6.9319 | 2007 |  |  |  | 17 | 6.9319 | 2007 | 2.8332 | 1.9361
595 | GF | 11 | 19.0874 | 2007 |  |  |  | 11 | 19.0874 | 2007 | 2.3979 | 2.949
528 | GF | 17 | 5.2658 | 2007 |  |  |  | 17 | 5.2658 | 2007 | 2.8332 | 1.6612
529 | GF | 17 | 7.7922 | 2007 |  |  |  | 17 | 7.7922 | 2007 | 2.8332 | 2.0531
1095 | GF | 18 | 11.9234 | 2011 |  |  |  | 18 | 11.9234 | 2011 | 2.8904 | 2.4785
561 | GF | 46 | 58.1001 | 2011 |  |  |  | 46 | 58.1001 | 2011 | 3.8286 | 4.0622
1018 | GF | 3 | 10.6346 | 2011 |  |  |  | 3 | 10.6346 | 2011 | 1.0986 | 2.3641
360 | GF | 22 | 7.1175 | 2003 |  |  |  | 22 | 7.1175 | 2003 | 3.091 | 1.9626
1106 | GF | 12 | 20.2179 | 2011 |  |  |  | 12 | 20.2179 | 2011 | 2.4849 | 3.0066
899 | GF | 25 | 15.1725 | 2010 |  |  |  | 25 | 15.1725 | 2010 | 3.2189 | 2.7195
1191 | GF | 11 | 12.6281 | 2011 |  |  |  | 11 | 12.6281 | 2011 | 2.3979 | 2.5359
1115 | GF | 10 | 24.3628 | 2011 |  |  |  | 10 | 24.3628 | 2011 | 2.3026 | 3.1931
1053 | GF | 9 | 14.7144 | 2011 |  |  |  | 9 | 14.7144 | 2011 | 2.1972 | 2.6888
864 | GF | 25 | 9.8258 | 2007 |  |  |  | 25 | 9.8258 | 2007 | 3.2189 | 2.285
834 | GF | 45 | 25.7984 | 2010 |  |  |  | 45 | 25.7984 | 2010 | 3.8067 | 3.2503
722 | GF | 10.5 | 13.5015 | 2010 |  |  |  | 10.5 | 13.5015 | 2010 | 2.3514 | 2.6028
927 | GF | 60 | 25.8871 | 2011 |  |  |  | 60 | 25.8871 | 2011 | 4.0943 | 3.2537
1068 | GF | 11.2 | 26.9182 | 2011 |  |  |  | 11.2 | 26.9182 | 2011 | 2.4159 | 3.2928
506 | GF | 20 | 13.9693 | 2003 |  |  |  | 20 | 13.9693 | 2003 | 2.9957 | 2.6369
456 | GF | 16 | 17.647 | 2007 |  |  |  | 16 | 17.647 | 2007 | 2.7726 | 2.8706
130 | GF | 18 | 8.437 | 2001 |  |  |  | 18 | 8.437 | 2001 | 2.8904 | 2.1326
308 | GF | 10 | 8.8754 | 2003 |  |  |  | 10 | 8.8754 | 2003 | 2.3026 | 2.1833
829 | GF | 20 | 27.7611 | 2011 |  |  |  | 20 | 27.7611 | 2011 | 2.9957 | 3.3236
425 | GF | 17 | 11.7254 | 2006 |  |  |  | 17 | 11.7254 | 2006 | 2.8332 | 2.4618
333 | GF | 12 | 7.5607 | 2003 |  |  |  | 12 | 7.5607 | 2003 | 2.4849 | 2.023
769 | GF | 40 | 26.3813 | 2007 |  |  |  | 40 | 26.3813 | 2007 | 3.6889 | 3.2727
948 | GF | 57 | 12.6537 | 2014 |  |  |  | 57 | 12.6537 | 2014 | 4.0431 | 2.5379
1128 | GF | 45 | 63.5562 | 2013 |  |  |  | 45 | 63.5562 | 2013 | 3.8067 | 4.1519
1214 | GF | 52 | 22.6317 | 2013 |  |  |  | 52 | 22.6317 | 2013 | 3.9512 | 3.1194
1225 | GF | 20 | 18.6367 | 2013 |  |  |  | 20 | 18.6367 | 2013 | 2.9957 | 2.9251
1263 | GF | 8 | 19.6117 | 2013 |  |  |  | 8 | 19.6117 | 2013 | 2.0794 | 2.9761
1309 | GF | 15 | 16.1093 | 2013 |  |  |  | 15 | 16.1093 | 2013 | 2.7081 | 2.7794
1349 | GF | 34 | 8.968 | 2013 |  |  |  | 34 | 8.968 | 2013 | 3.5264 | 2.1937
1358 | GF | 27 | 13.0727 | 2013 |  |  |  | 27 | 13.0727 | 2013 | 3.2958 | 2.5705
1404 | GF | 35 | 35.2763 | 2013 |  |  |  | 35 | 35.2763 | 2013 | 3.5553 | 3.5632
1482 | GF | 18.4 | 18.7658 | 2013 |  |  |  | 18.4 | 18.7658 | 2013 | 2.9124 | 2.932
1515 | GF | 7.2 | 12.9927 | 2013 |  |  |  | 7.2 | 12.9927 | 2013 | 1.9741 | 2.5644
1618 | GF | 21 | 15.966 | 2016 |  |  |  | 21 | 15.966 | 2016 | 3.0445 | 2.7705
1634 | GF | 17.9 | 17.1728 | 2015 |  |  |  | 17.9 | 17.1728 | 2015 | 2.8848 | 2.8433
1258 | GF | 46 | 53.5183 | 2017 |  |  |  | 46 | 53.5183 | 2017 | 3.8286 | 3.98
1284 | GF | 24.1 | 7.0843 | 2013 |  |  |  | 24.1 | 7.0843 | 2013 | 3.1822 | 1.9579
Pre-01 | GF | 2.2 | 2.4934 | 1990 |  |  |  | 2.2 | 2.4934 | 1990 | 0.78846 | 0.91364
Pre-02 | GF | 1.464 | 1.494 | 1987 |  |  |  | 1.464 | 1.494 | 1987 | 0.38117 | 0.40147
Pre-03 | GF | 4.075 | 1.9369 | 1990 |  |  |  | 4.075 | 1.9369 | 1990 | 1.4049 | 0.66111
Pre-04 | GF | 10 | 8.5265 | 1991 |  |  |  | 10 | 8.5265 | 1991 | 2.3026 | 2.1432
Pre-05 | GF | 4.8 | 4.0522 | 1988 |  |  |  | 4.8 | 4.0522 | 1988 | 1.5686 | 1.3993
Pre-06 | GF | 5.1 | 9.6482 | 1989 |  |  |  | 5.1 | 9.6482 | 1989 | 1.6292 | 2.2668
Pre-07 | GF | 6.9 | 5.0294 | 1997 |  |  |  | 6.9 | 5.0294 | 1997 | 1.9315 | 1.6153
Pre-08 | GF | 11.8 | 6.3729 | 1987 |  |  |  | 11.8 | 6.3729 | 1987 | 2.4681 | 1.8521
Pre-09 | GF | 9.7 | 2.9443 | 1997 |  |  |  | 9.7 | 2.9443 | 1997 | 2.2721 | 1.0799
Pre-10 | GF | 6.12 | 13.4811 | 1990 |  |  |  | 6.12 | 13.4811 | 1990 | 1.8116 | 2.6013
Pre-11 | GF | 6.2672 | 2.9102 | 1987 |  |  |  | 6.2672 | 2.9102 | 1987 | 1.8353 | 1.0682
Pre-12 | GF | 6.366 | 9.8907 | 1993 |  |  |  | 6.366 | 9.8907 | 1993 | 1.851 | 2.2916
Pre-13 | GF | 8.5 | 5.9446 | 1990 |  |  |  | 8.5 | 5.9446 | 1990 | 2.1401 | 1.7825
Pre-14 | GF | 46.55 | 7.1936 | 1991 |  |  |  | 46.55 | 7.1936 | 1991 | 3.8405 | 1.9732
Pre-15 | GF | 56.8 | 17.5945 | 1990 |  |  |  | 56.8 | 17.5945 | 1990 | 4.0395 | 2.8676
Pre-16 | GF | 81.576 | 14.0262 | 1988 |  |  |  | 81.576 | 14.0262 | 1988 | 4.4015 | 2.6409
Pre-17 | GF | 95.2 | 14.2199 | 1999 |  |  |  | 95.2 | 14.2199 | 1999 | 4.556 | 2.6546
Pre-18 | GF | 122.772 | 23.4475 | 1990 |  |  |  | 122.772 | 23.4475 | 1990 | 4.8103 | 3.1548
1184 | UG | 30 | 17.772 | 2013 | 18.2 | 18.8693 | 2012 | 48.2 | 36.6414 | 2013 | 3.8754 | 3.6012
1481 | UG | 48.2 | 23.2209 | 2013 | 0 | 1.1114 | 2014 | 48.2 | 24.3323 | 2014 | 3.8754 | 3.1918
457 | UG | 10.77 | 9.9726 | 1990 | 10 | 3.2891 | 2006 | 20.77 | 13.2618 | 2006 | 3.0335 | 2.5849
407 | UG | 25.4 | 16.1796 | 1982 | 2 | 0.60107 | 2004 | 27.4 | 16.7806 | 2004 | 3.3105 | 2.8202
706 | UG | 14.85 | 11.9535 | 1984 | 14.25 | 5.8346 | 2008 | 29.1 | 17.7881 | 2008 | 3.3707 | 2.8785
1070 | UG | 34 | 19.0719 | 1984 | 4.9 | 0.83608 | 2011 | 38.9 | 19.908 | 2011 | 3.661 | 2.9911
1264 | UG | 38.9 | 20.5765 | 1984 | 7.2 | 8.0579 | 2013 | 46.1 | 28.6344 | 2013 | 3.8308 | 3.3546
1208 | UG | 14.1 | 11.6091 | 1961 | 11.5 | 2.7992 | 2012 | 25.6 | 14.4084 | 2012 | 3.2426 | 2.6678
655 | UG | 12.053 | 10.6262 | 1974 | 2.339 | 0.59465 | 2007 | 14.392 | 11.2209 | 2007 | 2.6667 | 2.4178
733 | UG | 24.3 | 15.7806 | 2007 | 17.1 | 6.7726 | 2009 | 41.4 | 22.5532 | 2009 | 3.7233 | 3.1159
1700 | UG | 13.4 | 11.2805 | 0 | 0 | 4.0239 | 2016 | 13.4 | 15.3044 | 2016 | 2.5953 | 2.7281
1569 | UG | 17.7 | 13.1977 | 1997 | 0 | 3.7373 | 2015 | 17.7 | 16.9349 | 2015 | 2.8736 | 2.8294
401 | UG | 2 | 3.8585 | 1986 | 1.5 | 0.36204 | 2004 | 3.5 | 4.2206 | 2004 | 1.2528 | 1.44
1412 | UG | 3.5 | 5.2905 | 1986 | 11 | 4.3575 | 2015 | 14.5 | 9.648 | 2015 | 2.6741 | 2.2667
1318 | UG | 22.3 | 15.0343 | 1997 | 28.9 | 1.6878 | 2013 | 51.2 | 16.7222 | 2013 | 3.9357 | 2.8167
1194 | UG | 5.8 | 7.0342 | 1980 | 9.6 | 1.6086 | 2011 | 15.4 | 8.6428 | 2011 | 2.7344 | 2.1567
801 | UG | 10 | 9.564 | 2008 | 0 | 6.3106 | 2009 | 10 | 15.8747 | 2009 | 2.3026 | 2.7647
804 | UG | 14.429 | 11.7611 | 1982 | 9.871 | 9.1567 | 2009 | 24.3 | 20.9178 | 2009 | 3.1905 | 3.0406
365 | UG | 15.9 | 12.4231 | 1982 | 0.269 | 0.59607 | 2003 | 16.169 | 13.0191 | 2003 | 2.7831 | 2.5664
708 | UG | 16.2 | 12.5547 | 1982 | 11.5 | 6.8375 | 2007 | 27.7 | 19.3922 | 2007 | 3.3214 | 2.9649
1568 | UG | 27.7 | 16.9902 | 1997 | 8.1 | 3.5849 | 2015 | 35.8 | 20.5751 | 2015 | 3.5779 | 3.0241
398 | UG | 27.329 | 16.8615 | 1981 | 2 | 1.4547 | 2004 | 29.329 | 18.3162 | 2004 | 3.3786 | 2.9078
1642 | UG | 16.12 | 12.5197 | unknown | 2.78 | 10.1341 | 2015 | 18.9 | 22.6538 | 2015 | 2.9392 | 3.1203
522 | UG | 38.7 | 20.5168 | 1981 | 2.3 | 0.49327 | 2006 | 41 | 21.0101 | 2006 | 3.7136 | 3.045
170 | UG | 20.4 | 14.2979 | unknown | 5.6 | 4.4337 | 2001 | 26 | 18.7316 | 2001 | 3.2581 | 2.9302
1312 | UG | 23.63 | 15.5337 | unknown | 0 | 6.0245 | 2013 | 23.63 | 21.5582 | 2013 | 3.1625 | 3.0708
170 | UG | 21.6 | 14.7663 | unknown | 1 | 4.883 | 2001 | 22.6 | 19.6493 | 2001 | 3.1179 | 2.978
1366 | UG | 25.5 | 16.2155 | 0 | 14 | 5.5737 | 2013 | 39.5 | 21.7892 | 2013 | 3.6763 | 3.0814
170 | UG | 5.4 | 6.7563 | unknown | 10.6 | 5.2097 | 2001 | 16 | 11.966 | 2001 | 2.7726 | 2.4821
1350 | UG | 16 | 12.4671 | 0 | 20 | 6.53 | 2013 | 36 | 18.9971 | 2013 | 3.5835 | 2.9443
658 | UG | 1.6 | 3.4022 | 1996 | 13.2 | 7.1147 | 2008 | 14.8 | 10.5169 | 2008 | 2.6946 | 2.353
897 | UG | 14.8 | 11.9308 | 1996 | 3 | 6.2372 | 2010 | 17.8 | 18.168 | 2010 | 2.8792 | 2.8997
483 | UG | 20.7 | 14.4161 | 1986 | 18.1 | 3.6201 | 2005 | 38.8 | 18.0362 | 2005 | 3.6584 | 2.8924
1494 | UG | 13.3 | 11.2329 | 0 | 6 | 6.4297 | 2014 | 19.3 | 17.6627 | 2014 | 2.9601 | 2.8715
488 | UG | 41.3 | 21.2832 | 1982 | 24.2 | 0.40463 | 2006 | 65.5 | 21.6878 | 2006 | 4.1821 | 3.0767
1692 | UG | 65.5 | 27.6058 | 0 | 0 | 2.2188 | 2016 | 65.5 | 29.8246 | 2016 | 4.1821 | 3.3953
318 | UG | 22.87 | 15.2499 | 1996 | 1 | 0.76702 | 2001 | 23.87 | 16.0169 | 2001 | 3.1726 | 2.7736
806 | UG | 23.867 | 15.6213 | 1996 | 5.433 | 0.68948 | 2008 | 29.3 | 16.3108 | 2008 | 3.3776 | 2.7918
1495 | UG | 29.3 | 17.5369 | 1996 | 0 | 5.1428 | 2014 | 29.3 | 22.6797 | 2014 | 3.3776 | 3.1215
1386 | UG | 32.7 | 18.6571 | 0 | 13.5 | 0.85934 | 2013 | 46.2 | 19.5165 | 2013 | 3.833 | 2.9713
928 | UG | 18.02 | 13.3317 | 1992 | 3.48 | 10.3644 | 2010 | 21.5 | 23.6961 | 2010 | 3.0681 | 3.1653
1450 | UG | 21.5 | 14.7277 | 1992 | 16.3 | 5.153 | 2014 | 37.8 | 19.8807 | 2014 | 3.6323 | 2.9898
170 | UG | 17.7 | 13.1977 | unknown | 8.8 | 1.1342 | 2001 | 26.5 | 14.3319 | 2001 | 3.2771 | 2.6625
649 | UG | 26.5 | 16.5711 | 1997 | 33.8 | 5.0181 | 2007 | 60.3 | 21.5892 | 2007 | 4.0993 | 3.0722
1203 | UG | 20.5 | 14.3374 | 1977 | 4.1 | 12.4436 | 2012 | 24.6 | 26.781 | 2012 | 3.2027 | 3.2877
170 | UG | 7.9 | 8.3734 | 1972 | 6.1 | 2.9005 | 2001 | 14 | 11.2739 | 2001 | 2.6391 | 2.4225
363 | UG | 21.226 | 14.6216 | 1975 | 4.2 | 0.82194 | 2004 | 25.426 | 15.4435 | 2004 | 3.2358 | 2.7372
493 | UG | 25.4 | 16.1796 | 1975 | 3.3 | 3.4003 | 2006 | 28.7 | 19.5798 | 2006 | 3.3569 | 2.9745
685 | UG | 28.7 | 17.3335 | 1975 | 4.2 | 0.94607 | 2007 | 32.9 | 18.2795 | 2007 | 3.4935 | 2.9058
1574 | UG | 28 | 17.0938 | 2013 | 0 | 6.2662 | 2015 | 28 | 23.36 | 2015 | 3.3322 | 3.151
435 | UG | 10.6 | 9.8836 | 1990 | 8.4 | 3.0774 | 2004 | 19 | 12.9609 | 2004 | 2.9444 | 2.5619
652 | UG | 10.195 | 9.6688 | 1986 | 3.405 | 4.3802 | 2007 | 13.6 | 14.049 | 2007 | 2.6101 | 2.6426
366 | UG | 11.1 | 10.1438 | 1981 | 4.8 | 0.60208 | 2003 | 15.9 | 10.7459 | 2003 | 2.7663 | 2.3745
1640 | UG | 15.9 | 12.4231 | 1981 | 2.5 | 8.3244 | 2015 | 18.4 | 20.7475 | 2015 | 2.9124 | 3.0324
367 | UG | 11.211 | 10.2009 | 1988 | 1 | 0.55589 | 2004 | 12.211 | 10.7568 | 2004 | 2.5023 | 2.3755
650 | UG | 23 | 15.2987 | 1981 | 0 | 5.9477 | 2007 | 23 | 21.2464 | 2007 | 3.1355 | 3.0562
902 | UG | 19.2 | 13.8173 | 2002 | 13.5 | 0.547 | 2009 | 32.7 | 14.3643 | 2009 | 3.4874 | 2.6647
1202 | UG | 19.4 | 13.8983 | 1989 | 1.6 | 10.745 | 2012 | 21 | 24.6433 | 2012 | 3.0445 | 3.2045
1338 | UG | 7.5 | 8.1316 | unknown | 2 | 6.6636 | 2013 | 9.5 | 14.7952 | 2013 | 2.2513 | 2.6943
212 | UG | 36.55 | 19.8659 | 1978 | 28 | 4.6265 | 2003 | 64.55 | 24.4924 | 2003 | 4.1674 | 3.1984
653 | UG | 64.55 | 27.3793 | 1977 | 1.32 | 0.56895 | 2007 | 65.87 | 27.9482 | 2007 | 4.1877 | 3.3304
1679 | UG | 65.87 | 27.6936 | 1977 | 0 | 3.0359 | 2016 | 65.87 | 30.7296 | 2016 | 4.1877 | 3.4252
1382 | UG | 24.2 | 15.7439 | unknown | 11.9 | 2.4484 | 2013 | 36.1 | 18.1923 | 2013 | 3.5863 | 2.901
1638 | UG | 36.1 | 19.7276 | unknown | 0 | 1.4308 | 2015 | 36.1 | 21.1584 | 2015 | 3.5863 | 3.052
874 | UG | 6.4 | 7.4358 | 1997 | 0.5 | 3.6334 | 2009 | 6.9 | 11.0691 | 2009 | 1.9315 | 2.4042
491 | UG | 27.9 | 17.0593 | 1984 | 1 | 0.19252 | 2006 | 28.9 | 17.2518 | 2006 | 3.3638 | 2.8479
1396 | UG | 20.6 | 14.3768 | 2009 | 5.4 | 0.37351 | 2013 | 26 | 14.7503 | 2013 | 3.2581 | 2.6913
1597 | UG | 26 | 16.394 | 2009 | 27.3 | 4.2356 | 2015 | 53.3 | 20.6296 | 2015 | 3.9759 | 3.0267
1292 | UG | 30.3 | 17.872 | unknown | 2.5 | 4.4712 | 2013 | 32.8 | 22.3432 | 2013 | 3.4904 | 3.1065
364 | UG | 44.904 | 22.3115 | 1975 | 2 | 1.3175 | 2004 | 46.904 | 23.629 | 2004 | 3.8481 | 3.1625
1306 | UG | 23.1 | 15.3362 | 1985 | 2.1 | 5.9849 | 2013 | 25.2 | 21.3211 | 2013 | 3.2268 | 3.0597
858 | UG | 28.4 | 17.2311 | 2009 | 13.3 | 5.4359 | 2010 | 41.7 | 22.6669 | 2010 | 3.7305 | 3.1209
1454 | UG | 41.7 | 21.3992 | 2009 | 5.7 | 0.45762 | 2013 | 47.4 | 21.8568 | 2013 | 3.8586 | 3.0845
637 | UG | 15.5 | 12.2458 | 1989 | 8.4 | 5.0689 | 2007 | 23.9 | 17.3147 | 2007 | 3.1739 | 2.8516
1254 | UG | 23.9 | 15.6335 | 1989 | 15.4 | 6.5284 | 2012 | 39.3 | 22.162 | 2012 | 3.6712 | 3.0984
734 | UG | 20 | 14.1391 | 1974 | 4.4 | 11.2611 | 2011 | 24.4 | 25.4002 | 2011 | 3.1946 | 3.2348
1594 | UG | 24.4 | 15.8172 | 1974 | 0 | 17.2334 | 2017 | 24.4 | 33.0506 | 2017 | 3.1946 | 3.498
1674 | UG | 17.4 | 13.071 | 0 | 3.7 | 10.3273 | 2016 | 21.1 | 23.3983 | 2016 | 3.0493 | 3.1527
711 | UG | 11.5 | 10.3484 | 1976 | 13.7 | 9.2618 | 2009 | 25.2 | 19.6102 | 2009 | 3.2268 | 2.9761
408 | UG | 37.7 | 20.2161 | 1976 | 2.042 | 0.58016 | 2004 | 39.742 | 20.7962 | 2004 | 3.6824 | 3.0348
698 | UG | 39.7 | 20.8141 | 1976 | 20.9 | 1.4407 | 2007 | 60.6 | 22.2548 | 2007 | 4.1043 | 3.1026
696 | UG | 9.137 | 9.0894 | 1981 | 8.063 | 0.2681 | 2007 | 17.2 | 9.3575 | 2007 | 2.8449 | 2.2362
1636 | UG | 17.2 | 12.9861 | 1981 | 0 | 6.6059 | 2015 | 17.2 | 19.592 | 2015 | 2.8449 | 2.9751
1185 | UG | 32.4 | 18.5604 | 1988 | 2.5 | 2.8088 | 2011 | 34.9 | 21.3692 | 2011 | 3.5525 | 3.062
568 | UG | 38.04 | 20.3187 | 1978 | 1 | 0.028819 | 2006 | 39.04 | 20.3475 | 2006 | 3.6646 | 3.013
853 | UG | 20 | 14.1391 | 1991 | 21.7 | 4.2556 | 2009 | 41.7 | 18.3947 | 2009 | 3.7305 | 2.9121
1201 | UG | 13.3 | 11.2329 | unknown | 10.6 | 7.6365 | 2012 | 23.9 | 18.8694 | 2012 | 3.1739 | 2.9375
654 | UG | 7.29 | 8.0024 | 1976 | 4.41 | 0.73673 | 2007 | 11.7 | 8.7391 | 2007 | 2.4596 | 2.1678
1394 | UG | 11.7 | 10.4495 | 1976 | 10 | 5.0058 | 2014 | 21.7 | 15.4553 | 2014 | 3.0773 | 2.738
1294 | UG | 8.5 | 8.7264 | 0 | 1.6 | 4.562 | 2014 | 10.1 | 13.2883 | 2014 | 2.3125 | 2.5869
1670 | UG | 31.45 | 18.2515 | 0 | 24.25 | 2.7944 | 2016 | 55.7 | 21.0458 | 2016 | 4.02 | 3.0467
579 | UG | 17.1 | 12.9435 | unknown | 11 | 3.6516 | 2008 | 28.1 | 16.5951 | 2008 | 3.3358 | 2.8091
1670 | UG | 18.79 | 13.6501 | 0 | 30.51 | 18.3637 | 2016 | 49.3 | 32.0138 | 2016 | 3.8979 | 3.4662
1083 | UG | 7.53 | 8.1499 | 1981 | 5.87 | 7.4125 | 2011 | 13.4 | 15.5624 | 2011 | 2.5953 | 2.7449
552 | UG | 20.23 | 14.2306 | 1991 | 10.47 | 1.1458 | 2006 | 30.7 | 15.3763 | 2006 | 3.4243 | 2.7328
1311 | UG | 30.7 | 18.0047 | 1991 | 19.3 | 5.9841 | 2013 | 50 | 23.9889 | 2013 | 3.912 | 3.1776
1078 | UG | 17.66 | 13.1808 | 1957 | 7.34 | 1.0936 | 2011 | 25 | 14.2745 | 2011 | 3.2189 | 2.6585
495 | UG | 12.974 | 11.0768 | 1982 | 0 | 3.5908 | 2006 | 12.974 | 14.6676 | 2006 | 2.5629 | 2.6856
383 | UG | 0.51 | 1.7853 | 1984 | 8 | 3.9502 | 2005 | 8.51 | 5.7355 | 2005 | 2.1412 | 1.7467
1020 | UG | 13 | 11.0893 | 1977 | 9 | 7.345 | 2010 | 22 | 18.4343 | 2010 | 3.091 | 2.9142
1364 | UG | 8.5 | 8.7264 | 0 | 34 | 8.7951 | 2013 | 42.5 | 17.5215 | 2013 | 3.7495 | 2.8634
503 | UG | 31 | 18.1037 | 1972 | 16 | 3.8033 | 2007 | 47 | 21.9071 | 2007 | 3.8501 | 3.0868
925 | UG | 47 | 22.893 | 1972 | 9 | 3.3165 | 2011 | 56 | 26.2095 | 2011 | 4.0254 | 3.2661
821 | UG | 25 | 16.0354 | 2006 | 32 | 9.4177 | 2011 | 57 | 25.4531 | 2011 | 4.0431 | 3.2368
486 | UG | 10.81 | 9.9935 | 1993 | 3.14 | 0.34692 | 2005 | 13.95 | 10.3404 | 2005 | 2.6355 | 2.3361
779 | UG | 13.95 | 11.5393 | 1993 | 4.05 | 0.91576 | 2008 | 18 | 12.4551 | 2008 | 2.8904 | 2.5221
1416 | UG | 18 | 13.3234 | 1993 | 6 | 1.4182 | 2014 | 24 | 14.7415 | 2014 | 3.1781 | 2.6907
554 | UG | 23 | 15.2987 | 1968 | 8.26 | 1.0611 | 2006 | 31.26 | 16.3598 | 2006 | 3.4423 | 2.7948
1581 | UG | 7.44 | 8.0948 | unknown | 9.36 | 5.3848 | 2015 | 16.8 | 13.4797 | 2015 | 2.8214 | 2.6012
880 | UG | 8.95 | 8.984 | 1966 | 2.05 | 4.5764 | 2010 | 11 | 13.5604 | 2010 | 2.3979 | 2.6072
1047 | UG | 10 | 9.564 | 1965 | 5 | 6.2586 | 2012 | 15 | 15.8227 | 2012 | 2.7081 | 2.7614
1045 | UG | 24.066 | 15.6947 | 1971 | 7.934 | 3.8009 | 2011 | 32 | 19.4956 | 2011 | 3.4657 | 2.9702
1616 | UG | 21.68 | 14.7971 | unknown | 25.75 | 0.84819 | 2015 | 47.43 | 15.6453 | 2015 | 3.8593 | 2.7502
362 | UG | 51.8 | 24.1837 | 1971 | 1 | 0.78848 | 2004 | 52.8 | 24.9721 | 2004 | 3.9665 | 3.2178
924 | UG | 45.94 | 22.6004 | 1982 | 6.06 | 1.4264 | 2010 | 52 | 24.0268 | 2010 | 3.9512 | 3.1792
1241 | UG | 20.29 | 14.2544 | unknown | 6 | 2.625 | 2012 | 26.29 | 16.8794 | 2012 | 3.2692 | 2.8261
438 | UG | 8.246 | 8.5783 | 1978 | 1 | 0.18095 | 2004 | 9.246 | 8.7593 | 2004 | 2.2242 | 2.1701
748 | UG | 25.541 | 16.2302 | 1995 | 1 | 0.38858 | 2008 | 26.541 | 16.6187 | 2008 | 3.2787 | 2.8105
1319 | UG | 15.71 | 12.3391 | 0 | 4.29 | 3.2377 | 2014 | 20 | 15.5768 | 2014 | 2.9957 | 2.7458
892 | UG | 13.05 | 11.1133 | 1972 | 0 | 3.2491 | 2011 | 13.05 | 14.3624 | 2011 | 2.5688 | 2.6646
504 | UG | 10.496 | 9.8287 | 2007 | 0 | 2.1923 | 2006 | 10.496 | 12.0211 | 2007 | 2.351 | 2.4867
618 | UG | 11 | 10.0922 | 1995 | 11.5 | 2.3465 | 2006 | 22.5 | 12.4387 | 2006 | 3.1135 | 2.5208
712 | UG | 7.5 | 8.1316 | 1980 | 1 | 7.8904 | 2011 | 8.5 | 16.022 | 2011 | 2.1401 | 2.774
726 | UG | 25.6354 | 16.264 | 1982 | 5.3646 | 1.0316 | 2008 | 31 | 17.2956 | 2008 | 3.434 | 2.8505
530 | UG | 25 | 16.0354 | 1982 | 20 | 4.5023 | 2006 | 45 | 20.5376 | 2006 | 3.8067 | 3.0223
755 | UG | 8.698 | 8.8404 | 1983 | 3.302 | 0.74649 | 2008 | 12 | 9.5869 | 2008 | 2.4849 | 2.2604
1081 | UG | 12 | 10.5998 | 1983 | 4 | 0.74616 | 2010 | 16 | 11.346 | 2010 | 2.7726 | 2.4289
307 | UG | 9.07 | 9.0517 | 1985 | 1.002 | 2.5231 | 2003 | 10.072 | 11.5748 | 2003 | 2.3098 | 2.4488
1466 | UG | 10.07 | 9.6017 | 1985 | 4.93 | 4.6348 | 2015 | 15 | 14.2366 | 2015 | 2.7081 | 2.6558
1091 | UG | 16.06 | 12.4934 | 1982 | 24.34 | 7.6638 | 2011 | 40.4 | 20.1572 | 2011 | 3.6988 | 3.0036
666 | UG | 25.92 | 16.3655 | 1987 | 14.08 | 3.6888 | 2008 | 40 | 20.0543 | 2008 | 3.6889 | 2.9984
556 | UG | 8.656 | 8.8163 | 1985 | 4.344 | 3.2484 | 2007 | 13 | 12.0647 | 2007 | 2.5649 | 2.4903
452 | UG | 10.781 | 9.9784 | 1986 | 3.619 | 3.4437 | 2005 | 14.4 | 13.4221 | 2005 | 2.6672 | 2.5969
613 | UG | 6.2 | 7.3038 | 1999 | 2.2 | 0.43132 | 2006 | 8.4 | 7.7351 | 2006 | 2.1282 | 2.0458
778 | UG | 0.1 | 0.71227 | 1988 | 1.9 | 0.48701 | 2008 | 2 | 1.1993 | 2008 | 0.69315 | 0.18172
1571 | UG | 2 | 3.8585 | 1988 | 11 | 1.592 | 2016 | 13 | 5.4506 | 2016 | 2.5649 | 1.6957
525 | UG | 11.55 | 10.3738 | 1995 | 14 | 2.1078 | 2006 | 25.55 | 12.4816 | 2006 | 3.2406 | 2.5243
1324 | UG | 15.8 | 12.3789 | 2012 | 12.3 | 2.2693 | 2014 | 28.1 | 14.6482 | 2014 | 3.3358 | 2.6843
511 | UG | 13.95 | 11.5393 | 2004 | 4.05 | 0.42904 | 2004 | 18 | 11.9684 | 2004 | 2.8904 | 2.4823
1094 | UG | 18 | 13.3234 | 2004 | 6 | 1.0646 | 2011 | 24 | 14.388 | 2011 | 3.1781 | 2.6664
775 | UG | 8 | 8.433 | 2002 | 7 | 1.4059 | 2008 | 15 | 9.8389 | 2008 | 2.7081 | 2.2863
1646 | UG | 2.88 | 4.7396 | unknown | 3.52 | 6.6896 | 2016 | 6.4 | 11.4291 | 2016 | 1.8563 | 2.4362
467 | UG | 5.7 | 6.9655 | 1996 | 7.9 | 3.4855 | 2005 | 13.6 | 10.451 | 2005 | 2.6101 | 2.3467
437 | UG | 23 | 15.2987 | 2001 | 17 | 3.6314 | 2008 | 40 | 18.9301 | 2008 | 3.6889 | 2.9408
1233 | UG | 40 | 20.9027 | 2001 | 10 | 3.8904 | 2011 | 50 | 24.7931 | 2011 | 3.912 | 3.2106
361 | UG | 12.22 | 10.709 | 1986 | 13 | 1.172 | 2002 | 25.22 | 11.881 | 2002 | 3.2276 | 2.4749
645 | UG | 25.22 | 16.1148 | 1986 | 1 | 0.22668 | 2006 | 26.22 | 16.3415 | 2006 | 3.2665 | 2.7937
720 | UG | 5.29 | 6.6784 | 1974 | 3.91 | 3.2147 | 2009 | 9.2 | 9.893 | 2009 | 2.2192 | 2.2918
1554 | UG | 18 | 13.3234 | 2013 | 13 | 4.0041 | 2015 | 31 | 17.3275 | 2015 | 3.434 | 2.8523
1570 | UG | 12 | 10.5998 | 0 | 7 | 5.7129 | 2016 | 19 | 16.3127 | 2016 | 2.9444 | 2.7919
1280 | UG | 10 | 9.564 | 0 | 10 | 3.9567 | 2013 | 20 | 13.5207 | 2013 | 2.9957 | 2.6042
659 | UG | 51 | 23.9723 | 1974 | 7 | 0.19039 | 2006 | 58 | 24.1627 | 2006 | 4.0604 | 3.1848
1240 | UG | 9 | 9.0123 | 0 | 12 | 2.4762 | 2013 | 21 | 11.4885 | 2013 | 3.0445 | 2.4413
317 | UG | 26.67 | 16.631 | 1978 | 8.46 | 3.7336 | 2002 | 35.13 | 20.3646 | 2002 | 3.5591 | 3.0138
1510 | UG | 35.13 | 19.4269 | 1978 | 0 | 1.0378 | 2014 | 35.13 | 20.4647 | 2014 | 3.5591 | 3.0187
1678 | UG | 71.19 | 28.9337 | 0 | 3.81 | 0.18769 | 2015 | 75 | 29.1214 | 2015 | 4.3175 | 3.3715
409 | UG | 50.9 | 23.9458 | unknown | 0 | 6.95 | 2004 | 50.9 | 30.8958 | 2004 | 3.9299 | 3.4306
620 | UG | 66.04 | 27.7339 | unknown | 1 | 0.052327 | 2006 | 67.04 | 27.7863 | 2006 | 4.2053 | 3.3245
1085 | UG | 67.04 | 27.97 | unknown | 2 | 0.079312 | 2010 | 69.04 | 28.0493 | 2010 | 4.2347 | 3.334
589 | UG | 36.963 | 19.9922 | 1974 | 0 | 0.032007 | 2005 | 36.963 | 20.0242 | 2005 | 3.6099 | 2.9969
836 | UG | 33.963 | 19.0602 | 1974 | 10.037 | 0.20825 | 2008 | 44 | 19.2685 | 2008 | 3.7842 | 2.9585
1417 | UG | 53.176 | 24.5439 | 0 | 2.824 | 0.36632 | 2013 | 56 | 24.9102 | 2013 | 4.0254 | 3.2153
1575 | UG | 107.8 | 36.5626 | 0 | 2.2 | 0.084606 | 2014 | 110 | 36.6472 | 2014 | 4.7005 | 3.6013
1480 | UG | 92 | 33.4362 | 0 | 9 | 1.4186 | 2015 | 101 | 34.8548 | 2015 | 4.6151 | 3.5512
1644 | UG | 25 | 16.0354 | 0 | 14 | 6.4882 | 2016 | 39 | 22.5235 | 2016 | 3.6636 | 3.1146
1276 | UG | 34 | 19.0719 | unknown | 4 | 0.69755 | 2012 | 38 | 19.7695 | 2012 | 3.6376 | 2.9841
823 | UG | 10 | 9.564 | unknown | 25 | 8.3157 | 2009 | 35 | 17.8797 | 2009 | 3.5553 | 2.8837
1601 | UG | 77 | 30.2427 | 0 | 0 | 4.0095 | 2015 | 77 | 34.2522 | 2015 | 4.3438 | 3.5338
1046 | UG | 33 | 18.7535 | unknown | 17 | 13.8381 | 2011 | 50 | 32.5916 | 2011 | 3.912 | 3.4841
873 | UG | 38 | 20.3066 | unknown | 10 | 10.835 | 2011 | 48 | 31.1417 | 2011 | 3.8712 | 3.4385
630 | UG | 36.4 | 19.8199 | unknown | 3.6 | 0.76182 | 2007 | 40 | 20.5817 | 2007 | 3.6889 | 3.0244
1107 | UG | 16 | 12.4671 | 2010 | 24 | 7.7 | 2014 | 40 | 20.1671 | 2014 | 3.6889 | 3.0041
682 | UG | 12 | 10.5998 | 2005 | 18 | 4.2252 | 2009 | 30 | 14.825 | 2009 | 3.4012 | 2.6963
677 | UG | 117 | 38.291 | unknown | 0 | 5.9673 | 2009 | 117 | 44.2583 | 2009 | 4.7622 | 3.79
643 | UG | 53.37 | 24.5944 | unknown | 0.5 | 4.4087 | 2009 | 53.87 | 29.003 | 2009 | 3.9866 | 3.3674
* Type is either Greenfield (“GF”) or Upgrade (“UG”), where Upgrade refers to additional facilities that increase the capacity of an existing Greenfield project
** For Iteration 4, Greenfield Cost for an Upgrade project is estimated using the Iteration 3 power curve for greenfield and upgrade projects

## GF + UG Iteration 5
Alberta Electric System Operator
2018 ISO Tariff Application
Appendix G - Point of Delivery Cost Function Workbook
Fifth-Interation Calculation of Power Curve for Greenfield and Upgrade Projects
August 17, 2018
Project | Type * | Greenfield MW | Greenfield Cost ** | Greenfield Year | Upgrade MW | Upgrade Cost | Upgrade Year | Total MW | Total Cost | Total Year | LN(MW) | LN(Cost) |  | ln(y)=m*ln(x) + b Linear Regression
476 | GF | 14 | 16.8618 | 2003 |  |  |  | 14 | 16.8618 | 2003 | 2.6391 | 2.8251 | m | 0.57049 | 0.94364 | b
478 | GF | 8.5 | 6.0182 | 2003 |  |  |  | 8.5 | 6.0182 | 2003 | 2.1401 | 1.7948 | se | 0.032073 | 0.10227 | seb
473 | GF | 30 | 14.999 | 2003 |  |  |  | 30 | 14.999 | 2003 | 3.4012 | 2.708 | R2 | 0.52785 | 0.3929 | sev
1042 | GF | 13 | 11.1648 | 2011 |  |  |  | 13 | 11.1648 | 2011 | 2.5649 | 2.4128 | F | 316.3867 | 283 | df
443 | GF | 24.3 | 11.7056 | 2006 |  |  |  | 24.3 | 11.7056 | 2006 | 3.1905 | 2.4601 | ssreg | 48.8407 | 43.6868 | ssresid
1195 | GF | 18 | 31.6599 | 2011 |  |  |  | 18 | 31.6599 | 2011 | 2.8904 | 3.4551
420 | GF | 6 | 9.6396 | 2007 |  |  |  | 6 | 9.6396 | 2007 | 1.7918 | 2.2659 |  | y=cx^m, where c=e^b
440 | GF | 10 | 16.0096 | 2006 |  |  |  | 10 | 16.0096 | 2006 | 2.3026 | 2.7732 | m | 0.57049 | 0.4024% | change
1102 | GF | 20 | 16.2936 | 2011 |  |  |  | 20 | 16.2936 | 2011 | 2.9957 | 2.7908 | c | 2.5693 | -0.5807% | from
324 | GF | 17.2 | 8.9094 | 2003 |  |  |  | 17.2 | 8.9094 | 2003 | 2.8449 | 2.1871 |  |  |  | prior
1103 | GF | 20 | 17.2995 | 2011 |  |  |  | 20 | 17.2995 | 2011 | 2.9957 | 2.8507 |  |  |  | iteration
386 | GF | 9 | 9.9511 | 2003 |  |  |  | 9 | 9.9511 | 2003 | 2.1972 | 2.2977
80 | GF | 8 | 6.0754 | 2001 |  |  |  | 8 | 6.0754 | 2001 | 2.0794 | 1.8042
1052 | GF | 13.6 | 10.9027 | 2011 |  |  |  | 13.6 | 10.9027 | 2011 | 2.6101 | 2.389
347 | GF | 10.548 | 9.3005 | 2003 |  |  |  | 10.548 | 9.3005 | 2003 | 2.3559 | 2.2301
1358 | GF | 27 | 13.0727 | 2011 |  |  |  | 27 | 13.0727 | 2011 | 3.2958 | 2.5705
584 | GF | 28 | 34.9037 | 2011 |  |  |  | 28 | 34.9037 | 2011 | 3.3322 | 3.5526
422 | GF | 24 | 13.6508 | 2003 |  |  |  | 24 | 13.6508 | 2003 | 3.1781 | 2.6138
944 | GF | 43 | 26.8161 | 2010 |  |  |  | 43 | 26.8161 | 2010 | 3.7612 | 3.289
387 | GF | 7.5 | 9.5131 | 2003 |  |  |  | 7.5 | 9.5131 | 2003 | 2.0149 | 2.2527
587 | GF | 17.8 | 13.1522 | 2006 |  |  |  | 17.8 | 13.1522 | 2006 | 2.8792 | 2.5766
585 | GF | 20.6 | 11.2912 | 2007 |  |  |  | 20.6 | 11.2912 | 2007 | 3.0253 | 2.424
831 | GF | 19.6 | 20.9656 | 2011 |  |  |  | 19.6 | 20.9656 | 2011 | 2.9755 | 3.0429
340 | GF | 22 | 13.3096 | 2003 |  |  |  | 22 | 13.3096 | 2003 | 3.091 | 2.5885
334 | GF | 18.8 | 7.9464 | 2003 |  |  |  | 18.8 | 7.9464 | 2003 | 2.9339 | 2.0727
343 | GF | 15.6 | 13.9997 | 2003 |  |  |  | 15.6 | 13.9997 | 2003 | 2.7473 | 2.639
358 | GF | 19.8 | 7.2249 | 2003 |  |  |  | 19.8 | 7.2249 | 2003 | 2.9857 | 1.9775
702 | GF | 28.4 | 5.2102 | 2007 |  |  |  | 28.4 | 5.2102 | 2007 | 3.3464 | 1.6506
526 | GF | 19 | 13.7588 | 2007 |  |  |  | 19 | 13.7588 | 2007 | 2.9444 | 2.6217
288 | GF | 12 | 4.4534 | 2001 |  |  |  | 12 | 4.4534 | 2001 | 2.4849 | 1.4937
851 | GF | 25 | 12.9318 | 2007 |  |  |  | 25 | 12.9318 | 2007 | 3.2189 | 2.5597
648 | GF | 15 | 14.9737 | 2007 |  |  |  | 15 | 14.9737 | 2007 | 2.7081 | 2.7063
855 | GF | 23 | 28.6671 | 2011 |  |  |  | 23 | 28.6671 | 2011 | 3.1355 | 3.3557
700 | GF | 9.8 | 7.0658 | 2007 |  |  |  | 9.8 | 7.0658 | 2007 | 2.2824 | 1.9553
683 | GF | 30 | 16.0323 | 2011 |  |  |  | 30 | 16.0323 | 2011 | 3.4012 | 2.7746
559 | GF | 115 | 56.8595 | 2011 |  |  |  | 115 | 56.8595 | 2011 | 4.7449 | 4.0406
1074 | GF | 67 | 43.1388 | 2011 |  |  |  | 67 | 43.1388 | 2011 | 4.2047 | 3.7644
34 | GF | 16 | 7.5134 | 2000 |  |  |  | 16 | 7.5134 | 2000 | 2.7726 | 2.0167
433 | GF | 25 | 22.3083 | 2003 |  |  |  | 25 | 22.3083 | 2003 | 3.2189 | 3.105
79A | GF | 8 | 5.0823 | 2000 |  |  |  | 8 | 5.0823 | 2000 | 2.0794 | 1.6258
10A | GF | 6.2 | 8.916 | 2001 |  |  |  | 6.2 | 8.916 | 2001 | 1.8245 | 2.1878
345 | GF | 35 | 8.369 | 2003 |  |  |  | 35 | 8.369 | 2003 | 3.5553 | 2.1245
1049 | GF | 15.2 | 54.5518 | 2011 |  |  |  | 15.2 | 54.5518 | 2011 | 2.7213 | 3.9992
230 | GF | 17 | 10.7399 | 2003 |  |  |  | 17 | 10.7399 | 2003 | 2.8332 | 2.374
79B | GF | 8 | 3.3788 | 2000 |  |  |  | 8 | 3.3788 | 2000 | 2.0794 | 1.2175
10B | GF | 9.406 | 9.7991 | 2001 |  |  |  | 9.406 | 9.7991 | 2001 | 2.2413 | 2.2823
8 | GF | 18 | 11.9841 | 2000 |  |  |  | 18 | 11.9841 | 2000 | 2.8904 | 2.4836
487 | GF | 22 | 16.6067 | 2007 |  |  |  | 22 | 16.6067 | 2007 | 3.091 | 2.8098
385 | GF | 7.5 | 8.5881 | 2003 |  |  |  | 7.5 | 8.5881 | 2003 | 2.0149 | 2.1504
865 | GF | 25 | 8.6092 | 2007 |  |  |  | 25 | 8.6092 | 2007 | 3.2189 | 2.1528
863 | GF | 25 | 8.2434 | 2007 |  |  |  | 25 | 8.2434 | 2007 | 3.2189 | 2.1094
527 | GF | 17 | 6.9319 | 2007 |  |  |  | 17 | 6.9319 | 2007 | 2.8332 | 1.9361
595 | GF | 11 | 19.0874 | 2007 |  |  |  | 11 | 19.0874 | 2007 | 2.3979 | 2.949
528 | GF | 17 | 5.2658 | 2007 |  |  |  | 17 | 5.2658 | 2007 | 2.8332 | 1.6612
529 | GF | 17 | 7.7922 | 2007 |  |  |  | 17 | 7.7922 | 2007 | 2.8332 | 2.0531
1095 | GF | 18 | 11.9234 | 2011 |  |  |  | 18 | 11.9234 | 2011 | 2.8904 | 2.4785
561 | GF | 46 | 58.1001 | 2011 |  |  |  | 46 | 58.1001 | 2011 | 3.8286 | 4.0622
1018 | GF | 3 | 10.6346 | 2011 |  |  |  | 3 | 10.6346 | 2011 | 1.0986 | 2.3641
360 | GF | 22 | 7.1175 | 2003 |  |  |  | 22 | 7.1175 | 2003 | 3.091 | 1.9626
1106 | GF | 12 | 20.2179 | 2011 |  |  |  | 12 | 20.2179 | 2011 | 2.4849 | 3.0066
899 | GF | 25 | 15.1725 | 2010 |  |  |  | 25 | 15.1725 | 2010 | 3.2189 | 2.7195
1191 | GF | 11 | 12.6281 | 2011 |  |  |  | 11 | 12.6281 | 2011 | 2.3979 | 2.5359
1115 | GF | 10 | 24.3628 | 2011 |  |  |  | 10 | 24.3628 | 2011 | 2.3026 | 3.1931
1053 | GF | 9 | 14.7144 | 2011 |  |  |  | 9 | 14.7144 | 2011 | 2.1972 | 2.6888
864 | GF | 25 | 9.8258 | 2007 |  |  |  | 25 | 9.8258 | 2007 | 3.2189 | 2.285
834 | GF | 45 | 25.7984 | 2010 |  |  |  | 45 | 25.7984 | 2010 | 3.8067 | 3.2503
722 | GF | 10.5 | 13.5015 | 2010 |  |  |  | 10.5 | 13.5015 | 2010 | 2.3514 | 2.6028
927 | GF | 60 | 25.8871 | 2011 |  |  |  | 60 | 25.8871 | 2011 | 4.0943 | 3.2537
1068 | GF | 11.2 | 26.9182 | 2011 |  |  |  | 11.2 | 26.9182 | 2011 | 2.4159 | 3.2928
506 | GF | 20 | 13.9693 | 2003 |  |  |  | 20 | 13.9693 | 2003 | 2.9957 | 2.6369
456 | GF | 16 | 17.647 | 2007 |  |  |  | 16 | 17.647 | 2007 | 2.7726 | 2.8706
130 | GF | 18 | 8.437 | 2001 |  |  |  | 18 | 8.437 | 2001 | 2.8904 | 2.1326
308 | GF | 10 | 8.8754 | 2003 |  |  |  | 10 | 8.8754 | 2003 | 2.3026 | 2.1833
829 | GF | 20 | 27.7611 | 2011 |  |  |  | 20 | 27.7611 | 2011 | 2.9957 | 3.3236
425 | GF | 17 | 11.7254 | 2006 |  |  |  | 17 | 11.7254 | 2006 | 2.8332 | 2.4618
333 | GF | 12 | 7.5607 | 2003 |  |  |  | 12 | 7.5607 | 2003 | 2.4849 | 2.023
769 | GF | 40 | 26.3813 | 2007 |  |  |  | 40 | 26.3813 | 2007 | 3.6889 | 3.2727
948 | GF | 57 | 12.6537 | 2014 |  |  |  | 57 | 12.6537 | 2014 | 4.0431 | 2.5379
1128 | GF | 45 | 63.5562 | 2013 |  |  |  | 45 | 63.5562 | 2013 | 3.8067 | 4.1519
1214 | GF | 52 | 22.6317 | 2013 |  |  |  | 52 | 22.6317 | 2013 | 3.9512 | 3.1194
1225 | GF | 20 | 18.6367 | 2013 |  |  |  | 20 | 18.6367 | 2013 | 2.9957 | 2.9251
1263 | GF | 8 | 19.6117 | 2013 |  |  |  | 8 | 19.6117 | 2013 | 2.0794 | 2.9761
1309 | GF | 15 | 16.1093 | 2013 |  |  |  | 15 | 16.1093 | 2013 | 2.7081 | 2.7794
1349 | GF | 34 | 8.968 | 2013 |  |  |  | 34 | 8.968 | 2013 | 3.5264 | 2.1937
1358 | GF | 27 | 13.0727 | 2013 |  |  |  | 27 | 13.0727 | 2013 | 3.2958 | 2.5705
1404 | GF | 35 | 35.2763 | 2013 |  |  |  | 35 | 35.2763 | 2013 | 3.5553 | 3.5632
1482 | GF | 18.4 | 18.7658 | 2013 |  |  |  | 18.4 | 18.7658 | 2013 | 2.9124 | 2.932
1515 | GF | 7.2 | 12.9927 | 2013 |  |  |  | 7.2 | 12.9927 | 2013 | 1.9741 | 2.5644
1618 | GF | 21 | 15.966 | 2016 |  |  |  | 21 | 15.966 | 2016 | 3.0445 | 2.7705
1634 | GF | 17.9 | 17.1728 | 2015 |  |  |  | 17.9 | 17.1728 | 2015 | 2.8848 | 2.8433
1258 | GF | 46 | 53.5183 | 2017 |  |  |  | 46 | 53.5183 | 2017 | 3.8286 | 3.98
1284 | GF | 24.1 | 7.0843 | 2013 |  |  |  | 24.1 | 7.0843 | 2013 | 3.1822 | 1.9579
Pre-01 | GF | 2.2 | 2.4934 | 1990 |  |  |  | 2.2 | 2.4934 | 1990 | 0.78846 | 0.91364
Pre-02 | GF | 1.464 | 1.494 | 1987 |  |  |  | 1.464 | 1.494 | 1987 | 0.38117 | 0.40147
Pre-03 | GF | 4.075 | 1.9369 | 1990 |  |  |  | 4.075 | 1.9369 | 1990 | 1.4049 | 0.66111
Pre-04 | GF | 10 | 8.5265 | 1991 |  |  |  | 10 | 8.5265 | 1991 | 2.3026 | 2.1432
Pre-05 | GF | 4.8 | 4.0522 | 1988 |  |  |  | 4.8 | 4.0522 | 1988 | 1.5686 | 1.3993
Pre-06 | GF | 5.1 | 9.6482 | 1989 |  |  |  | 5.1 | 9.6482 | 1989 | 1.6292 | 2.2668
Pre-07 | GF | 6.9 | 5.0294 | 1997 |  |  |  | 6.9 | 5.0294 | 1997 | 1.9315 | 1.6153
Pre-08 | GF | 11.8 | 6.3729 | 1987 |  |  |  | 11.8 | 6.3729 | 1987 | 2.4681 | 1.8521
Pre-09 | GF | 9.7 | 2.9443 | 1997 |  |  |  | 9.7 | 2.9443 | 1997 | 2.2721 | 1.0799
Pre-10 | GF | 6.12 | 13.4811 | 1990 |  |  |  | 6.12 | 13.4811 | 1990 | 1.8116 | 2.6013
Pre-11 | GF | 6.2672 | 2.9102 | 1987 |  |  |  | 6.2672 | 2.9102 | 1987 | 1.8353 | 1.0682
Pre-12 | GF | 6.366 | 9.8907 | 1993 |  |  |  | 6.366 | 9.8907 | 1993 | 1.851 | 2.2916
Pre-13 | GF | 8.5 | 5.9446 | 1990 |  |  |  | 8.5 | 5.9446 | 1990 | 2.1401 | 1.7825
Pre-14 | GF | 46.55 | 7.1936 | 1991 |  |  |  | 46.55 | 7.1936 | 1991 | 3.8405 | 1.9732
Pre-15 | GF | 56.8 | 17.5945 | 1990 |  |  |  | 56.8 | 17.5945 | 1990 | 4.0395 | 2.8676
Pre-16 | GF | 81.576 | 14.0262 | 1988 |  |  |  | 81.576 | 14.0262 | 1988 | 4.4015 | 2.6409
Pre-17 | GF | 95.2 | 14.2199 | 1999 |  |  |  | 95.2 | 14.2199 | 1999 | 4.556 | 2.6546
Pre-18 | GF | 122.772 | 23.4475 | 1990 |  |  |  | 122.772 | 23.4475 | 1990 | 4.8103 | 3.1548
1184 | UG | 30 | 17.8506 | 2013 | 18.2 | 18.8693 | 2012 | 48.2 | 36.72 | 2013 | 3.8754 | 3.6033
1481 | UG | 48.2 | 23.3701 | 2013 | 0 | 1.1114 | 2014 | 48.2 | 24.4816 | 2014 | 3.8754 | 3.1979
457 | UG | 10.77 | 9.9737 | 1990 | 10 | 3.2891 | 2006 | 20.77 | 13.2628 | 2006 | 3.0335 | 2.585
407 | UG | 25.4 | 16.2397 | 1982 | 2 | 0.60107 | 2004 | 27.4 | 16.8408 | 2004 | 3.3105 | 2.8238
706 | UG | 14.85 | 11.9709 | 1984 | 14.25 | 5.8346 | 2008 | 29.1 | 17.8055 | 2008 | 3.3707 | 2.8795
1070 | UG | 34 | 19.1663 | 1984 | 4.9 | 0.83608 | 2011 | 38.9 | 20.0024 | 2011 | 3.661 | 2.9959
1264 | UG | 38.9 | 20.6901 | 1984 | 7.2 | 8.0579 | 2013 | 46.1 | 28.748 | 2013 | 3.8308 | 3.3586
1208 | UG | 14.1 | 11.6235 | 1961 | 11.5 | 2.7992 | 2012 | 25.6 | 14.4227 | 2012 | 3.2426 | 2.6688
655 | UG | 12.053 | 10.6323 | 1974 | 2.339 | 0.59465 | 2007 | 14.392 | 11.227 | 2007 | 2.6667 | 2.4183
733 | UG | 24.3 | 15.8363 | 2007 | 17.1 | 6.7726 | 2009 | 41.4 | 22.6089 | 2009 | 3.7233 | 3.1183
1700 | UG | 13.4 | 11.292 | 0 | 0 | 4.0239 | 2016 | 13.4 | 15.3159 | 2016 | 2.5953 | 2.7289
1569 | UG | 17.7 | 13.2267 | 1997 | 0 | 3.7373 | 2015 | 17.7 | 16.9639 | 2015 | 2.8736 | 2.8311
401 | UG | 2 | 3.8317 | 1986 | 1.5 | 0.36204 | 2004 | 3.5 | 4.1938 | 2004 | 1.2528 | 1.4336
1412 | UG | 3.5 | 5.2661 | 1986 | 11 | 4.3575 | 2015 | 14.5 | 9.6236 | 2015 | 2.6741 | 2.2642
1318 | UG | 22.3 | 15.082 | 1997 | 28.9 | 1.6878 | 2013 | 51.2 | 16.7698 | 2013 | 3.9357 | 2.8196
1194 | UG | 5.8 | 7.0166 | 1980 | 9.6 | 1.6086 | 2011 | 15.4 | 8.6252 | 2011 | 2.7344 | 2.1547
801 | UG | 10 | 9.562 | 2008 | 0 | 6.3106 | 2009 | 10 | 15.8727 | 2009 | 2.3026 | 2.7646
804 | UG | 14.429 | 11.7769 | 1982 | 9.871 | 9.1567 | 2009 | 24.3 | 20.9336 | 2009 | 3.1905 | 3.0414
365 | UG | 15.9 | 12.4447 | 1982 | 0.269 | 0.59607 | 2003 | 16.169 | 13.0408 | 2003 | 2.7831 | 2.5681
708 | UG | 16.2 | 12.5776 | 1982 | 11.5 | 6.8375 | 2007 | 27.7 | 19.4151 | 2007 | 3.3214 | 2.966
1568 | UG | 27.7 | 17.0596 | 1997 | 8.1 | 3.5849 | 2015 | 35.8 | 20.6445 | 2015 | 3.5779 | 3.0275
398 | UG | 27.329 | 16.9294 | 1981 | 2 | 1.4547 | 2004 | 29.329 | 18.3841 | 2004 | 3.3786 | 2.9115
1642 | UG | 16.12 | 12.5423 | unknown | 2.78 | 10.1341 | 2015 | 18.9 | 22.6764 | 2015 | 2.9392 | 3.1213
522 | UG | 38.7 | 20.6296 | 1981 | 2.3 | 0.49327 | 2006 | 41 | 21.1229 | 2006 | 3.7136 | 3.0504
170 | UG | 20.4 | 14.3378 | unknown | 5.6 | 4.4337 | 2001 | 26 | 18.7716 | 2001 | 3.2581 | 2.9323
1312 | UG | 23.63 | 15.5867 | unknown | 0 | 6.0245 | 2013 | 23.63 | 21.6112 | 2013 | 3.1625 | 3.0732
170 | UG | 21.6 | 14.8111 | unknown | 1 | 4.883 | 2001 | 22.6 | 19.6941 | 2001 | 3.1179 | 2.9803
1366 | UG | 25.5 | 16.276 | 0 | 14 | 5.5737 | 2013 | 39.5 | 21.8497 | 2013 | 3.6763 | 3.0842
170 | UG | 5.4 | 6.7374 | unknown | 10.6 | 5.2097 | 2001 | 16 | 11.9472 | 2001 | 2.7726 | 2.4805
1350 | UG | 16 | 12.4891 | 0 | 20 | 6.53 | 2013 | 36 | 19.0192 | 2013 | 3.5835 | 2.9454
658 | UG | 1.6 | 3.3754 | 1996 | 13.2 | 7.1147 | 2008 | 14.8 | 10.4901 | 2008 | 2.6946 | 2.3504
897 | UG | 14.8 | 11.948 | 1996 | 3 | 6.2372 | 2010 | 17.8 | 18.1852 | 2010 | 2.8792 | 2.9006
483 | UG | 20.7 | 14.4573 | 1986 | 18.1 | 3.6201 | 2005 | 38.8 | 18.0773 | 2005 | 3.6584 | 2.8947
1494 | UG | 13.3 | 11.2441 | 0 | 6 | 6.4297 | 2014 | 19.3 | 17.6738 | 2014 | 2.9601 | 2.8721
488 | UG | 41.3 | 21.406 | 1982 | 24.2 | 0.40463 | 2006 | 65.5 | 21.8107 | 2006 | 4.1821 | 3.0824
1692 | UG | 65.5 | 27.8191 | 0 | 0 | 2.2188 | 2016 | 65.5 | 30.0379 | 2016 | 4.1821 | 3.4025
318 | UG | 22.87 | 15.2999 | 1996 | 1 | 0.76702 | 2001 | 23.87 | 16.0669 | 2001 | 3.1726 | 2.7768
806 | UG | 23.867 | 15.6753 | 1996 | 5.433 | 0.68948 | 2008 | 29.3 | 16.3648 | 2008 | 3.3776 | 2.7951
1495 | UG | 29.3 | 17.6127 | 1996 | 0 | 5.1428 | 2014 | 29.3 | 22.7556 | 2014 | 3.3776 | 3.1248
1386 | UG | 32.7 | 18.7464 | 0 | 13.5 | 0.85934 | 2013 | 46.2 | 19.6058 | 2013 | 3.833 | 2.9758
928 | UG | 18.02 | 13.362 | 1992 | 3.48 | 10.3644 | 2010 | 21.5 | 23.7264 | 2010 | 3.0681 | 3.1666
1450 | UG | 21.5 | 14.7721 | 1992 | 16.3 | 5.153 | 2014 | 37.8 | 19.9251 | 2014 | 3.6323 | 2.992
170 | UG | 17.7 | 13.2267 | unknown | 8.8 | 1.1342 | 2001 | 26.5 | 14.3609 | 2001 | 3.2771 | 2.6645
649 | UG | 26.5 | 16.6357 | 1997 | 33.8 | 5.0181 | 2007 | 60.3 | 21.6538 | 2007 | 4.0993 | 3.0752
1203 | UG | 20.5 | 14.3777 | 1977 | 4.1 | 12.4436 | 2012 | 24.6 | 26.8214 | 2012 | 3.2027 | 3.2892
170 | UG | 7.9 | 8.3634 | 1972 | 6.1 | 2.9005 | 2001 | 14 | 11.2639 | 2001 | 2.6391 | 2.4216
363 | UG | 21.226 | 14.6649 | 1975 | 4.2 | 0.82194 | 2004 | 25.426 | 15.4868 | 2004 | 3.2358 | 2.74
493 | UG | 25.4 | 16.2397 | 1975 | 3.3 | 3.4003 | 2006 | 28.7 | 19.64 | 2006 | 3.3569 | 2.9776
685 | UG | 28.7 | 17.4069 | 1975 | 4.2 | 0.94607 | 2007 | 32.9 | 18.353 | 2007 | 3.4935 | 2.9098
1574 | UG | 28 | 17.1644 | 2013 | 0 | 6.2662 | 2015 | 28 | 23.4306 | 2015 | 3.3322 | 3.154
435 | UG | 10.6 | 9.8839 | 1990 | 8.4 | 3.0774 | 2004 | 19 | 12.9613 | 2004 | 2.9444 | 2.562
652 | UG | 10.195 | 9.6675 | 1986 | 3.405 | 4.3802 | 2007 | 13.6 | 14.0478 | 2007 | 2.6101 | 2.6425
366 | UG | 11.1 | 10.1462 | 1981 | 4.8 | 0.60208 | 2003 | 15.9 | 10.7483 | 2003 | 2.7663 | 2.3747
1640 | UG | 15.9 | 12.4447 | 1981 | 2.5 | 8.3244 | 2015 | 18.4 | 20.7691 | 2015 | 2.9124 | 3.0335
367 | UG | 11.211 | 10.2037 | 1988 | 1 | 0.55589 | 2004 | 12.211 | 10.7596 | 2004 | 2.5023 | 2.3758
650 | UG | 23 | 15.3492 | 1981 | 0 | 5.9477 | 2007 | 23 | 21.2969 | 2007 | 3.1355 | 3.0586
902 | UG | 19.2 | 13.8524 | 2002 | 13.5 | 0.547 | 2009 | 32.7 | 14.3994 | 2009 | 3.4874 | 2.6672
1202 | UG | 19.4 | 13.9342 | 1989 | 1.6 | 10.745 | 2012 | 21 | 24.6792 | 2012 | 3.0445 | 3.206
1338 | UG | 7.5 | 8.1201 | unknown | 2 | 6.6636 | 2013 | 9.5 | 14.7837 | 2013 | 2.2513 | 2.6935
212 | UG | 36.55 | 19.9704 | 1978 | 28 | 4.6265 | 2003 | 64.55 | 24.5968 | 2003 | 4.1674 | 3.2026
653 | UG | 64.55 | 27.5891 | 1977 | 1.32 | 0.56895 | 2007 | 65.87 | 28.158 | 2007 | 4.1877 | 3.3378
1679 | UG | 65.87 | 27.9083 | 1977 | 0 | 3.0359 | 2016 | 65.87 | 30.9442 | 2016 | 4.1877 | 3.4322
1382 | UG | 24.2 | 15.7992 | unknown | 11.9 | 2.4484 | 2013 | 36.1 | 18.2477 | 2013 | 3.5863 | 2.904
1638 | UG | 36.1 | 19.8303 | unknown | 0 | 1.4308 | 2015 | 36.1 | 21.261 | 2015 | 3.5863 | 3.0569
874 | UG | 6.4 | 7.4203 | 1997 | 0.5 | 3.6334 | 2009 | 6.9 | 11.0537 | 2009 | 1.9315 | 2.4028
491 | UG | 27.9 | 17.1295 | 1984 | 1 | 0.19252 | 2006 | 28.9 | 17.322 | 2006 | 3.3638 | 2.852
1396 | UG | 20.6 | 14.4175 | 2009 | 5.4 | 0.37351 | 2013 | 26 | 14.7911 | 2013 | 3.2581 | 2.694
1597 | UG | 26 | 16.4566 | 2009 | 27.3 | 4.2356 | 2015 | 53.3 | 20.6922 | 2015 | 3.9759 | 3.0298
1292 | UG | 30.3 | 17.9518 | unknown | 2.5 | 4.4712 | 2013 | 32.8 | 22.423 | 2013 | 3.4904 | 3.1101
364 | UG | 44.904 | 22.4482 | 1975 | 2 | 1.3175 | 2004 | 46.904 | 23.7657 | 2004 | 3.8481 | 3.1682
1306 | UG | 23.1 | 15.3871 | 1985 | 2.1 | 5.9849 | 2013 | 25.2 | 21.372 | 2013 | 3.2268 | 3.0621
858 | UG | 28.4 | 17.3033 | 2009 | 13.3 | 5.4359 | 2010 | 41.7 | 22.7391 | 2010 | 3.7305 | 3.1241
1454 | UG | 41.7 | 21.5236 | 2009 | 5.7 | 0.45762 | 2013 | 47.4 | 21.9812 | 2013 | 3.8586 | 3.0902
637 | UG | 15.5 | 12.2659 | 1989 | 8.4 | 5.0689 | 2007 | 23.9 | 17.3347 | 2007 | 3.1739 | 2.8527
1254 | UG | 23.9 | 15.6877 | 1989 | 15.4 | 6.5284 | 2012 | 39.3 | 22.2161 | 2012 | 3.6712 | 3.1008
734 | UG | 20 | 14.1774 | 1974 | 4.4 | 11.2611 | 2011 | 24.4 | 25.4385 | 2011 | 3.1946 | 3.2363
1594 | UG | 24.4 | 15.8733 | 1974 | 0 | 17.2334 | 2017 | 24.4 | 33.1067 | 2017 | 3.1946 | 3.4997
1674 | UG | 17.4 | 13.0988 | 0 | 3.7 | 10.3273 | 2016 | 21.1 | 23.4261 | 2016 | 3.0493 | 3.1539
711 | UG | 11.5 | 10.3524 | 1976 | 13.7 | 9.2618 | 2009 | 25.2 | 19.6141 | 2009 | 3.2268 | 2.9763
408 | UG | 37.7 | 20.325 | 1976 | 2.042 | 0.58016 | 2004 | 39.742 | 20.9052 | 2004 | 3.6824 | 3.04
698 | UG | 39.7 | 20.9308 | 1976 | 20.9 | 1.4407 | 2007 | 60.6 | 22.3715 | 2007 | 4.1043 | 3.1078
696 | UG | 9.137 | 9.084 | 1981 | 8.063 | 0.2681 | 2007 | 17.2 | 9.3521 | 2007 | 2.8449 | 2.2356
1636 | UG | 17.2 | 13.013 | 1981 | 0 | 6.6059 | 2015 | 17.2 | 19.6189 | 2015 | 2.8449 | 2.9765
1185 | UG | 32.4 | 18.6485 | 1988 | 2.5 | 2.8088 | 2011 | 34.9 | 21.4573 | 2011 | 3.5525 | 3.0661
568 | UG | 38.04 | 20.4289 | 1978 | 1 | 0.028819 | 2006 | 39.04 | 20.4578 | 2006 | 3.6646 | 3.0184
853 | UG | 20 | 14.1774 | 1991 | 21.7 | 4.2556 | 2009 | 41.7 | 18.433 | 2009 | 3.7305 | 2.9141
1201 | UG | 13.3 | 11.2441 | unknown | 10.6 | 7.6365 | 2012 | 23.9 | 18.8806 | 2012 | 3.1739 | 2.9381
654 | UG | 7.29 | 7.9901 | 1976 | 4.41 | 0.73673 | 2007 | 11.7 | 8.7268 | 2007 | 2.4596 | 2.1664
1394 | UG | 11.7 | 10.4543 | 1976 | 10 | 5.0058 | 2014 | 21.7 | 15.4601 | 2014 | 3.0773 | 2.7383
1294 | UG | 8.5 | 8.7186 | 0 | 1.6 | 4.562 | 2014 | 10.1 | 13.2806 | 2014 | 2.3125 | 2.5863
1670 | UG | 31.45 | 18.3358 | 0 | 24.25 | 2.7944 | 2016 | 55.7 | 21.1302 | 2016 | 4.02 | 3.0507
579 | UG | 17.1 | 12.97 | unknown | 11 | 3.6516 | 2008 | 28.1 | 16.6216 | 2008 | 3.3358 | 2.8107
1670 | UG | 18.79 | 13.6835 | 0 | 30.51 | 18.3637 | 2016 | 49.3 | 32.0472 | 2016 | 3.8979 | 3.4672
1083 | UG | 7.53 | 8.1385 | 1981 | 5.87 | 7.4125 | 2011 | 13.4 | 15.551 | 2011 | 2.5953 | 2.7441
552 | UG | 20.23 | 14.2698 | 1991 | 10.47 | 1.1458 | 2006 | 30.7 | 15.4156 | 2006 | 3.4243 | 2.7354
1311 | UG | 30.7 | 18.0861 | 1991 | 19.3 | 5.9841 | 2013 | 50 | 24.0702 | 2013 | 3.912 | 3.181
1078 | UG | 17.66 | 13.2097 | 1957 | 7.34 | 1.0936 | 2011 | 25 | 14.3033 | 2011 | 3.2189 | 2.6605
495 | UG | 12.974 | 11.0866 | 1982 | 0 | 3.5908 | 2006 | 12.974 | 14.6774 | 2006 | 2.5629 | 2.6863
383 | UG | 0.51 | 1.7627 | 1984 | 8 | 3.9502 | 2005 | 8.51 | 5.7129 | 2005 | 2.1412 | 1.7427
1020 | UG | 13 | 11.0993 | 1977 | 9 | 7.345 | 2010 | 22 | 18.4442 | 2010 | 3.091 | 2.9148
1364 | UG | 8.5 | 8.7186 | 0 | 34 | 8.7951 | 2013 | 42.5 | 17.5137 | 2013 | 3.7495 | 2.863
503 | UG | 31 | 18.1863 | 1972 | 16 | 3.8033 | 2007 | 47 | 21.9896 | 2007 | 3.8501 | 3.0906
925 | UG | 47 | 23.0377 | 1972 | 9 | 3.3165 | 2011 | 56 | 26.3542 | 2011 | 4.0254 | 3.2716
821 | UG | 25 | 16.0939 | 2006 | 32 | 9.4177 | 2011 | 57 | 25.5117 | 2011 | 4.0431 | 3.2391
486 | UG | 10.81 | 9.9947 | 1993 | 3.14 | 0.34692 | 2005 | 13.95 | 10.3416 | 2005 | 2.6355 | 2.3362
779 | UG | 13.95 | 11.5531 | 1993 | 4.05 | 0.91576 | 2008 | 18 | 12.4689 | 2008 | 2.8904 | 2.5232
1416 | UG | 18 | 13.3536 | 1993 | 6 | 1.4182 | 2014 | 24 | 14.7717 | 2014 | 3.1781 | 2.6927
554 | UG | 23 | 15.3492 | 1968 | 8.26 | 1.0611 | 2006 | 31.26 | 16.4103 | 2006 | 3.4423 | 2.7979
1581 | UG | 7.44 | 8.0831 | unknown | 9.36 | 5.3848 | 2015 | 16.8 | 13.4679 | 2015 | 2.8214 | 2.6003
880 | UG | 8.95 | 8.9779 | 1966 | 2.05 | 4.5764 | 2010 | 11 | 13.5543 | 2010 | 2.3979 | 2.6067
1047 | UG | 10 | 9.562 | 1965 | 5 | 6.2586 | 2012 | 15 | 15.8207 | 2012 | 2.7081 | 2.7613
1045 | UG | 24.066 | 15.7495 | 1971 | 7.934 | 3.8009 | 2011 | 32 | 19.5504 | 2011 | 3.4657 | 2.973
1616 | UG | 21.68 | 14.8423 | unknown | 25.75 | 0.84819 | 2015 | 47.43 | 15.6905 | 2015 | 3.8593 | 2.7531
362 | UG | 51.8 | 24.3465 | 1971 | 1 | 0.78848 | 2004 | 52.8 | 25.135 | 2004 | 3.9665 | 3.2243
924 | UG | 45.94 | 22.7411 | 1982 | 6.06 | 1.4264 | 2010 | 52 | 24.1675 | 2010 | 3.9512 | 3.185
1241 | UG | 20.29 | 14.2939 | unknown | 6 | 2.625 | 2012 | 26.29 | 16.9189 | 2012 | 3.2692 | 2.8284
438 | UG | 8.246 | 8.5696 | 1978 | 1 | 0.18095 | 2004 | 9.246 | 8.7505 | 2004 | 2.2242 | 2.1691
748 | UG | 25.541 | 16.2909 | 1995 | 1 | 0.38858 | 2008 | 26.541 | 16.6795 | 2008 | 3.2787 | 2.8142
1319 | UG | 15.71 | 12.36 | 0 | 4.29 | 3.2377 | 2014 | 20 | 15.5977 | 2014 | 2.9957 | 2.7471
892 | UG | 13.05 | 11.1235 | 1972 | 0 | 3.2491 | 2011 | 13.05 | 14.3726 | 2011 | 2.5688 | 2.6653
504 | UG | 10.496 | 9.8287 | 2007 | 0 | 2.1923 | 2006 | 10.496 | 12.021 | 2007 | 2.351 | 2.4867
618 | UG | 11 | 10.0942 | 1995 | 11.5 | 2.3465 | 2006 | 22.5 | 12.4406 | 2006 | 3.1135 | 2.521
712 | UG | 7.5 | 8.1201 | 1980 | 1 | 7.8904 | 2011 | 8.5 | 16.0105 | 2011 | 2.1401 | 2.7732
726 | UG | 25.6354 | 16.3251 | 1982 | 5.3646 | 1.0316 | 2008 | 31 | 17.3567 | 2008 | 3.434 | 2.854
530 | UG | 25 | 16.0939 | 1982 | 20 | 4.5023 | 2006 | 45 | 20.5962 | 2006 | 3.8067 | 3.0251
755 | UG | 8.698 | 8.8334 | 1983 | 3.302 | 0.74649 | 2008 | 12 | 9.5799 | 2008 | 2.4849 | 2.2597
1081 | UG | 12 | 10.6058 | 1983 | 4 | 0.74616 | 2010 | 16 | 11.3519 | 2010 | 2.7726 | 2.4294
307 | UG | 9.07 | 9.0461 | 1985 | 1.002 | 2.5231 | 2003 | 10.072 | 11.5692 | 2003 | 2.3098 | 2.4483
1466 | UG | 10.07 | 9.6 | 1985 | 4.93 | 4.6348 | 2015 | 15 | 14.2349 | 2015 | 2.7081 | 2.6557
1091 | UG | 16.06 | 12.5157 | 1982 | 24.34 | 7.6638 | 2011 | 40.4 | 20.1796 | 2011 | 3.6988 | 3.0047
666 | UG | 25.92 | 16.4278 | 1987 | 14.08 | 3.6888 | 2008 | 40 | 20.1166 | 2008 | 3.6889 | 3.0015
556 | UG | 8.656 | 8.8091 | 1985 | 4.344 | 3.2484 | 2007 | 13 | 12.0575 | 2007 | 2.5649 | 2.4897
452 | UG | 10.781 | 9.9795 | 1986 | 3.619 | 3.4437 | 2005 | 14.4 | 13.4232 | 2005 | 2.6672 | 2.597
613 | UG | 6.2 | 7.2876 | 1999 | 2.2 | 0.43132 | 2006 | 8.4 | 7.719 | 2006 | 2.1282 | 2.0437
778 | UG | 0.1 | 0.69846 | 1988 | 1.9 | 0.48701 | 2008 | 2 | 1.1855 | 2008 | 0.69315 | 0.17014
1571 | UG | 2 | 3.8317 | 1988 | 11 | 1.592 | 2016 | 13 | 5.4238 | 2016 | 2.5649 | 1.6908
525 | UG | 11.55 | 10.3779 | 1995 | 14 | 2.1078 | 2006 | 25.55 | 12.4857 | 2006 | 3.2406 | 2.5246
1324 | UG | 15.8 | 12.4002 | 2012 | 12.3 | 2.2693 | 2014 | 28.1 | 14.6695 | 2014 | 3.3358 | 2.6858
511 | UG | 13.95 | 11.5531 | 2004 | 4.05 | 0.42904 | 2004 | 18 | 11.9821 | 2004 | 2.8904 | 2.4834
1094 | UG | 18 | 13.3536 | 2004 | 6 | 1.0646 | 2011 | 24 | 14.4182 | 2011 | 3.1781 | 2.6685
775 | UG | 8 | 8.4234 | 2002 | 7 | 1.4059 | 2008 | 15 | 9.8292 | 2008 | 2.7081 | 2.2854
1646 | UG | 2.88 | 4.7138 | unknown | 3.52 | 6.6896 | 2016 | 6.4 | 11.4034 | 2016 | 1.8563 | 2.4339
467 | UG | 5.7 | 6.9476 | 1996 | 7.9 | 3.4855 | 2005 | 13.6 | 10.4331 | 2005 | 2.6101 | 2.345
437 | UG | 23 | 15.3492 | 2001 | 17 | 3.6314 | 2008 | 40 | 18.9806 | 2008 | 3.6889 | 2.9434
1233 | UG | 40 | 21.0205 | 2001 | 10 | 3.8904 | 2011 | 50 | 24.911 | 2011 | 3.912 | 3.2153
361 | UG | 12.22 | 10.7158 | 1986 | 13 | 1.172 | 2002 | 25.22 | 11.8878 | 2002 | 3.2276 | 2.4755
645 | UG | 25.22 | 16.1742 | 1986 | 1 | 0.22668 | 2006 | 26.22 | 16.4009 | 2006 | 3.2665 | 2.7973
720 | UG | 5.29 | 6.6591 | 1974 | 3.91 | 3.2147 | 2009 | 9.2 | 9.8738 | 2009 | 2.2192 | 2.2899
1554 | UG | 18 | 13.3536 | 2013 | 13 | 4.0041 | 2015 | 31 | 17.3577 | 2015 | 3.434 | 2.854
1570 | UG | 12 | 10.6058 | 0 | 7 | 5.7129 | 2016 | 19 | 16.3186 | 2016 | 2.9444 | 2.7923
1280 | UG | 10 | 9.562 | 0 | 10 | 3.9567 | 2013 | 20 | 13.5188 | 2013 | 2.9957 | 2.6041
659 | UG | 51 | 24.1321 | 1974 | 7 | 0.19039 | 2006 | 58 | 24.3225 | 2006 | 4.0604 | 3.1914
1240 | UG | 9 | 9.0064 | 0 | 12 | 2.4762 | 2013 | 21 | 11.4826 | 2013 | 3.0445 | 2.4408
317 | UG | 26.67 | 16.6962 | 1978 | 8.46 | 3.7336 | 2002 | 35.13 | 20.4299 | 2002 | 3.5591 | 3.017
1510 | UG | 35.13 | 19.5257 | 1978 | 0 | 1.0378 | 2014 | 35.13 | 20.5636 | 2014 | 3.5591 | 3.0235
1678 | UG | 71.19 | 29.1675 | 0 | 3.81 | 0.18769 | 2015 | 75 | 29.3552 | 2015 | 4.3175 | 3.3795
409 | UG | 50.9 | 24.1052 | unknown | 0 | 6.95 | 2004 | 50.9 | 31.0552 | 2004 | 3.9299 | 3.4358
620 | UG | 66.04 | 27.9492 | unknown | 1 | 0.052327 | 2006 | 67.04 | 28.0015 | 2006 | 4.2053 | 3.3323
1085 | UG | 67.04 | 28.1889 | unknown | 2 | 0.079312 | 2010 | 69.04 | 28.2682 | 2010 | 4.2347 | 3.3417
589 | UG | 36.963 | 20.0983 | 1974 | 0 | 0.032007 | 2005 | 36.963 | 20.1303 | 2005 | 3.6099 | 3.0022
836 | UG | 33.963 | 19.1545 | 1974 | 10.037 | 0.20825 | 2008 | 44 | 19.3627 | 2008 | 3.7842 | 2.9634
1417 | UG | 53.176 | 24.7119 | 0 | 2.824 | 0.36632 | 2013 | 56 | 25.0782 | 2013 | 4.0254 | 3.222
1575 | UG | 107.8 | 36.9224 | 0 | 2.2 | 0.084606 | 2014 | 110 | 37.007 | 2014 | 4.7005 | 3.6111
1480 | UG | 92 | 33.7427 | 0 | 9 | 1.4186 | 2015 | 101 | 35.1613 | 2015 | 4.6151 | 3.5599
1644 | UG | 25 | 16.0939 | 0 | 14 | 6.4882 | 2016 | 39 | 22.5821 | 2016 | 3.6636 | 3.1172
1276 | UG | 34 | 19.1663 | unknown | 4 | 0.69755 | 2012 | 38 | 19.8639 | 2012 | 3.6376 | 2.9889
823 | UG | 10 | 9.562 | unknown | 25 | 8.3157 | 2009 | 35 | 17.8777 | 2009 | 3.5553 | 2.8836
1601 | UG | 77 | 30.4971 | 0 | 0 | 4.0095 | 2015 | 77 | 34.5066 | 2015 | 4.3438 | 3.5412
1046 | UG | 33 | 18.844 | unknown | 17 | 13.8381 | 2011 | 50 | 32.6821 | 2011 | 3.912 | 3.4868
873 | UG | 38 | 20.4167 | unknown | 10 | 10.835 | 2011 | 48 | 31.2518 | 2011 | 3.8712 | 3.4421
630 | UG | 36.4 | 19.9237 | unknown | 3.6 | 0.76182 | 2007 | 40 | 20.6856 | 2007 | 3.6889 | 3.0294
1107 | UG | 16 | 12.4891 | 2010 | 24 | 7.7 | 2014 | 40 | 20.1891 | 2014 | 3.6889 | 3.0051
682 | UG | 12 | 10.6058 | 2005 | 18 | 4.2252 | 2009 | 30 | 14.831 | 2009 | 3.4012 | 2.6967
677 | UG | 117 | 38.6811 | unknown | 0 | 5.9673 | 2009 | 117 | 44.6484 | 2009 | 4.7622 | 3.7988
643 | UG | 53.37 | 24.7631 | unknown | 0.5 | 4.4087 | 2009 | 53.87 | 29.1717 | 2009 | 3.9866 | 3.3732
* Type is either Greenfield (“GF”) or Upgrade (“UG”), where Upgrade refers to additional facilities that increase the capacity of an existing Greenfield project
** For Iteration 5, Greenfield Cost for an Upgrade project is estimated using the Iteration 4 power curve for greenfield and upgrade projects

## GF + UG Iteration 6
Alberta Electric System Operator
2018 ISO Tariff Application
Appendix G - Point of Delivery Cost Function Workbook
Sixth-Interation Calculation of Power Curve for Greenfield and Upgrade Projects
August 17, 2018
Project | Type * | Greenfield MW | Greenfield Cost ** | Greenfield Year | Upgrade MW | Upgrade Cost | Upgrade Year | Total MW | Total Cost | Total Year | LN(MW) | LN(Cost) |  | ln(y)=m*ln(x) + b Linear Regression
476 | GF | 14 | 16.8618 | 2003 |  |  |  | 14 | 16.8618 | 2003 | 2.6391 | 2.8251 | m | 0.57164 | 0.94054 | b
478 | GF | 8.5 | 6.0182 | 2003 |  |  |  | 8.5 | 6.0182 | 2003 | 2.1401 | 1.7948 | se | 0.032084 | 0.10231 | seb
473 | GF | 30 | 14.999 | 2003 |  |  |  | 30 | 14.999 | 2003 | 3.4012 | 2.708 | R2 | 0.52868 | 0.39304 | sev
1042 | GF | 13 | 11.1648 | 2011 |  |  |  | 13 | 11.1648 | 2011 | 2.5649 | 2.4128 | F | 317.4379 | 283 | df
443 | GF | 24.3 | 11.7056 | 2006 |  |  |  | 24.3 | 11.7056 | 2006 | 3.1905 | 2.4601 | ssreg | 49.038 | 43.718 | ssresid
1195 | GF | 18 | 31.6599 | 2011 |  |  |  | 18 | 31.6599 | 2011 | 2.8904 | 3.4551
420 | GF | 6 | 9.6396 | 2007 |  |  |  | 6 | 9.6396 | 2007 | 1.7918 | 2.2659 |  | y=cx^m, where c=e^b
440 | GF | 10 | 16.0096 | 2006 |  |  |  | 10 | 16.0096 | 2006 | 2.3026 | 2.7732 | m | 0.57164 | 0.2018% | change
1102 | GF | 20 | 16.2936 | 2011 |  |  |  | 20 | 16.2936 | 2011 | 2.9957 | 2.7908 | c | 2.5614 | -0.3093% | from
324 | GF | 17.2 | 8.9094 | 2003 |  |  |  | 17.2 | 8.9094 | 2003 | 2.8449 | 2.1871 |  |  |  | prior
1103 | GF | 20 | 17.2995 | 2011 |  |  |  | 20 | 17.2995 | 2011 | 2.9957 | 2.8507 |  |  |  | iteration
386 | GF | 9 | 9.9511 | 2003 |  |  |  | 9 | 9.9511 | 2003 | 2.1972 | 2.2977
80 | GF | 8 | 6.0754 | 2001 |  |  |  | 8 | 6.0754 | 2001 | 2.0794 | 1.8042
1052 | GF | 13.6 | 10.9027 | 2011 |  |  |  | 13.6 | 10.9027 | 2011 | 2.6101 | 2.389
347 | GF | 10.548 | 9.3005 | 2003 |  |  |  | 10.548 | 9.3005 | 2003 | 2.3559 | 2.2301
1358 | GF | 27 | 13.0727 | 2011 |  |  |  | 27 | 13.0727 | 2011 | 3.2958 | 2.5705
584 | GF | 28 | 34.9037 | 2011 |  |  |  | 28 | 34.9037 | 2011 | 3.3322 | 3.5526
422 | GF | 24 | 13.6508 | 2003 |  |  |  | 24 | 13.6508 | 2003 | 3.1781 | 2.6138
944 | GF | 43 | 26.8161 | 2010 |  |  |  | 43 | 26.8161 | 2010 | 3.7612 | 3.289
387 | GF | 7.5 | 9.5131 | 2003 |  |  |  | 7.5 | 9.5131 | 2003 | 2.0149 | 2.2527
587 | GF | 17.8 | 13.1522 | 2006 |  |  |  | 17.8 | 13.1522 | 2006 | 2.8792 | 2.5766
585 | GF | 20.6 | 11.2912 | 2007 |  |  |  | 20.6 | 11.2912 | 2007 | 3.0253 | 2.424
831 | GF | 19.6 | 20.9656 | 2011 |  |  |  | 19.6 | 20.9656 | 2011 | 2.9755 | 3.0429
340 | GF | 22 | 13.3096 | 2003 |  |  |  | 22 | 13.3096 | 2003 | 3.091 | 2.5885
334 | GF | 18.8 | 7.9464 | 2003 |  |  |  | 18.8 | 7.9464 | 2003 | 2.9339 | 2.0727
343 | GF | 15.6 | 13.9997 | 2003 |  |  |  | 15.6 | 13.9997 | 2003 | 2.7473 | 2.639
358 | GF | 19.8 | 7.2249 | 2003 |  |  |  | 19.8 | 7.2249 | 2003 | 2.9857 | 1.9775
702 | GF | 28.4 | 5.2102 | 2007 |  |  |  | 28.4 | 5.2102 | 2007 | 3.3464 | 1.6506
526 | GF | 19 | 13.7588 | 2007 |  |  |  | 19 | 13.7588 | 2007 | 2.9444 | 2.6217
288 | GF | 12 | 4.4534 | 2001 |  |  |  | 12 | 4.4534 | 2001 | 2.4849 | 1.4937
851 | GF | 25 | 12.9318 | 2007 |  |  |  | 25 | 12.9318 | 2007 | 3.2189 | 2.5597
648 | GF | 15 | 14.9737 | 2007 |  |  |  | 15 | 14.9737 | 2007 | 2.7081 | 2.7063
855 | GF | 23 | 28.6671 | 2011 |  |  |  | 23 | 28.6671 | 2011 | 3.1355 | 3.3557
700 | GF | 9.8 | 7.0658 | 2007 |  |  |  | 9.8 | 7.0658 | 2007 | 2.2824 | 1.9553
683 | GF | 30 | 16.0323 | 2011 |  |  |  | 30 | 16.0323 | 2011 | 3.4012 | 2.7746
559 | GF | 115 | 56.8595 | 2011 |  |  |  | 115 | 56.8595 | 2011 | 4.7449 | 4.0406
1074 | GF | 67 | 43.1388 | 2011 |  |  |  | 67 | 43.1388 | 2011 | 4.2047 | 3.7644
34 | GF | 16 | 7.5134 | 2000 |  |  |  | 16 | 7.5134 | 2000 | 2.7726 | 2.0167
433 | GF | 25 | 22.3083 | 2003 |  |  |  | 25 | 22.3083 | 2003 | 3.2189 | 3.105
79A | GF | 8 | 5.0823 | 2000 |  |  |  | 8 | 5.0823 | 2000 | 2.0794 | 1.6258
10A | GF | 6.2 | 8.916 | 2001 |  |  |  | 6.2 | 8.916 | 2001 | 1.8245 | 2.1878
345 | GF | 35 | 8.369 | 2003 |  |  |  | 35 | 8.369 | 2003 | 3.5553 | 2.1245
1049 | GF | 15.2 | 54.5518 | 2011 |  |  |  | 15.2 | 54.5518 | 2011 | 2.7213 | 3.9992
230 | GF | 17 | 10.7399 | 2003 |  |  |  | 17 | 10.7399 | 2003 | 2.8332 | 2.374
79B | GF | 8 | 3.3788 | 2000 |  |  |  | 8 | 3.3788 | 2000 | 2.0794 | 1.2175
10B | GF | 9.406 | 9.7991 | 2001 |  |  |  | 9.406 | 9.7991 | 2001 | 2.2413 | 2.2823
8 | GF | 18 | 11.9841 | 2000 |  |  |  | 18 | 11.9841 | 2000 | 2.8904 | 2.4836
487 | GF | 22 | 16.6067 | 2007 |  |  |  | 22 | 16.6067 | 2007 | 3.091 | 2.8098
385 | GF | 7.5 | 8.5881 | 2003 |  |  |  | 7.5 | 8.5881 | 2003 | 2.0149 | 2.1504
865 | GF | 25 | 8.6092 | 2007 |  |  |  | 25 | 8.6092 | 2007 | 3.2189 | 2.1528
863 | GF | 25 | 8.2434 | 2007 |  |  |  | 25 | 8.2434 | 2007 | 3.2189 | 2.1094
527 | GF | 17 | 6.9319 | 2007 |  |  |  | 17 | 6.9319 | 2007 | 2.8332 | 1.9361
595 | GF | 11 | 19.0874 | 2007 |  |  |  | 11 | 19.0874 | 2007 | 2.3979 | 2.949
528 | GF | 17 | 5.2658 | 2007 |  |  |  | 17 | 5.2658 | 2007 | 2.8332 | 1.6612
529 | GF | 17 | 7.7922 | 2007 |  |  |  | 17 | 7.7922 | 2007 | 2.8332 | 2.0531
1095 | GF | 18 | 11.9234 | 2011 |  |  |  | 18 | 11.9234 | 2011 | 2.8904 | 2.4785
561 | GF | 46 | 58.1001 | 2011 |  |  |  | 46 | 58.1001 | 2011 | 3.8286 | 4.0622
1018 | GF | 3 | 10.6346 | 2011 |  |  |  | 3 | 10.6346 | 2011 | 1.0986 | 2.3641
360 | GF | 22 | 7.1175 | 2003 |  |  |  | 22 | 7.1175 | 2003 | 3.091 | 1.9626
1106 | GF | 12 | 20.2179 | 2011 |  |  |  | 12 | 20.2179 | 2011 | 2.4849 | 3.0066
899 | GF | 25 | 15.1725 | 2010 |  |  |  | 25 | 15.1725 | 2010 | 3.2189 | 2.7195
1191 | GF | 11 | 12.6281 | 2011 |  |  |  | 11 | 12.6281 | 2011 | 2.3979 | 2.5359
1115 | GF | 10 | 24.3628 | 2011 |  |  |  | 10 | 24.3628 | 2011 | 2.3026 | 3.1931
1053 | GF | 9 | 14.7144 | 2011 |  |  |  | 9 | 14.7144 | 2011 | 2.1972 | 2.6888
864 | GF | 25 | 9.8258 | 2007 |  |  |  | 25 | 9.8258 | 2007 | 3.2189 | 2.285
834 | GF | 45 | 25.7984 | 2010 |  |  |  | 45 | 25.7984 | 2010 | 3.8067 | 3.2503
722 | GF | 10.5 | 13.5015 | 2010 |  |  |  | 10.5 | 13.5015 | 2010 | 2.3514 | 2.6028
927 | GF | 60 | 25.8871 | 2011 |  |  |  | 60 | 25.8871 | 2011 | 4.0943 | 3.2537
1068 | GF | 11.2 | 26.9182 | 2011 |  |  |  | 11.2 | 26.9182 | 2011 | 2.4159 | 3.2928
506 | GF | 20 | 13.9693 | 2003 |  |  |  | 20 | 13.9693 | 2003 | 2.9957 | 2.6369
456 | GF | 16 | 17.647 | 2007 |  |  |  | 16 | 17.647 | 2007 | 2.7726 | 2.8706
130 | GF | 18 | 8.437 | 2001 |  |  |  | 18 | 8.437 | 2001 | 2.8904 | 2.1326
308 | GF | 10 | 8.8754 | 2003 |  |  |  | 10 | 8.8754 | 2003 | 2.3026 | 2.1833
829 | GF | 20 | 27.7611 | 2011 |  |  |  | 20 | 27.7611 | 2011 | 2.9957 | 3.3236
425 | GF | 17 | 11.7254 | 2006 |  |  |  | 17 | 11.7254 | 2006 | 2.8332 | 2.4618
333 | GF | 12 | 7.5607 | 2003 |  |  |  | 12 | 7.5607 | 2003 | 2.4849 | 2.023
769 | GF | 40 | 26.3813 | 2007 |  |  |  | 40 | 26.3813 | 2007 | 3.6889 | 3.2727
948 | GF | 57 | 12.6537 | 2014 |  |  |  | 57 | 12.6537 | 2014 | 4.0431 | 2.5379
1128 | GF | 45 | 63.5562 | 2013 |  |  |  | 45 | 63.5562 | 2013 | 3.8067 | 4.1519
1214 | GF | 52 | 22.6317 | 2013 |  |  |  | 52 | 22.6317 | 2013 | 3.9512 | 3.1194
1225 | GF | 20 | 18.6367 | 2013 |  |  |  | 20 | 18.6367 | 2013 | 2.9957 | 2.9251
1263 | GF | 8 | 19.6117 | 2013 |  |  |  | 8 | 19.6117 | 2013 | 2.0794 | 2.9761
1309 | GF | 15 | 16.1093 | 2013 |  |  |  | 15 | 16.1093 | 2013 | 2.7081 | 2.7794
1349 | GF | 34 | 8.968 | 2013 |  |  |  | 34 | 8.968 | 2013 | 3.5264 | 2.1937
1358 | GF | 27 | 13.0727 | 2013 |  |  |  | 27 | 13.0727 | 2013 | 3.2958 | 2.5705
1404 | GF | 35 | 35.2763 | 2013 |  |  |  | 35 | 35.2763 | 2013 | 3.5553 | 3.5632
1482 | GF | 18.4 | 18.7658 | 2013 |  |  |  | 18.4 | 18.7658 | 2013 | 2.9124 | 2.932
1515 | GF | 7.2 | 12.9927 | 2013 |  |  |  | 7.2 | 12.9927 | 2013 | 1.9741 | 2.5644
1618 | GF | 21 | 15.966 | 2016 |  |  |  | 21 | 15.966 | 2016 | 3.0445 | 2.7705
1634 | GF | 17.9 | 17.1728 | 2015 |  |  |  | 17.9 | 17.1728 | 2015 | 2.8848 | 2.8433
1258 | GF | 46 | 53.5183 | 2017 |  |  |  | 46 | 53.5183 | 2017 | 3.8286 | 3.98
1284 | GF | 24.1 | 7.0843 | 2013 |  |  |  | 24.1 | 7.0843 | 2013 | 3.1822 | 1.9579
Pre-01 | GF | 2.2 | 2.4934 | 1990 |  |  |  | 2.2 | 2.4934 | 1990 | 0.78846 | 0.91364
Pre-02 | GF | 1.464 | 1.494 | 1987 |  |  |  | 1.464 | 1.494 | 1987 | 0.38117 | 0.40147
Pre-03 | GF | 4.075 | 1.9369 | 1990 |  |  |  | 4.075 | 1.9369 | 1990 | 1.4049 | 0.66111
Pre-04 | GF | 10 | 8.5265 | 1991 |  |  |  | 10 | 8.5265 | 1991 | 2.3026 | 2.1432
Pre-05 | GF | 4.8 | 4.0522 | 1988 |  |  |  | 4.8 | 4.0522 | 1988 | 1.5686 | 1.3993
Pre-06 | GF | 5.1 | 9.6482 | 1989 |  |  |  | 5.1 | 9.6482 | 1989 | 1.6292 | 2.2668
Pre-07 | GF | 6.9 | 5.0294 | 1997 |  |  |  | 6.9 | 5.0294 | 1997 | 1.9315 | 1.6153
Pre-08 | GF | 11.8 | 6.3729 | 1987 |  |  |  | 11.8 | 6.3729 | 1987 | 2.4681 | 1.8521
Pre-09 | GF | 9.7 | 2.9443 | 1997 |  |  |  | 9.7 | 2.9443 | 1997 | 2.2721 | 1.0799
Pre-10 | GF | 6.12 | 13.4811 | 1990 |  |  |  | 6.12 | 13.4811 | 1990 | 1.8116 | 2.6013
Pre-11 | GF | 6.2672 | 2.9102 | 1987 |  |  |  | 6.2672 | 2.9102 | 1987 | 1.8353 | 1.0682
Pre-12 | GF | 6.366 | 9.8907 | 1993 |  |  |  | 6.366 | 9.8907 | 1993 | 1.851 | 2.2916
Pre-13 | GF | 8.5 | 5.9446 | 1990 |  |  |  | 8.5 | 5.9446 | 1990 | 2.1401 | 1.7825
Pre-14 | GF | 46.55 | 7.1936 | 1991 |  |  |  | 46.55 | 7.1936 | 1991 | 3.8405 | 1.9732
Pre-15 | GF | 56.8 | 17.5945 | 1990 |  |  |  | 56.8 | 17.5945 | 1990 | 4.0395 | 2.8676
Pre-16 | GF | 81.576 | 14.0262 | 1988 |  |  |  | 81.576 | 14.0262 | 1988 | 4.4015 | 2.6409
Pre-17 | GF | 95.2 | 14.2199 | 1999 |  |  |  | 95.2 | 14.2199 | 1999 | 4.556 | 2.6546
Pre-18 | GF | 122.772 | 23.4475 | 1990 |  |  |  | 122.772 | 23.4475 | 1990 | 4.8103 | 3.1548
1184 | UG | 30 | 17.8855 | 2013 | 18.2 | 18.8693 | 2012 | 48.2 | 36.7548 | 2013 | 3.8754 | 3.6043
1481 | UG | 48.2 | 23.4412 | 2013 | 0 | 1.1114 | 2014 | 48.2 | 24.5526 | 2014 | 3.8754 | 3.2008
457 | UG | 10.77 | 9.9698 | 1990 | 10 | 3.2891 | 2006 | 20.77 | 13.2589 | 2006 | 3.0335 | 2.5847
407 | UG | 25.4 | 16.2653 | 1982 | 2 | 0.60107 | 2004 | 27.4 | 16.8663 | 2004 | 3.3105 | 2.8253
706 | UG | 14.85 | 11.975 | 1984 | 14.25 | 5.8346 | 2008 | 29.1 | 17.8096 | 2008 | 3.3707 | 2.8797
1070 | UG | 34 | 19.2093 | 1984 | 4.9 | 0.83608 | 2011 | 38.9 | 20.0454 | 2011 | 3.661 | 2.998
1264 | UG | 38.9 | 20.7428 | 1984 | 7.2 | 8.0579 | 2013 | 46.1 | 28.8007 | 2013 | 3.8308 | 3.3604
1208 | UG | 14.1 | 11.6261 | 1961 | 11.5 | 2.7992 | 2012 | 25.6 | 14.4253 | 2012 | 3.2426 | 2.669
655 | UG | 12.053 | 10.6309 | 1974 | 2.339 | 0.59465 | 2007 | 14.392 | 11.2256 | 2007 | 2.6667 | 2.4182
733 | UG | 24.3 | 15.8596 | 2007 | 17.1 | 6.7726 | 2009 | 41.4 | 22.6322 | 2009 | 3.7233 | 3.1194
1700 | UG | 13.4 | 11.2933 | 0 | 0 | 4.0239 | 2016 | 13.4 | 15.3171 | 2016 | 2.5953 | 2.729
1569 | UG | 17.7 | 13.2365 | 1997 | 0 | 3.7373 | 2015 | 17.7 | 16.9738 | 2015 | 2.8736 | 2.8317
401 | UG | 2 | 3.8155 | 1986 | 1.5 | 0.36204 | 2004 | 3.5 | 4.1775 | 2004 | 1.2528 | 1.4297
1412 | UG | 3.5 | 5.2505 | 1986 | 11 | 4.3575 | 2015 | 14.5 | 9.608 | 2015 | 2.6741 | 2.2626
1318 | UG | 22.3 | 15.1012 | 1997 | 28.9 | 1.6878 | 2013 | 51.2 | 16.789 | 2013 | 3.9357 | 2.8207
1194 | UG | 5.8 | 7.004 | 1980 | 9.6 | 1.6086 | 2011 | 15.4 | 8.6126 | 2011 | 2.7344 | 2.1532
801 | UG | 10 | 9.5567 | 2008 | 0 | 6.3106 | 2009 | 10 | 15.8673 | 2009 | 2.3026 | 2.7643
804 | UG | 14.429 | 11.7801 | 1982 | 9.871 | 9.1567 | 2009 | 24.3 | 20.9368 | 2009 | 3.1905 | 3.0415
365 | UG | 15.9 | 12.451 | 1982 | 0.269 | 0.59607 | 2003 | 16.169 | 13.047 | 2003 | 2.7831 | 2.5686
708 | UG | 16.2 | 12.5844 | 1982 | 11.5 | 6.8375 | 2007 | 27.7 | 19.4219 | 2007 | 3.3214 | 2.9664
1568 | UG | 27.7 | 17.0898 | 1997 | 8.1 | 3.5849 | 2015 | 35.8 | 20.6747 | 2015 | 3.5779 | 3.0289
398 | UG | 27.329 | 16.9589 | 1981 | 2 | 1.4547 | 2004 | 29.329 | 18.4136 | 2004 | 3.3786 | 2.9131
1642 | UG | 16.12 | 12.5489 | unknown | 2.78 | 10.1341 | 2015 | 18.9 | 22.6831 | 2015 | 2.9392 | 3.1216
522 | UG | 38.7 | 20.6819 | 1981 | 2.3 | 0.49327 | 2006 | 41 | 21.1752 | 2006 | 3.7136 | 3.0528
170 | UG | 20.4 | 14.3532 | unknown | 5.6 | 4.4337 | 2001 | 26 | 18.7869 | 2001 | 3.2581 | 2.9332
1312 | UG | 23.63 | 15.6086 | unknown | 0 | 6.0245 | 2013 | 23.63 | 21.6331 | 2013 | 3.1625 | 3.0742
170 | UG | 21.6 | 14.8289 | unknown | 1 | 4.883 | 2001 | 22.6 | 19.7119 | 2001 | 3.1179 | 2.9812
1366 | UG | 25.5 | 16.3018 | 0 | 14 | 5.5737 | 2013 | 39.5 | 21.8755 | 2013 | 3.6763 | 3.0854
170 | UG | 5.4 | 6.7242 | unknown | 10.6 | 5.2097 | 2001 | 16 | 11.9339 | 2001 | 2.7726 | 2.4794
1350 | UG | 16 | 12.4956 | 0 | 20 | 6.53 | 2013 | 36 | 19.0256 | 2013 | 3.5835 | 2.9458
658 | UG | 1.6 | 3.3594 | 1996 | 13.2 | 7.1147 | 2008 | 14.8 | 10.4741 | 2008 | 2.6946 | 2.3489
897 | UG | 14.8 | 11.952 | 1996 | 3 | 6.2372 | 2010 | 17.8 | 18.1892 | 2010 | 2.8792 | 2.9008
483 | UG | 20.7 | 14.4732 | 1986 | 18.1 | 3.6201 | 2005 | 38.8 | 18.0933 | 2005 | 3.6584 | 2.8955
1494 | UG | 13.3 | 11.2451 | 0 | 6 | 6.4297 | 2014 | 19.3 | 17.6749 | 2014 | 2.9601 | 2.8721
488 | UG | 41.3 | 21.4635 | 1982 | 24.2 | 0.40463 | 2006 | 65.5 | 21.8682 | 2006 | 4.1821 | 3.085
1692 | UG | 65.5 | 27.9232 | 0 | 0 | 2.2188 | 2016 | 65.5 | 30.142 | 2016 | 4.1821 | 3.4059
318 | UG | 22.87 | 15.3202 | 1996 | 1 | 0.76702 | 2001 | 23.87 | 16.0873 | 2001 | 3.1726 | 2.778
806 | UG | 23.867 | 15.6978 | 1996 | 5.433 | 0.68948 | 2008 | 29.3 | 16.3872 | 2008 | 3.3776 | 2.7965
1495 | UG | 29.3 | 17.6462 | 1996 | 0 | 5.1428 | 2014 | 29.3 | 22.789 | 2014 | 3.3776 | 3.1263
1386 | UG | 32.7 | 18.7868 | 0 | 13.5 | 0.85934 | 2013 | 46.2 | 19.6461 | 2013 | 3.833 | 2.9779
928 | UG | 18.02 | 13.3725 | 1992 | 3.48 | 10.3644 | 2010 | 21.5 | 23.7369 | 2010 | 3.0681 | 3.167
1450 | UG | 21.5 | 14.7897 | 1992 | 16.3 | 5.153 | 2014 | 37.8 | 19.9427 | 2014 | 3.6323 | 2.9929
170 | UG | 17.7 | 13.2365 | unknown | 8.8 | 1.1342 | 2001 | 26.5 | 14.3707 | 2001 | 3.2771 | 2.6652
649 | UG | 26.5 | 16.6635 | 1997 | 33.8 | 5.0181 | 2007 | 60.3 | 21.6815 | 2007 | 4.0993 | 3.0765
1203 | UG | 20.5 | 14.3933 | 1977 | 4.1 | 12.4436 | 2012 | 24.6 | 26.8369 | 2012 | 3.2027 | 3.2898
170 | UG | 7.9 | 8.3542 | 1972 | 6.1 | 2.9005 | 2001 | 14 | 11.2547 | 2001 | 2.6391 | 2.4208
363 | UG | 21.226 | 14.6819 | 1975 | 4.2 | 0.82194 | 2004 | 25.426 | 15.5039 | 2004 | 3.2358 | 2.7411
493 | UG | 25.4 | 16.2653 | 1975 | 3.3 | 3.4003 | 2006 | 28.7 | 19.6655 | 2006 | 3.3569 | 2.9789
685 | UG | 28.7 | 17.4391 | 1975 | 4.2 | 0.94607 | 2007 | 32.9 | 18.3852 | 2007 | 3.4935 | 2.9115
1574 | UG | 28 | 17.1952 | 2013 | 0 | 6.2662 | 2015 | 28 | 23.4614 | 2015 | 3.3322 | 3.1554
435 | UG | 10.6 | 9.8797 | 1990 | 8.4 | 3.0774 | 2004 | 19 | 12.9571 | 2004 | 2.9444 | 2.5616
652 | UG | 10.195 | 9.6626 | 1986 | 3.405 | 4.3802 | 2007 | 13.6 | 14.0428 | 2007 | 2.6101 | 2.6421
366 | UG | 11.1 | 10.1429 | 1981 | 4.8 | 0.60208 | 2003 | 15.9 | 10.745 | 2003 | 2.7663 | 2.3744
1640 | UG | 15.9 | 12.451 | 1981 | 2.5 | 8.3244 | 2015 | 18.4 | 20.7754 | 2015 | 2.9124 | 3.0338
367 | UG | 11.211 | 10.2007 | 1988 | 1 | 0.55589 | 2004 | 12.211 | 10.7566 | 2004 | 2.5023 | 2.3755
650 | UG | 23 | 15.3699 | 1981 | 0 | 5.9477 | 2007 | 23 | 21.3175 | 2007 | 3.1355 | 3.0595
902 | UG | 19.2 | 13.8653 | 2002 | 13.5 | 0.547 | 2009 | 32.7 | 14.4123 | 2009 | 3.4874 | 2.6681
1202 | UG | 19.4 | 13.9475 | 1989 | 1.6 | 10.745 | 2012 | 21 | 24.6925 | 2012 | 3.0445 | 3.2065
1338 | UG | 7.5 | 8.1102 | unknown | 2 | 6.6636 | 2013 | 9.5 | 14.7738 | 2013 | 2.2513 | 2.6929
212 | UG | 36.55 | 20.0184 | 1978 | 28 | 4.6265 | 2003 | 64.55 | 24.6449 | 2003 | 4.1674 | 3.2046
653 | UG | 64.55 | 27.6915 | 1977 | 1.32 | 0.56895 | 2007 | 65.87 | 28.2604 | 2007 | 4.1877 | 3.3415
1679 | UG | 65.87 | 28.0131 | 1977 | 0 | 3.0359 | 2016 | 65.87 | 31.0491 | 2016 | 4.1877 | 3.4356
1382 | UG | 24.2 | 15.8223 | unknown | 11.9 | 2.4484 | 2013 | 36.1 | 18.2708 | 2013 | 3.5863 | 2.9053
1638 | UG | 36.1 | 19.8774 | unknown | 0 | 1.4308 | 2015 | 36.1 | 21.3082 | 2015 | 3.5863 | 3.0591
874 | UG | 6.4 | 7.4086 | 1997 | 0.5 | 3.6334 | 2009 | 6.9 | 11.0419 | 2009 | 1.9315 | 2.4017
491 | UG | 27.9 | 17.1601 | 1984 | 1 | 0.19252 | 2006 | 28.9 | 17.3526 | 2006 | 3.3638 | 2.8537
1396 | UG | 20.6 | 14.4333 | 2009 | 5.4 | 0.37351 | 2013 | 26 | 14.8068 | 2013 | 3.2581 | 2.6951
1597 | UG | 26 | 16.4834 | 2009 | 27.3 | 4.2356 | 2015 | 53.3 | 20.7189 | 2015 | 3.9759 | 3.031
1292 | UG | 30.3 | 17.9873 | unknown | 2.5 | 4.4712 | 2013 | 32.8 | 22.4585 | 2013 | 3.4904 | 3.1117
364 | UG | 44.904 | 22.5128 | 1975 | 2 | 1.3175 | 2004 | 46.904 | 23.8303 | 2004 | 3.8481 | 3.171
1306 | UG | 23.1 | 15.4079 | 1985 | 2.1 | 5.9849 | 2013 | 25.2 | 21.3928 | 2013 | 3.2268 | 3.0631
858 | UG | 28.4 | 17.3349 | 2009 | 13.3 | 5.4359 | 2010 | 41.7 | 22.7708 | 2010 | 3.7305 | 3.1255
1454 | UG | 41.7 | 21.5819 | 2009 | 5.7 | 0.45762 | 2013 | 47.4 | 22.0395 | 2013 | 3.8586 | 3.0928
637 | UG | 15.5 | 12.2713 | 1989 | 8.4 | 5.0689 | 2007 | 23.9 | 17.3401 | 2007 | 3.1739 | 2.853
1254 | UG | 23.9 | 15.7101 | 1989 | 15.4 | 6.5284 | 2012 | 39.3 | 22.2386 | 2012 | 3.6712 | 3.1018
734 | UG | 20 | 14.192 | 1974 | 4.4 | 11.2611 | 2011 | 24.4 | 25.4531 | 2011 | 3.1946 | 3.2368
1594 | UG | 24.4 | 15.8968 | 1974 | 0 | 17.2334 | 2017 | 24.4 | 33.1302 | 2017 | 3.1946 | 3.5004
1674 | UG | 17.4 | 13.1081 | 0 | 3.7 | 10.3273 | 2016 | 21.1 | 23.4353 | 2016 | 3.0493 | 3.1542
711 | UG | 11.5 | 10.3499 | 1976 | 13.7 | 9.2618 | 2009 | 25.2 | 19.6117 | 2009 | 3.2268 | 2.9761
408 | UG | 37.7 | 20.3753 | 1976 | 2.042 | 0.58016 | 2004 | 39.742 | 20.9555 | 2004 | 3.6824 | 3.0424
698 | UG | 39.7 | 20.9851 | 1976 | 20.9 | 1.4407 | 2007 | 60.6 | 22.4258 | 2007 | 4.1043 | 3.1102
696 | UG | 9.137 | 9.0771 | 1981 | 8.063 | 0.2681 | 2007 | 17.2 | 9.3452 | 2007 | 2.8449 | 2.2349
1636 | UG | 17.2 | 13.0219 | 1981 | 0 | 6.6059 | 2015 | 17.2 | 19.6278 | 2015 | 2.8449 | 2.9769
1185 | UG | 32.4 | 18.6882 | 1988 | 2.5 | 2.8088 | 2011 | 34.9 | 21.497 | 2011 | 3.5525 | 3.0679
568 | UG | 38.04 | 20.48 | 1978 | 1 | 0.028819 | 2006 | 39.04 | 20.5088 | 2006 | 3.6646 | 3.0209
853 | UG | 20 | 14.192 | 1991 | 21.7 | 4.2556 | 2009 | 41.7 | 18.4476 | 2009 | 3.7305 | 2.9149
1201 | UG | 13.3 | 11.2451 | unknown | 10.6 | 7.6365 | 2012 | 23.9 | 18.8816 | 2012 | 3.1739 | 2.9382
654 | UG | 7.29 | 7.9798 | 1976 | 4.41 | 0.73673 | 2007 | 11.7 | 8.7166 | 2007 | 2.4596 | 2.1652
1394 | UG | 11.7 | 10.4522 | 1976 | 10 | 5.0058 | 2014 | 21.7 | 15.458 | 2014 | 3.0773 | 2.7381
1294 | UG | 8.5 | 8.7105 | 0 | 1.6 | 4.562 | 2014 | 10.1 | 13.2725 | 2014 | 2.3125 | 2.5857
1670 | UG | 31.45 | 18.3736 | 0 | 24.25 | 2.7944 | 2016 | 55.7 | 21.168 | 2016 | 4.02 | 3.0525
579 | UG | 17.1 | 12.9786 | unknown | 11 | 3.6516 | 2008 | 28.1 | 16.6303 | 2008 | 3.3358 | 2.8112
1670 | UG | 18.79 | 13.6956 | 0 | 30.51 | 18.3637 | 2016 | 49.3 | 32.0593 | 2016 | 3.8979 | 3.4676
1083 | UG | 7.53 | 8.1287 | 1981 | 5.87 | 7.4125 | 2011 | 13.4 | 15.5412 | 2011 | 2.5953 | 2.7435
552 | UG | 20.23 | 14.2848 | 1991 | 10.47 | 1.1458 | 2006 | 30.7 | 15.4306 | 2006 | 3.4243 | 2.7364
1311 | UG | 30.7 | 18.1224 | 1991 | 19.3 | 5.9841 | 2013 | 50 | 24.1065 | 2013 | 3.912 | 3.1825
1078 | UG | 17.66 | 13.2194 | 1957 | 7.34 | 1.0936 | 2011 | 25 | 14.3131 | 2011 | 3.2189 | 2.6612
495 | UG | 12.974 | 11.087 | 1982 | 0 | 3.5908 | 2006 | 12.974 | 14.6778 | 2006 | 2.5629 | 2.6863
383 | UG | 0.51 | 1.7498 | 1984 | 8 | 3.9502 | 2005 | 8.51 | 5.7 | 2005 | 2.1412 | 1.7405
1020 | UG | 13 | 11.0997 | 1977 | 9 | 7.345 | 2010 | 22 | 18.4447 | 2010 | 3.091 | 2.9148
1364 | UG | 8.5 | 8.7105 | 0 | 34 | 8.7951 | 2013 | 42.5 | 17.5056 | 2013 | 3.7495 | 2.8625
503 | UG | 31 | 18.2232 | 1972 | 16 | 3.8033 | 2007 | 47 | 22.0265 | 2007 | 3.8501 | 3.0922
925 | UG | 47 | 23.1064 | 1972 | 9 | 3.3165 | 2011 | 56 | 26.4229 | 2011 | 4.0254 | 3.2742
821 | UG | 25 | 16.1186 | 2006 | 32 | 9.4177 | 2011 | 57 | 25.5364 | 2011 | 4.0431 | 3.2401
486 | UG | 10.81 | 9.9909 | 1993 | 3.14 | 0.34692 | 2005 | 13.95 | 10.3378 | 2005 | 2.6355 | 2.3358
779 | UG | 13.95 | 11.5554 | 1993 | 4.05 | 0.91576 | 2008 | 18 | 12.4712 | 2008 | 2.8904 | 2.5234
1416 | UG | 18 | 13.364 | 1993 | 6 | 1.4182 | 2014 | 24 | 14.7822 | 2014 | 3.1781 | 2.6934
554 | UG | 23 | 15.3699 | 1968 | 8.26 | 1.0611 | 2006 | 31.26 | 16.431 | 2006 | 3.4423 | 2.7992
1581 | UG | 7.44 | 8.0731 | unknown | 9.36 | 5.3848 | 2015 | 16.8 | 13.4579 | 2015 | 2.8214 | 2.5996
880 | UG | 8.95 | 8.9706 | 1966 | 2.05 | 4.5764 | 2010 | 11 | 13.547 | 2010 | 2.3979 | 2.6062
1047 | UG | 10 | 9.5567 | 1965 | 5 | 6.2586 | 2012 | 15 | 15.8153 | 2012 | 2.7081 | 2.761
1045 | UG | 24.066 | 15.7723 | 1971 | 7.934 | 3.8009 | 2011 | 32 | 19.5732 | 2011 | 3.4657 | 2.9742
1616 | UG | 21.68 | 14.8602 | unknown | 25.75 | 0.84819 | 2015 | 47.43 | 15.7084 | 2015 | 3.8593 | 2.7542
362 | UG | 51.8 | 24.4245 | 1971 | 1 | 0.78848 | 2004 | 52.8 | 25.213 | 2004 | 3.9665 | 3.2274
924 | UG | 45.94 | 22.8077 | 1982 | 6.06 | 1.4264 | 2010 | 52 | 24.2341 | 2010 | 3.9512 | 3.1878
1241 | UG | 20.29 | 14.309 | unknown | 6 | 2.625 | 2012 | 26.29 | 16.934 | 2012 | 3.2692 | 2.8293
438 | UG | 8.246 | 8.561 | 1978 | 1 | 0.18095 | 2004 | 9.246 | 8.742 | 2004 | 2.2242 | 2.1681
748 | UG | 25.541 | 16.3167 | 1995 | 1 | 0.38858 | 2008 | 26.541 | 16.7053 | 2008 | 3.2787 | 2.8157
1319 | UG | 15.71 | 12.3659 | 0 | 4.29 | 3.2377 | 2014 | 20 | 15.6035 | 2014 | 2.9957 | 2.7475
892 | UG | 13.05 | 11.124 | 1972 | 0 | 3.2491 | 2011 | 13.05 | 14.3731 | 2011 | 2.5688 | 2.6654
504 | UG | 10.496 | 9.8243 | 2007 | 0 | 2.1923 | 2006 | 10.496 | 12.0166 | 2007 | 2.351 | 2.4863
618 | UG | 11 | 10.0907 | 1995 | 11.5 | 2.3465 | 2006 | 22.5 | 12.4372 | 2006 | 3.1135 | 2.5207
712 | UG | 7.5 | 8.1102 | 1980 | 1 | 7.8904 | 2011 | 8.5 | 16.0006 | 2011 | 2.1401 | 2.7726
726 | UG | 25.6354 | 16.3511 | 1982 | 5.3646 | 1.0316 | 2008 | 31 | 17.3827 | 2008 | 3.434 | 2.8555
530 | UG | 25 | 16.1186 | 1982 | 20 | 4.5023 | 2006 | 45 | 20.6209 | 2006 | 3.8067 | 3.0263
755 | UG | 8.698 | 8.8256 | 1983 | 3.302 | 0.74649 | 2008 | 12 | 9.5721 | 2008 | 2.4849 | 2.2589
1081 | UG | 12 | 10.6042 | 1983 | 4 | 0.74616 | 2010 | 16 | 11.3504 | 2010 | 2.7726 | 2.4293
307 | UG | 9.07 | 9.039 | 1985 | 1.002 | 2.5231 | 2003 | 10.072 | 11.5621 | 2003 | 2.3098 | 2.4477
1466 | UG | 10.07 | 9.5948 | 1985 | 4.93 | 4.6348 | 2015 | 15 | 14.2296 | 2015 | 2.7081 | 2.6553
1091 | UG | 16.06 | 12.5223 | 1982 | 24.34 | 7.6638 | 2011 | 40.4 | 20.1861 | 2011 | 3.6988 | 3.005
666 | UG | 25.92 | 16.4544 | 1987 | 14.08 | 3.6888 | 2008 | 40 | 20.1432 | 2008 | 3.6889 | 3.0029
556 | UG | 8.656 | 8.8013 | 1985 | 4.344 | 3.2484 | 2007 | 13 | 12.0497 | 2007 | 2.5649 | 2.489
452 | UG | 10.781 | 9.9756 | 1986 | 3.619 | 3.4437 | 2005 | 14.4 | 13.4193 | 2005 | 2.6672 | 2.5967
613 | UG | 6.2 | 7.2756 | 1999 | 2.2 | 0.43132 | 2006 | 8.4 | 7.7069 | 2006 | 2.1282 | 2.0421
778 | UG | 0.1 | 0.69076 | 1988 | 1.9 | 0.48701 | 2008 | 2 | 1.1778 | 2008 | 0.69315 | 0.16362
1571 | UG | 2 | 3.8155 | 1988 | 11 | 1.592 | 2016 | 13 | 5.4075 | 2016 | 2.5649 | 1.6878
525 | UG | 11.55 | 10.3755 | 1995 | 14 | 2.1078 | 2006 | 25.55 | 12.4833 | 2006 | 3.2406 | 2.5244
1324 | UG | 15.8 | 12.4062 | 2012 | 12.3 | 2.2693 | 2014 | 28.1 | 14.6755 | 2014 | 3.3358 | 2.6862
511 | UG | 13.95 | 11.5554 | 2004 | 4.05 | 0.42904 | 2004 | 18 | 11.9845 | 2004 | 2.8904 | 2.4836
1094 | UG | 18 | 13.364 | 2004 | 6 | 1.0646 | 2011 | 24 | 14.4287 | 2011 | 3.1781 | 2.6692
775 | UG | 8 | 8.4144 | 2002 | 7 | 1.4059 | 2008 | 15 | 9.8202 | 2008 | 2.7081 | 2.2844
1646 | UG | 2.88 | 4.6978 | unknown | 3.52 | 6.6896 | 2016 | 6.4 | 11.3874 | 2016 | 1.8563 | 2.4325
467 | UG | 5.7 | 6.9348 | 1996 | 7.9 | 3.4855 | 2005 | 13.6 | 10.4203 | 2005 | 2.6101 | 2.3438
437 | UG | 23 | 15.3699 | 2001 | 17 | 3.6314 | 2008 | 40 | 19.0012 | 2008 | 3.6889 | 2.9445
1233 | UG | 40 | 21.0755 | 2001 | 10 | 3.8904 | 2011 | 50 | 24.9659 | 2011 | 3.912 | 3.2175
361 | UG | 12.22 | 10.7147 | 1986 | 13 | 1.172 | 2002 | 25.22 | 11.8867 | 2002 | 3.2276 | 2.4754
645 | UG | 25.22 | 16.1994 | 1986 | 1 | 0.22668 | 2006 | 26.22 | 16.4261 | 2006 | 3.2665 | 2.7989
720 | UG | 5.29 | 6.6457 | 1974 | 3.91 | 3.2147 | 2009 | 9.2 | 9.8604 | 2009 | 2.2192 | 2.2885
1554 | UG | 18 | 13.364 | 2013 | 13 | 4.0041 | 2015 | 31 | 17.3681 | 2015 | 3.434 | 2.8546
1570 | UG | 12 | 10.6042 | 0 | 7 | 5.7129 | 2016 | 19 | 16.3171 | 2016 | 2.9444 | 2.7922
1280 | UG | 10 | 9.5567 | 0 | 10 | 3.9567 | 2013 | 20 | 13.5134 | 2013 | 2.9957 | 2.6037
659 | UG | 51 | 24.2086 | 1974 | 7 | 0.19039 | 2006 | 58 | 24.399 | 2006 | 4.0604 | 3.1945
1240 | UG | 9 | 8.9992 | 0 | 12 | 2.4762 | 2013 | 21 | 11.4754 | 2013 | 3.0445 | 2.4402
317 | UG | 26.67 | 16.7244 | 1978 | 8.46 | 3.7336 | 2002 | 35.13 | 20.458 | 2002 | 3.5591 | 3.0184
1510 | UG | 35.13 | 19.5709 | 1978 | 0 | 1.0378 | 2014 | 35.13 | 20.6088 | 2014 | 3.5591 | 3.0257
1678 | UG | 71.19 | 29.2823 | 0 | 3.81 | 0.18769 | 2015 | 75 | 29.47 | 2015 | 4.3175 | 3.3834
409 | UG | 50.9 | 24.1815 | unknown | 0 | 6.95 | 2004 | 50.9 | 31.1315 | 2004 | 3.9299 | 3.4382
620 | UG | 66.04 | 28.0543 | unknown | 1 | 0.052327 | 2006 | 67.04 | 28.1067 | 2006 | 4.2053 | 3.336
1085 | UG | 67.04 | 28.2959 | unknown | 2 | 0.079312 | 2010 | 69.04 | 28.3752 | 2010 | 4.2347 | 3.3455
589 | UG | 36.963 | 20.1471 | 1974 | 0 | 0.032007 | 2005 | 36.963 | 20.1791 | 2005 | 3.6099 | 3.0046
836 | UG | 33.963 | 19.1974 | 1974 | 10.037 | 0.20825 | 2008 | 44 | 19.4056 | 2008 | 3.7842 | 2.9656
1417 | UG | 53.176 | 24.7926 | 0 | 2.824 | 0.36632 | 2013 | 56 | 25.1589 | 2013 | 4.0254 | 3.2252
1575 | UG | 107.8 | 37.1028 | 0 | 2.2 | 0.084606 | 2014 | 110 | 37.1874 | 2014 | 4.7005 | 3.616
1480 | UG | 92 | 33.8953 | 0 | 9 | 1.4186 | 2015 | 101 | 35.3139 | 2015 | 4.6151 | 3.5643
1644 | UG | 25 | 16.1186 | 0 | 14 | 6.4882 | 2016 | 39 | 22.6068 | 2016 | 3.6636 | 3.1183
1276 | UG | 34 | 19.2093 | unknown | 4 | 0.69755 | 2012 | 38 | 19.9068 | 2012 | 3.6376 | 2.9911
823 | UG | 10 | 9.5567 | unknown | 25 | 8.3157 | 2009 | 35 | 17.8723 | 2009 | 3.5553 | 2.8833
1601 | UG | 77 | 30.6226 | 0 | 0 | 4.0095 | 2015 | 77 | 34.6321 | 2015 | 4.3438 | 3.5448
1046 | UG | 33 | 18.8849 | unknown | 17 | 13.8381 | 2011 | 50 | 32.723 | 2011 | 3.912 | 3.4881
873 | UG | 38 | 20.4677 | unknown | 10 | 10.835 | 2011 | 48 | 31.3027 | 2011 | 3.8712 | 3.4437
630 | UG | 36.4 | 19.9715 | unknown | 3.6 | 0.76182 | 2007 | 40 | 20.7333 | 2007 | 3.6889 | 3.0317
1107 | UG | 16 | 12.4956 | 2010 | 24 | 7.7 | 2014 | 40 | 20.1956 | 2014 | 3.6889 | 3.0055
682 | UG | 12 | 10.6042 | 2005 | 18 | 4.2252 | 2009 | 30 | 14.8295 | 2009 | 3.4012 | 2.6966
677 | UG | 117 | 38.8774 | unknown | 0 | 5.9673 | 2009 | 117 | 44.8447 | 2009 | 4.7622 | 3.8032
643 | UG | 53.37 | 24.8441 | unknown | 0.5 | 4.4087 | 2009 | 53.87 | 29.2528 | 2009 | 3.9866 | 3.376
* Type is either Greenfield (“GF”) or Upgrade (“UG”), where Upgrade refers to additional facilities that increase the capacity of an existing Greenfield project
** For Iteration 6, Greenfield Cost for an Upgrade project is estimated using the Iteration 5 power curve for greenfield and upgrade projects

## GF + UG Iteration 7
Alberta Electric System Operator
2018 ISO Tariff Application
Appendix G - Point of Delivery Cost Function Workbook
Seventh-Interation Calculation of Power Curve for Greenfield and Upgrade Projects
August 17, 2018
Project | Type * | Greenfield MW | Greenfield Cost ** | Greenfield Year | Upgrade MW | Upgrade Cost | Upgrade Year | Total MW | Total Cost | Total Year | LN(MW) | LN(Cost) |  | ln(y)=m*ln(x) + b Linear Regression
476 | GF | 14 | 16.8618 | 2003 |  |  |  | 14 | 16.8618 | 2003 | 2.6391 | 2.8251 | m | 0.57219 | 0.93901 | b
478 | GF | 8.5 | 6.0182 | 2003 |  |  |  | 8.5 | 6.0182 | 2003 | 2.1401 | 1.7948 | se | 0.03209 | 0.10233 | seb
473 | GF | 30 | 14.999 | 2003 |  |  |  | 30 | 14.999 | 2003 | 3.4012 | 2.708 | R2 | 0.52907 | 0.39311 | sev
1042 | GF | 13 | 11.1648 | 2011 |  |  |  | 13 | 11.1648 | 2011 | 2.5649 | 2.4128 | F | 317.934 | 283 | df
443 | GF | 24.3 | 11.7056 | 2006 |  |  |  | 24.3 | 11.7056 | 2006 | 3.1905 | 2.4601 | ssreg | 49.1317 | 43.7332 | ssresid
1195 | GF | 18 | 31.6599 | 2011 |  |  |  | 18 | 31.6599 | 2011 | 2.8904 | 3.4551
420 | GF | 6 | 9.6396 | 2007 |  |  |  | 6 | 9.6396 | 2007 | 1.7918 | 2.2659 |  | y=cx^m, where c=e^b
440 | GF | 10 | 16.0096 | 2006 |  |  |  | 10 | 16.0096 | 2006 | 2.3026 | 2.7732 | m | 0.57219 | 0.09545% | change
1102 | GF | 20 | 16.2936 | 2011 |  |  |  | 20 | 16.2936 | 2011 | 2.9957 | 2.7908 | c | 2.5574 | -0.1533% | from
324 | GF | 17.2 | 8.9094 | 2003 |  |  |  | 17.2 | 8.9094 | 2003 | 2.8449 | 2.1871 |  |  |  | prior
1103 | GF | 20 | 17.2995 | 2011 |  |  |  | 20 | 17.2995 | 2011 | 2.9957 | 2.8507 |  |  |  | iteration
386 | GF | 9 | 9.9511 | 2003 |  |  |  | 9 | 9.9511 | 2003 | 2.1972 | 2.2977
80 | GF | 8 | 6.0754 | 2001 |  |  |  | 8 | 6.0754 | 2001 | 2.0794 | 1.8042
1052 | GF | 13.6 | 10.9027 | 2011 |  |  |  | 13.6 | 10.9027 | 2011 | 2.6101 | 2.389
347 | GF | 10.548 | 9.3005 | 2003 |  |  |  | 10.548 | 9.3005 | 2003 | 2.3559 | 2.2301
1358 | GF | 27 | 13.0727 | 2011 |  |  |  | 27 | 13.0727 | 2011 | 3.2958 | 2.5705
584 | GF | 28 | 34.9037 | 2011 |  |  |  | 28 | 34.9037 | 2011 | 3.3322 | 3.5526
422 | GF | 24 | 13.6508 | 2003 |  |  |  | 24 | 13.6508 | 2003 | 3.1781 | 2.6138
944 | GF | 43 | 26.8161 | 2010 |  |  |  | 43 | 26.8161 | 2010 | 3.7612 | 3.289
387 | GF | 7.5 | 9.5131 | 2003 |  |  |  | 7.5 | 9.5131 | 2003 | 2.0149 | 2.2527
587 | GF | 17.8 | 13.1522 | 2006 |  |  |  | 17.8 | 13.1522 | 2006 | 2.8792 | 2.5766
585 | GF | 20.6 | 11.2912 | 2007 |  |  |  | 20.6 | 11.2912 | 2007 | 3.0253 | 2.424
831 | GF | 19.6 | 20.9656 | 2011 |  |  |  | 19.6 | 20.9656 | 2011 | 2.9755 | 3.0429
340 | GF | 22 | 13.3096 | 2003 |  |  |  | 22 | 13.3096 | 2003 | 3.091 | 2.5885
334 | GF | 18.8 | 7.9464 | 2003 |  |  |  | 18.8 | 7.9464 | 2003 | 2.9339 | 2.0727
343 | GF | 15.6 | 13.9997 | 2003 |  |  |  | 15.6 | 13.9997 | 2003 | 2.7473 | 2.639
358 | GF | 19.8 | 7.2249 | 2003 |  |  |  | 19.8 | 7.2249 | 2003 | 2.9857 | 1.9775
702 | GF | 28.4 | 5.2102 | 2007 |  |  |  | 28.4 | 5.2102 | 2007 | 3.3464 | 1.6506
526 | GF | 19 | 13.7588 | 2007 |  |  |  | 19 | 13.7588 | 2007 | 2.9444 | 2.6217
288 | GF | 12 | 4.4534 | 2001 |  |  |  | 12 | 4.4534 | 2001 | 2.4849 | 1.4937
851 | GF | 25 | 12.9318 | 2007 |  |  |  | 25 | 12.9318 | 2007 | 3.2189 | 2.5597
648 | GF | 15 | 14.9737 | 2007 |  |  |  | 15 | 14.9737 | 2007 | 2.7081 | 2.7063
855 | GF | 23 | 28.6671 | 2011 |  |  |  | 23 | 28.6671 | 2011 | 3.1355 | 3.3557
700 | GF | 9.8 | 7.0658 | 2007 |  |  |  | 9.8 | 7.0658 | 2007 | 2.2824 | 1.9553
683 | GF | 30 | 16.0323 | 2011 |  |  |  | 30 | 16.0323 | 2011 | 3.4012 | 2.7746
559 | GF | 115 | 56.8595 | 2011 |  |  |  | 115 | 56.8595 | 2011 | 4.7449 | 4.0406
1074 | GF | 67 | 43.1388 | 2011 |  |  |  | 67 | 43.1388 | 2011 | 4.2047 | 3.7644
34 | GF | 16 | 7.5134 | 2000 |  |  |  | 16 | 7.5134 | 2000 | 2.7726 | 2.0167
433 | GF | 25 | 22.3083 | 2003 |  |  |  | 25 | 22.3083 | 2003 | 3.2189 | 3.105
79A | GF | 8 | 5.0823 | 2000 |  |  |  | 8 | 5.0823 | 2000 | 2.0794 | 1.6258
10A | GF | 6.2 | 8.916 | 2001 |  |  |  | 6.2 | 8.916 | 2001 | 1.8245 | 2.1878
345 | GF | 35 | 8.369 | 2003 |  |  |  | 35 | 8.369 | 2003 | 3.5553 | 2.1245
1049 | GF | 15.2 | 54.5518 | 2011 |  |  |  | 15.2 | 54.5518 | 2011 | 2.7213 | 3.9992
230 | GF | 17 | 10.7399 | 2003 |  |  |  | 17 | 10.7399 | 2003 | 2.8332 | 2.374
79B | GF | 8 | 3.3788 | 2000 |  |  |  | 8 | 3.3788 | 2000 | 2.0794 | 1.2175
10B | GF | 9.406 | 9.7991 | 2001 |  |  |  | 9.406 | 9.7991 | 2001 | 2.2413 | 2.2823
8 | GF | 18 | 11.9841 | 2000 |  |  |  | 18 | 11.9841 | 2000 | 2.8904 | 2.4836
487 | GF | 22 | 16.6067 | 2007 |  |  |  | 22 | 16.6067 | 2007 | 3.091 | 2.8098
385 | GF | 7.5 | 8.5881 | 2003 |  |  |  | 7.5 | 8.5881 | 2003 | 2.0149 | 2.1504
865 | GF | 25 | 8.6092 | 2007 |  |  |  | 25 | 8.6092 | 2007 | 3.2189 | 2.1528
863 | GF | 25 | 8.2434 | 2007 |  |  |  | 25 | 8.2434 | 2007 | 3.2189 | 2.1094
527 | GF | 17 | 6.9319 | 2007 |  |  |  | 17 | 6.9319 | 2007 | 2.8332 | 1.9361
595 | GF | 11 | 19.0874 | 2007 |  |  |  | 11 | 19.0874 | 2007 | 2.3979 | 2.949
528 | GF | 17 | 5.2658 | 2007 |  |  |  | 17 | 5.2658 | 2007 | 2.8332 | 1.6612
529 | GF | 17 | 7.7922 | 2007 |  |  |  | 17 | 7.7922 | 2007 | 2.8332 | 2.0531
1095 | GF | 18 | 11.9234 | 2011 |  |  |  | 18 | 11.9234 | 2011 | 2.8904 | 2.4785
561 | GF | 46 | 58.1001 | 2011 |  |  |  | 46 | 58.1001 | 2011 | 3.8286 | 4.0622
1018 | GF | 3 | 10.6346 | 2011 |  |  |  | 3 | 10.6346 | 2011 | 1.0986 | 2.3641
360 | GF | 22 | 7.1175 | 2003 |  |  |  | 22 | 7.1175 | 2003 | 3.091 | 1.9626
1106 | GF | 12 | 20.2179 | 2011 |  |  |  | 12 | 20.2179 | 2011 | 2.4849 | 3.0066
899 | GF | 25 | 15.1725 | 2010 |  |  |  | 25 | 15.1725 | 2010 | 3.2189 | 2.7195
1191 | GF | 11 | 12.6281 | 2011 |  |  |  | 11 | 12.6281 | 2011 | 2.3979 | 2.5359
1115 | GF | 10 | 24.3628 | 2011 |  |  |  | 10 | 24.3628 | 2011 | 2.3026 | 3.1931
1053 | GF | 9 | 14.7144 | 2011 |  |  |  | 9 | 14.7144 | 2011 | 2.1972 | 2.6888
864 | GF | 25 | 9.8258 | 2007 |  |  |  | 25 | 9.8258 | 2007 | 3.2189 | 2.285
834 | GF | 45 | 25.7984 | 2010 |  |  |  | 45 | 25.7984 | 2010 | 3.8067 | 3.2503
722 | GF | 10.5 | 13.5015 | 2010 |  |  |  | 10.5 | 13.5015 | 2010 | 2.3514 | 2.6028
927 | GF | 60 | 25.8871 | 2011 |  |  |  | 60 | 25.8871 | 2011 | 4.0943 | 3.2537
1068 | GF | 11.2 | 26.9182 | 2011 |  |  |  | 11.2 | 26.9182 | 2011 | 2.4159 | 3.2928
506 | GF | 20 | 13.9693 | 2003 |  |  |  | 20 | 13.9693 | 2003 | 2.9957 | 2.6369
456 | GF | 16 | 17.647 | 2007 |  |  |  | 16 | 17.647 | 2007 | 2.7726 | 2.8706
130 | GF | 18 | 8.437 | 2001 |  |  |  | 18 | 8.437 | 2001 | 2.8904 | 2.1326
308 | GF | 10 | 8.8754 | 2003 |  |  |  | 10 | 8.8754 | 2003 | 2.3026 | 2.1833
829 | GF | 20 | 27.7611 | 2011 |  |  |  | 20 | 27.7611 | 2011 | 2.9957 | 3.3236
425 | GF | 17 | 11.7254 | 2006 |  |  |  | 17 | 11.7254 | 2006 | 2.8332 | 2.4618
333 | GF | 12 | 7.5607 | 2003 |  |  |  | 12 | 7.5607 | 2003 | 2.4849 | 2.023
769 | GF | 40 | 26.3813 | 2007 |  |  |  | 40 | 26.3813 | 2007 | 3.6889 | 3.2727
948 | GF | 57 | 12.6537 | 2014 |  |  |  | 57 | 12.6537 | 2014 | 4.0431 | 2.5379
1128 | GF | 45 | 63.5562 | 2013 |  |  |  | 45 | 63.5562 | 2013 | 3.8067 | 4.1519
1214 | GF | 52 | 22.6317 | 2013 |  |  |  | 52 | 22.6317 | 2013 | 3.9512 | 3.1194
1225 | GF | 20 | 18.6367 | 2013 |  |  |  | 20 | 18.6367 | 2013 | 2.9957 | 2.9251
1263 | GF | 8 | 19.6117 | 2013 |  |  |  | 8 | 19.6117 | 2013 | 2.0794 | 2.9761
1309 | GF | 15 | 16.1093 | 2013 |  |  |  | 15 | 16.1093 | 2013 | 2.7081 | 2.7794
1349 | GF | 34 | 8.968 | 2013 |  |  |  | 34 | 8.968 | 2013 | 3.5264 | 2.1937
1358 | GF | 27 | 13.0727 | 2013 |  |  |  | 27 | 13.0727 | 2013 | 3.2958 | 2.5705
1404 | GF | 35 | 35.2763 | 2013 |  |  |  | 35 | 35.2763 | 2013 | 3.5553 | 3.5632
1482 | GF | 18.4 | 18.7658 | 2013 |  |  |  | 18.4 | 18.7658 | 2013 | 2.9124 | 2.932
1515 | GF | 7.2 | 12.9927 | 2013 |  |  |  | 7.2 | 12.9927 | 2013 | 1.9741 | 2.5644
1618 | GF | 21 | 15.966 | 2016 |  |  |  | 21 | 15.966 | 2016 | 3.0445 | 2.7705
1634 | GF | 17.9 | 17.1728 | 2015 |  |  |  | 17.9 | 17.1728 | 2015 | 2.8848 | 2.8433
1258 | GF | 46 | 53.5183 | 2017 |  |  |  | 46 | 53.5183 | 2017 | 3.8286 | 3.98
1284 | GF | 24.1 | 7.0843 | 2013 |  |  |  | 24.1 | 7.0843 | 2013 | 3.1822 | 1.9579
Pre-01 | GF | 2.2 | 2.4934 | 1990 |  |  |  | 2.2 | 2.4934 | 1990 | 0.78846 | 0.91364
Pre-02 | GF | 1.464 | 1.494 | 1987 |  |  |  | 1.464 | 1.494 | 1987 | 0.38117 | 0.40147
Pre-03 | GF | 4.075 | 1.9369 | 1990 |  |  |  | 4.075 | 1.9369 | 1990 | 1.4049 | 0.66111
Pre-04 | GF | 10 | 8.5265 | 1991 |  |  |  | 10 | 8.5265 | 1991 | 2.3026 | 2.1432
Pre-05 | GF | 4.8 | 4.0522 | 1988 |  |  |  | 4.8 | 4.0522 | 1988 | 1.5686 | 1.3993
Pre-06 | GF | 5.1 | 9.6482 | 1989 |  |  |  | 5.1 | 9.6482 | 1989 | 1.6292 | 2.2668
Pre-07 | GF | 6.9 | 5.0294 | 1997 |  |  |  | 6.9 | 5.0294 | 1997 | 1.9315 | 1.6153
Pre-08 | GF | 11.8 | 6.3729 | 1987 |  |  |  | 11.8 | 6.3729 | 1987 | 2.4681 | 1.8521
Pre-09 | GF | 9.7 | 2.9443 | 1997 |  |  |  | 9.7 | 2.9443 | 1997 | 2.2721 | 1.0799
Pre-10 | GF | 6.12 | 13.4811 | 1990 |  |  |  | 6.12 | 13.4811 | 1990 | 1.8116 | 2.6013
Pre-11 | GF | 6.2672 | 2.9102 | 1987 |  |  |  | 6.2672 | 2.9102 | 1987 | 1.8353 | 1.0682
Pre-12 | GF | 6.366 | 9.8907 | 1993 |  |  |  | 6.366 | 9.8907 | 1993 | 1.851 | 2.2916
Pre-13 | GF | 8.5 | 5.9446 | 1990 |  |  |  | 8.5 | 5.9446 | 1990 | 2.1401 | 1.7825
Pre-14 | GF | 46.55 | 7.1936 | 1991 |  |  |  | 46.55 | 7.1936 | 1991 | 3.8405 | 1.9732
Pre-15 | GF | 56.8 | 17.5945 | 1990 |  |  |  | 56.8 | 17.5945 | 1990 | 4.0395 | 2.8676
Pre-16 | GF | 81.576 | 14.0262 | 1988 |  |  |  | 81.576 | 14.0262 | 1988 | 4.4015 | 2.6409
Pre-17 | GF | 95.2 | 14.2199 | 1999 |  |  |  | 95.2 | 14.2199 | 1999 | 4.556 | 2.6546
Pre-18 | GF | 122.772 | 23.4475 | 1990 |  |  |  | 122.772 | 23.4475 | 1990 | 4.8103 | 3.1548
1184 | UG | 30 | 17.9001 | 2013 | 18.2 | 18.8693 | 2012 | 48.2 | 36.7695 | 2013 | 3.8754 | 3.6047
1481 | UG | 48.2 | 23.4732 | 2013 | 0 | 1.1114 | 2014 | 48.2 | 24.5846 | 2014 | 3.8754 | 3.2021
457 | UG | 10.77 | 9.9662 | 1990 | 10 | 3.2891 | 2006 | 20.77 | 13.2553 | 2006 | 3.0335 | 2.5844
407 | UG | 25.4 | 16.2755 | 1982 | 2 | 0.60107 | 2004 | 27.4 | 16.8765 | 2004 | 3.3105 | 2.8259
706 | UG | 14.85 | 11.9751 | 1984 | 14.25 | 5.8346 | 2008 | 29.1 | 17.8097 | 2008 | 3.3707 | 2.8797
1070 | UG | 34 | 19.2278 | 1984 | 4.9 | 0.83608 | 2011 | 38.9 | 20.0638 | 2011 | 3.661 | 2.9989
1264 | UG | 38.9 | 20.766 | 1984 | 7.2 | 8.0579 | 2013 | 46.1 | 28.8239 | 2013 | 3.8308 | 3.3612
1208 | UG | 14.1 | 11.6255 | 1961 | 11.5 | 2.7992 | 2012 | 25.6 | 14.4247 | 2012 | 3.2426 | 2.6689
655 | UG | 12.053 | 10.6285 | 1974 | 2.339 | 0.59465 | 2007 | 14.392 | 11.2231 | 2007 | 2.6667 | 2.418
733 | UG | 24.3 | 15.8687 | 2007 | 17.1 | 6.7726 | 2009 | 41.4 | 22.6413 | 2009 | 3.7233 | 3.1198
1700 | UG | 13.4 | 11.292 | 0 | 0 | 4.0239 | 2016 | 13.4 | 15.3159 | 2016 | 2.5953 | 2.7289
1569 | UG | 17.7 | 13.2393 | 1997 | 0 | 3.7373 | 2015 | 17.7 | 16.9766 | 2015 | 2.8736 | 2.8318
401 | UG | 2 | 3.8067 | 1986 | 1.5 | 0.36204 | 2004 | 3.5 | 4.1688 | 2004 | 1.2528 | 1.4276
1412 | UG | 3.5 | 5.2418 | 1986 | 11 | 4.3575 | 2015 | 14.5 | 9.5993 | 2015 | 2.6741 | 2.2617
1318 | UG | 22.3 | 15.1084 | 1997 | 28.9 | 1.6878 | 2013 | 51.2 | 16.7962 | 2013 | 3.9357 | 2.8212
1194 | UG | 5.8 | 6.9965 | 1980 | 9.6 | 1.6086 | 2011 | 15.4 | 8.6051 | 2011 | 2.7344 | 2.1524
801 | UG | 10 | 9.5524 | 2008 | 0 | 6.3106 | 2009 | 10 | 15.8631 | 2009 | 2.3026 | 2.764
804 | UG | 14.429 | 11.7798 | 1982 | 9.871 | 9.1567 | 2009 | 24.3 | 20.9365 | 2009 | 3.1905 | 3.0415
365 | UG | 15.9 | 12.452 | 1982 | 0.269 | 0.59607 | 2003 | 16.169 | 13.0481 | 2003 | 2.7831 | 2.5686
708 | UG | 16.2 | 12.5858 | 1982 | 11.5 | 6.8375 | 2007 | 27.7 | 19.4233 | 2007 | 3.3214 | 2.9665
1568 | UG | 27.7 | 17.1022 | 1997 | 8.1 | 3.5849 | 2015 | 35.8 | 20.6871 | 2015 | 3.5779 | 3.0295
398 | UG | 27.329 | 16.9709 | 1981 | 2 | 1.4547 | 2004 | 29.329 | 18.4256 | 2004 | 3.3786 | 2.9137
1642 | UG | 16.12 | 12.5502 | unknown | 2.78 | 10.1341 | 2015 | 18.9 | 22.6844 | 2015 | 2.9392 | 3.1217
522 | UG | 38.7 | 20.7049 | 1981 | 2.3 | 0.49327 | 2006 | 41 | 21.1982 | 2006 | 3.7136 | 3.0539
170 | UG | 20.4 | 14.3586 | unknown | 5.6 | 4.4337 | 2001 | 26 | 18.7923 | 2001 | 3.2581 | 2.9334
1312 | UG | 23.63 | 15.6171 | unknown | 0 | 6.0245 | 2013 | 23.63 | 21.6416 | 2013 | 3.1625 | 3.0746
170 | UG | 21.6 | 14.8355 | unknown | 1 | 4.883 | 2001 | 22.6 | 19.7184 | 2001 | 3.1179 | 2.9816
1366 | UG | 25.5 | 16.3121 | 0 | 14 | 5.5737 | 2013 | 39.5 | 21.8858 | 2013 | 3.6763 | 3.0858
170 | UG | 5.4 | 6.7164 | unknown | 10.6 | 5.2097 | 2001 | 16 | 11.9261 | 2001 | 2.7726 | 2.4787
1350 | UG | 16 | 12.4967 | 0 | 20 | 6.53 | 2013 | 36 | 19.0268 | 2013 | 3.5835 | 2.9458
658 | UG | 1.6 | 3.3508 | 1996 | 13.2 | 7.1147 | 2008 | 14.8 | 10.4655 | 2008 | 2.6946 | 2.3481
897 | UG | 14.8 | 11.952 | 1996 | 3 | 6.2372 | 2010 | 17.8 | 18.1892 | 2010 | 2.8792 | 2.9008
483 | UG | 20.7 | 14.4789 | 1986 | 18.1 | 3.6201 | 2005 | 38.8 | 18.099 | 2005 | 3.6584 | 2.8959
1494 | UG | 13.3 | 11.2438 | 0 | 6 | 6.4297 | 2014 | 19.3 | 17.6735 | 2014 | 2.9601 | 2.8721
488 | UG | 41.3 | 21.489 | 1982 | 24.2 | 0.40463 | 2006 | 65.5 | 21.8936 | 2006 | 4.1821 | 3.0862
1692 | UG | 65.5 | 27.9712 | 0 | 0 | 2.2188 | 2016 | 65.5 | 30.19 | 2016 | 4.1821 | 3.4075
318 | UG | 22.87 | 15.328 | 1996 | 1 | 0.76702 | 2001 | 23.87 | 16.095 | 2001 | 3.1726 | 2.7785
806 | UG | 23.867 | 15.7065 | 1996 | 5.433 | 0.68948 | 2008 | 29.3 | 16.3959 | 2008 | 3.3776 | 2.797
1495 | UG | 29.3 | 17.6601 | 1996 | 0 | 5.1428 | 2014 | 29.3 | 22.803 | 2014 | 3.3776 | 3.1269
1386 | UG | 32.7 | 18.804 | 0 | 13.5 | 0.85934 | 2013 | 46.2 | 19.6633 | 2013 | 3.833 | 2.9788
928 | UG | 18.02 | 13.3756 | 1992 | 3.48 | 10.3644 | 2010 | 21.5 | 23.74 | 2010 | 3.0681 | 3.1672
1450 | UG | 21.5 | 14.7962 | 1992 | 16.3 | 5.153 | 2014 | 37.8 | 19.9492 | 2014 | 3.6323 | 2.9932
170 | UG | 17.7 | 13.2393 | unknown | 8.8 | 1.1342 | 2001 | 26.5 | 14.3735 | 2001 | 3.2771 | 2.6654
649 | UG | 26.5 | 16.6747 | 1997 | 33.8 | 5.0181 | 2007 | 60.3 | 21.6928 | 2007 | 4.0993 | 3.077
1203 | UG | 20.5 | 14.3987 | 1977 | 4.1 | 12.4436 | 2012 | 24.6 | 26.8424 | 2012 | 3.2027 | 3.29
170 | UG | 7.9 | 8.3482 | 1972 | 6.1 | 2.9005 | 2001 | 14 | 11.2487 | 2001 | 2.6391 | 2.4203
363 | UG | 21.226 | 14.6881 | 1975 | 4.2 | 0.82194 | 2004 | 25.426 | 15.51 | 2004 | 3.2358 | 2.7415
493 | UG | 25.4 | 16.2755 | 1975 | 3.3 | 3.4003 | 2006 | 28.7 | 19.6757 | 2006 | 3.3569 | 2.9794
685 | UG | 28.7 | 17.4525 | 1975 | 4.2 | 0.94607 | 2007 | 32.9 | 18.3986 | 2007 | 3.4935 | 2.9123
1574 | UG | 28 | 17.2079 | 2013 | 0 | 6.2662 | 2015 | 28 | 23.4741 | 2015 | 3.3322 | 3.1559
435 | UG | 10.6 | 9.876 | 1990 | 8.4 | 3.0774 | 2004 | 19 | 12.9533 | 2004 | 2.9444 | 2.5614
652 | UG | 10.195 | 9.6585 | 1986 | 3.405 | 4.3802 | 2007 | 13.6 | 14.0387 | 2007 | 2.6101 | 2.6418
366 | UG | 11.1 | 10.1396 | 1981 | 4.8 | 0.60208 | 2003 | 15.9 | 10.7417 | 2003 | 2.7663 | 2.3741
1640 | UG | 15.9 | 12.452 | 1981 | 2.5 | 8.3244 | 2015 | 18.4 | 20.7764 | 2015 | 2.9124 | 3.0338
367 | UG | 11.211 | 10.1975 | 1988 | 1 | 0.55589 | 2004 | 12.211 | 10.7533 | 2004 | 2.5023 | 2.3752
650 | UG | 23 | 15.3777 | 1981 | 0 | 5.9477 | 2007 | 23 | 21.3254 | 2007 | 3.1355 | 3.0599
902 | UG | 19.2 | 13.8695 | 2002 | 13.5 | 0.547 | 2009 | 32.7 | 14.4165 | 2009 | 3.4874 | 2.6684
1202 | UG | 19.4 | 13.9519 | 1989 | 1.6 | 10.745 | 2012 | 21 | 24.6969 | 2012 | 3.0445 | 3.2067
1338 | UG | 7.5 | 8.1039 | unknown | 2 | 6.6636 | 2013 | 9.5 | 14.7675 | 2013 | 2.2513 | 2.6924
212 | UG | 36.55 | 20.0393 | 1978 | 28 | 4.6265 | 2003 | 64.55 | 24.6658 | 2003 | 4.1674 | 3.2054
653 | UG | 64.55 | 27.7386 | 1977 | 1.32 | 0.56895 | 2007 | 65.87 | 28.3075 | 2007 | 4.1877 | 3.3431
1679 | UG | 65.87 | 28.0614 | 1977 | 0 | 3.0359 | 2016 | 65.87 | 31.0974 | 2016 | 4.1877 | 3.4371
1382 | UG | 24.2 | 15.8314 | unknown | 11.9 | 2.4484 | 2013 | 36.1 | 18.2798 | 2013 | 3.5863 | 2.9058
1638 | UG | 36.1 | 19.8979 | unknown | 0 | 1.4308 | 2015 | 36.1 | 21.3287 | 2015 | 3.5863 | 3.0601
874 | UG | 6.4 | 7.4015 | 1997 | 0.5 | 3.6334 | 2009 | 6.9 | 11.0348 | 2009 | 1.9315 | 2.4011
491 | UG | 27.9 | 17.1727 | 1984 | 1 | 0.19252 | 2006 | 28.9 | 17.3652 | 2006 | 3.3638 | 2.8545
1396 | UG | 20.6 | 14.4389 | 2009 | 5.4 | 0.37351 | 2013 | 26 | 14.8124 | 2013 | 3.2581 | 2.6955
1597 | UG | 26 | 16.4941 | 2009 | 27.3 | 4.2356 | 2015 | 53.3 | 20.7297 | 2015 | 3.9759 | 3.0316
1292 | UG | 30.3 | 18.0022 | unknown | 2.5 | 4.4712 | 2013 | 32.8 | 22.4734 | 2013 | 3.4904 | 3.1123
364 | UG | 44.904 | 22.5417 | 1975 | 2 | 1.3175 | 2004 | 46.904 | 23.8592 | 2004 | 3.8481 | 3.1722
1306 | UG | 23.1 | 15.4159 | 1985 | 2.1 | 5.9849 | 2013 | 25.2 | 21.4008 | 2013 | 3.2268 | 3.0634
858 | UG | 28.4 | 17.348 | 2009 | 13.3 | 5.4359 | 2010 | 41.7 | 22.7839 | 2010 | 3.7305 | 3.1261
1454 | UG | 41.7 | 21.6077 | 2009 | 5.7 | 0.45762 | 2013 | 47.4 | 22.0653 | 2013 | 3.8586 | 3.094
637 | UG | 15.5 | 12.272 | 1989 | 8.4 | 5.0689 | 2007 | 23.9 | 17.3408 | 2007 | 3.1739 | 2.8531
1254 | UG | 23.9 | 15.7189 | 1989 | 15.4 | 6.5284 | 2012 | 39.3 | 22.2473 | 2012 | 3.6712 | 3.1022
734 | UG | 20 | 14.1969 | 1974 | 4.4 | 11.2611 | 2011 | 24.4 | 25.4581 | 2011 | 3.1946 | 3.237
1594 | UG | 24.4 | 15.906 | 1974 | 0 | 17.2334 | 2017 | 24.4 | 33.1395 | 2017 | 3.1946 | 3.5007
1674 | UG | 17.4 | 13.1106 | 0 | 3.7 | 10.3273 | 2016 | 21.1 | 23.4378 | 2016 | 3.0493 | 3.1544
711 | UG | 11.5 | 10.3469 | 1976 | 13.7 | 9.2618 | 2009 | 25.2 | 19.6087 | 2009 | 3.2268 | 2.976
408 | UG | 37.7 | 20.3974 | 1976 | 2.042 | 0.58016 | 2004 | 39.742 | 20.9775 | 2004 | 3.6824 | 3.0435
698 | UG | 39.7 | 21.0091 | 1976 | 20.9 | 1.4407 | 2007 | 60.6 | 22.4498 | 2007 | 4.1043 | 3.1113
696 | UG | 9.137 | 9.0721 | 1981 | 8.063 | 0.2681 | 2007 | 17.2 | 9.3402 | 2007 | 2.8449 | 2.2343
1636 | UG | 17.2 | 13.0242 | 1981 | 0 | 6.6059 | 2015 | 17.2 | 19.6301 | 2015 | 2.8449 | 2.9771
1185 | UG | 32.4 | 18.7052 | 1988 | 2.5 | 2.8088 | 2011 | 34.9 | 21.514 | 2011 | 3.5525 | 3.0687
568 | UG | 38.04 | 20.5023 | 1978 | 1 | 0.028819 | 2006 | 39.04 | 20.5311 | 2006 | 3.6646 | 3.0219
853 | UG | 20 | 14.1969 | 1991 | 21.7 | 4.2556 | 2009 | 41.7 | 18.4526 | 2009 | 3.7305 | 2.9152
1201 | UG | 13.3 | 11.2438 | unknown | 10.6 | 7.6365 | 2012 | 23.9 | 18.8803 | 2012 | 3.1739 | 2.9381
654 | UG | 7.29 | 7.9734 | 1976 | 4.41 | 0.73673 | 2007 | 11.7 | 8.7101 | 2007 | 2.4596 | 2.1645
1394 | UG | 11.7 | 10.4494 | 1976 | 10 | 5.0058 | 2014 | 21.7 | 15.4552 | 2014 | 3.0773 | 2.7379
1294 | UG | 8.5 | 8.7049 | 0 | 1.6 | 4.562 | 2014 | 10.1 | 13.2669 | 2014 | 2.3125 | 2.5853
1670 | UG | 31.45 | 18.3897 | 0 | 24.25 | 2.7944 | 2016 | 55.7 | 21.184 | 2016 | 4.02 | 3.0532
579 | UG | 17.1 | 12.9809 | unknown | 11 | 3.6516 | 2008 | 28.1 | 16.6325 | 2008 | 3.3358 | 2.8114
1670 | UG | 18.79 | 13.6994 | 0 | 30.51 | 18.3637 | 2016 | 49.3 | 32.0631 | 2016 | 3.8979 | 3.4677
1083 | UG | 7.53 | 8.1224 | 1981 | 5.87 | 7.4125 | 2011 | 13.4 | 15.5349 | 2011 | 2.5953 | 2.7431
552 | UG | 20.23 | 14.29 | 1991 | 10.47 | 1.1458 | 2006 | 30.7 | 15.4358 | 2006 | 3.4243 | 2.7367
1311 | UG | 30.7 | 18.1377 | 1991 | 19.3 | 5.9841 | 2013 | 50 | 24.1218 | 2013 | 3.912 | 3.1831
1078 | UG | 17.66 | 13.2222 | 1957 | 7.34 | 1.0936 | 2011 | 25 | 14.3158 | 2011 | 3.2189 | 2.6614
495 | UG | 12.974 | 11.0854 | 1982 | 0 | 3.5908 | 2006 | 12.974 | 14.6762 | 2006 | 2.5629 | 2.6862
383 | UG | 0.51 | 1.743 | 1984 | 8 | 3.9502 | 2005 | 8.51 | 5.6932 | 2005 | 2.1412 | 1.7393
1020 | UG | 13 | 11.0981 | 1977 | 9 | 7.345 | 2010 | 22 | 18.4431 | 2010 | 3.091 | 2.9147
1364 | UG | 8.5 | 8.7049 | 0 | 34 | 8.7951 | 2013 | 42.5 | 17.5001 | 2013 | 3.7495 | 2.8622
503 | UG | 31 | 18.2388 | 1972 | 16 | 3.8033 | 2007 | 47 | 22.0421 | 2007 | 3.8501 | 3.093
925 | UG | 47 | 23.1373 | 1972 | 9 | 3.3165 | 2011 | 56 | 26.4538 | 2011 | 4.0254 | 3.2754
821 | UG | 25 | 16.1284 | 2006 | 32 | 9.4177 | 2011 | 57 | 25.5462 | 2011 | 4.0431 | 3.2405
486 | UG | 10.81 | 9.9873 | 1993 | 3.14 | 0.34692 | 2005 | 13.95 | 10.3342 | 2005 | 2.6355 | 2.3355
779 | UG | 13.95 | 11.5547 | 1993 | 4.05 | 0.91576 | 2008 | 18 | 12.4704 | 2008 | 2.8904 | 2.5234
1416 | UG | 18 | 13.3671 | 1993 | 6 | 1.4182 | 2014 | 24 | 14.7853 | 2014 | 3.1781 | 2.6936
554 | UG | 23 | 15.3777 | 1968 | 8.26 | 1.0611 | 2006 | 31.26 | 16.4388 | 2006 | 3.4423 | 2.7996
1581 | UG | 7.44 | 8.0668 | unknown | 9.36 | 5.3848 | 2015 | 16.8 | 13.4516 | 2015 | 2.8214 | 2.5991
880 | UG | 8.95 | 8.9655 | 1966 | 2.05 | 4.5764 | 2010 | 11 | 13.5419 | 2010 | 2.3979 | 2.6058
1047 | UG | 10 | 9.5524 | 1965 | 5 | 6.2586 | 2012 | 15 | 15.8111 | 2012 | 2.7081 | 2.7607
1045 | UG | 24.066 | 15.7812 | 1971 | 7.934 | 3.8009 | 2011 | 32 | 19.5821 | 2011 | 3.4657 | 2.9746
1616 | UG | 21.68 | 14.8668 | unknown | 25.75 | 0.84819 | 2015 | 47.43 | 15.715 | 2015 | 3.8593 | 2.7546
362 | UG | 51.8 | 24.4599 | 1971 | 1 | 0.78848 | 2004 | 52.8 | 25.2483 | 2004 | 3.9665 | 3.2288
924 | UG | 45.94 | 22.8375 | 1982 | 6.06 | 1.4264 | 2010 | 52 | 24.264 | 2010 | 3.9512 | 3.189
1241 | UG | 20.29 | 14.3142 | unknown | 6 | 2.625 | 2012 | 26.29 | 16.9393 | 2012 | 3.2692 | 2.8296
438 | UG | 8.246 | 8.5553 | 1978 | 1 | 0.18095 | 2004 | 9.246 | 8.7362 | 2004 | 2.2242 | 2.1675
748 | UG | 25.541 | 16.327 | 1995 | 1 | 0.38858 | 2008 | 26.541 | 16.7156 | 2008 | 3.2787 | 2.8163
1319 | UG | 15.71 | 12.3668 | 0 | 4.29 | 3.2377 | 2014 | 20 | 15.6044 | 2014 | 2.9957 | 2.7476
892 | UG | 13.05 | 11.1225 | 1972 | 0 | 3.2491 | 2011 | 13.05 | 14.3715 | 2011 | 2.5688 | 2.6653
504 | UG | 10.496 | 9.8204 | 2007 | 0 | 2.1923 | 2006 | 10.496 | 12.0128 | 2007 | 2.351 | 2.486
618 | UG | 11 | 10.0873 | 1995 | 11.5 | 2.3465 | 2006 | 22.5 | 12.4338 | 2006 | 3.1135 | 2.5204
712 | UG | 7.5 | 8.1039 | 1980 | 1 | 7.8904 | 2011 | 8.5 | 15.9943 | 2011 | 2.1401 | 2.7722
726 | UG | 25.6354 | 16.3615 | 1982 | 5.3646 | 1.0316 | 2008 | 31 | 17.3931 | 2008 | 3.434 | 2.8561
530 | UG | 25 | 16.1284 | 1982 | 20 | 4.5023 | 2006 | 45 | 20.6307 | 2006 | 3.8067 | 3.0268
755 | UG | 8.698 | 8.8203 | 1983 | 3.302 | 0.74649 | 2008 | 12 | 9.5668 | 2008 | 2.4849 | 2.2583
1081 | UG | 12 | 10.6017 | 1983 | 4 | 0.74616 | 2010 | 16 | 11.3479 | 2010 | 2.7726 | 2.429
307 | UG | 9.07 | 9.034 | 1985 | 1.002 | 2.5231 | 2003 | 10.072 | 11.5571 | 2003 | 2.3098 | 2.4473
1466 | UG | 10.07 | 9.5906 | 1985 | 4.93 | 4.6348 | 2015 | 15 | 14.2254 | 2015 | 2.7081 | 2.655
1091 | UG | 16.06 | 12.5235 | 1982 | 24.34 | 7.6638 | 2011 | 40.4 | 20.1873 | 2011 | 3.6988 | 3.0051
666 | UG | 25.92 | 16.4651 | 1987 | 14.08 | 3.6888 | 2008 | 40 | 20.1539 | 2008 | 3.6889 | 3.0034
556 | UG | 8.656 | 8.7959 | 1985 | 4.344 | 3.2484 | 2007 | 13 | 12.0443 | 2007 | 2.5649 | 2.4886
452 | UG | 10.781 | 9.972 | 1986 | 3.619 | 3.4437 | 2005 | 14.4 | 13.4157 | 2005 | 2.6672 | 2.5964
613 | UG | 6.2 | 7.2683 | 1999 | 2.2 | 0.43132 | 2006 | 8.4 | 7.6997 | 2006 | 2.1282 | 2.0412
778 | UG | 0.1 | 0.6868 | 1988 | 1.9 | 0.48701 | 2008 | 2 | 1.1738 | 2008 | 0.69315 | 0.16025
1571 | UG | 2 | 3.8067 | 1988 | 11 | 1.592 | 2016 | 13 | 5.3988 | 2016 | 2.5649 | 1.6862
525 | UG | 11.55 | 10.3726 | 1995 | 14 | 2.1078 | 2006 | 25.55 | 12.4804 | 2006 | 3.2406 | 2.5242
1324 | UG | 15.8 | 12.4072 | 2012 | 12.3 | 2.2693 | 2014 | 28.1 | 14.6765 | 2014 | 3.3358 | 2.6862
511 | UG | 13.95 | 11.5547 | 2004 | 4.05 | 0.42904 | 2004 | 18 | 11.9837 | 2004 | 2.8904 | 2.4835
1094 | UG | 18 | 13.3671 | 2004 | 6 | 1.0646 | 2011 | 24 | 14.4318 | 2011 | 3.1781 | 2.6694
775 | UG | 8 | 8.4084 | 2002 | 7 | 1.4059 | 2008 | 15 | 9.8143 | 2008 | 2.7081 | 2.2838
1646 | UG | 2.88 | 4.689 | unknown | 3.52 | 6.6896 | 2016 | 6.4 | 11.3786 | 2016 | 1.8563 | 2.4317
467 | UG | 5.7 | 6.9273 | 1996 | 7.9 | 3.4855 | 2005 | 13.6 | 10.4128 | 2005 | 2.6101 | 2.343
437 | UG | 23 | 15.3777 | 2001 | 17 | 3.6314 | 2008 | 40 | 19.0091 | 2008 | 3.6889 | 2.9449
1233 | UG | 40 | 21.0997 | 2001 | 10 | 3.8904 | 2011 | 50 | 24.9901 | 2011 | 3.912 | 3.2185
361 | UG | 12.22 | 10.7124 | 1986 | 13 | 1.172 | 2002 | 25.22 | 11.8844 | 2002 | 3.2276 | 2.4752
645 | UG | 25.22 | 16.2094 | 1986 | 1 | 0.22668 | 2006 | 26.22 | 16.4361 | 2006 | 3.2665 | 2.7995
720 | UG | 5.29 | 6.6379 | 1974 | 3.91 | 3.2147 | 2009 | 9.2 | 9.8525 | 2009 | 2.2192 | 2.2877
1554 | UG | 18 | 13.3671 | 2013 | 13 | 4.0041 | 2015 | 31 | 17.3712 | 2015 | 3.434 | 2.8548
1570 | UG | 12 | 10.6017 | 0 | 7 | 5.7129 | 2016 | 19 | 16.3146 | 2016 | 2.9444 | 2.7921
1280 | UG | 10 | 9.5524 | 0 | 10 | 3.9567 | 2013 | 20 | 13.5091 | 2013 | 2.9957 | 2.6034
659 | UG | 51 | 24.2432 | 1974 | 7 | 0.19039 | 2006 | 58 | 24.4336 | 2006 | 4.0604 | 3.196
1240 | UG | 9 | 8.9941 | 0 | 12 | 2.4762 | 2013 | 21 | 11.4703 | 2013 | 3.0445 | 2.4398
317 | UG | 26.67 | 16.7358 | 1978 | 8.46 | 3.7336 | 2002 | 35.13 | 20.4694 | 2002 | 3.5591 | 3.0189
1510 | UG | 35.13 | 19.5905 | 1978 | 0 | 1.0378 | 2014 | 35.13 | 20.6284 | 2014 | 3.5591 | 3.0267
1678 | UG | 71.19 | 29.3354 | 0 | 3.81 | 0.18769 | 2015 | 75 | 29.5231 | 2015 | 4.3175 | 3.3852
409 | UG | 50.9 | 24.216 | unknown | 0 | 6.95 | 2004 | 50.9 | 31.166 | 2004 | 3.9299 | 3.4393
620 | UG | 66.04 | 28.1028 | unknown | 1 | 0.052327 | 2006 | 67.04 | 28.1551 | 2006 | 4.2053 | 3.3377
1085 | UG | 67.04 | 28.3453 | unknown | 2 | 0.079312 | 2010 | 69.04 | 28.4246 | 2010 | 4.2347 | 3.3473
589 | UG | 36.963 | 20.1685 | 1974 | 0 | 0.032007 | 2005 | 36.963 | 20.2005 | 2005 | 3.6099 | 3.0057
836 | UG | 33.963 | 19.2158 | 1974 | 10.037 | 0.20825 | 2008 | 44 | 19.4241 | 2008 | 3.7842 | 2.9665
1417 | UG | 53.176 | 24.8292 | 0 | 2.824 | 0.36632 | 2013 | 56 | 25.1955 | 2013 | 4.0254 | 3.2267
1575 | UG | 107.8 | 37.1879 | 0 | 2.2 | 0.084606 | 2014 | 110 | 37.2725 | 2014 | 4.7005 | 3.6183
1480 | UG | 92 | 33.9668 | 0 | 9 | 1.4186 | 2015 | 101 | 35.3854 | 2015 | 4.6151 | 3.5663
1644 | UG | 25 | 16.1284 | 0 | 14 | 6.4882 | 2016 | 39 | 22.6166 | 2016 | 3.6636 | 3.1187
1276 | UG | 34 | 19.2278 | unknown | 4 | 0.69755 | 2012 | 38 | 19.9253 | 2012 | 3.6376 | 2.992
823 | UG | 10 | 9.5524 | unknown | 25 | 8.3157 | 2009 | 35 | 17.8681 | 2009 | 3.5553 | 2.883
1601 | UG | 77 | 30.6809 | 0 | 0 | 4.0095 | 2015 | 77 | 34.6904 | 2015 | 4.3438 | 3.5465
1046 | UG | 33 | 18.9024 | unknown | 17 | 13.8381 | 2011 | 50 | 32.7405 | 2011 | 3.912 | 3.4886
873 | UG | 38 | 20.49 | unknown | 10 | 10.835 | 2011 | 48 | 31.325 | 2011 | 3.8712 | 3.4444
630 | UG | 36.4 | 19.9923 | unknown | 3.6 | 0.76182 | 2007 | 40 | 20.7541 | 2007 | 3.6889 | 3.0327
1107 | UG | 16 | 12.4967 | 2010 | 24 | 7.7 | 2014 | 40 | 20.1967 | 2014 | 3.6889 | 3.0055
682 | UG | 12 | 10.6017 | 2005 | 18 | 4.2252 | 2009 | 30 | 14.8269 | 2009 | 3.4012 | 2.6964
677 | UG | 117 | 38.9702 | unknown | 0 | 5.9673 | 2009 | 117 | 44.9375 | 2009 | 4.7622 | 3.8053
643 | UG | 53.37 | 24.8809 | unknown | 0.5 | 4.4087 | 2009 | 53.87 | 29.2896 | 2009 | 3.9866 | 3.3772
* Type is either Greenfield (“GF”) or Upgrade (“UG”), where Upgrade refers to additional facilities that increase the capacity of an existing Greenfield project
** For Iteration 7, Greenfield Cost for an Upgrade project is estimated using the Iteration 6 power curve for greenfield and upgrade projects

## GF + UG Iteration 8
Alberta Electric System Operator
2018 ISO Tariff Application
Appendix G - Point of Delivery Cost Function Workbook
Eight-Interation Calculation of Power Curve for Greenfield and Upgrade Projects
August 17, 2018
Project | Type * | Greenfield MW | Greenfield Cost ** | Greenfield Year | Upgrade MW | Upgrade Cost | Upgrade Year | Total MW | Total Cost | Total Year | LN(MW) | LN(Cost) |  | ln(y)=m*ln(x) + b Linear Regression
476 | GF | 14 | 16.8618 | 2003 |  |  |  | 14 | 16.8618 | 2003 | 2.6391 | 2.8251 | m | 0.57243 | 0.93829 | b
478 | GF | 8.5 | 6.0182 | 2003 |  |  |  | 8.5 | 6.0182 | 2003 | 2.1401 | 1.7948 | se | 0.032093 | 0.10233 | seb
473 | GF | 30 | 14.999 | 2003 |  |  |  | 30 | 14.999 | 2003 | 3.4012 | 2.708 | R2 | 0.52924 | 0.39314 | sev
1042 | GF | 13 | 11.1648 | 2011 |  |  |  | 13 | 11.1648 | 2011 | 2.5649 | 2.4128 | F | 318.1561 | 283 | df
443 | GF | 24.3 | 11.7056 | 2006 |  |  |  | 24.3 | 11.7056 | 2006 | 3.1905 | 2.4601 | ssreg | 49.1738 | 43.7401 | ssresid
1195 | GF | 18 | 31.6599 | 2011 |  |  |  | 18 | 31.6599 | 2011 | 2.8904 | 3.4551
420 | GF | 6 | 9.6396 | 2007 |  |  |  | 6 | 9.6396 | 2007 | 1.7918 | 2.2659 |  | y=cx^m, where c=e^b
440 | GF | 10 | 16.0096 | 2006 |  |  |  | 10 | 16.0096 | 2006 | 2.3026 | 2.7732 | m | 0.57243 | 0.04284% | change
1102 | GF | 20 | 16.2936 | 2011 |  |  |  | 20 | 16.2936 | 2011 | 2.9957 | 2.7908 | c | 2.5556 | -0.07168% | from
324 | GF | 17.2 | 8.9094 | 2003 |  |  |  | 17.2 | 8.9094 | 2003 | 2.8449 | 2.1871 |  |  |  | prior
1103 | GF | 20 | 17.2995 | 2011 |  |  |  | 20 | 17.2995 | 2011 | 2.9957 | 2.8507 |  |  |  | iteration
386 | GF | 9 | 9.9511 | 2003 |  |  |  | 9 | 9.9511 | 2003 | 2.1972 | 2.2977
80 | GF | 8 | 6.0754 | 2001 |  |  |  | 8 | 6.0754 | 2001 | 2.0794 | 1.8042
1052 | GF | 13.6 | 10.9027 | 2011 |  |  |  | 13.6 | 10.9027 | 2011 | 2.6101 | 2.389
347 | GF | 10.548 | 9.3005 | 2003 |  |  |  | 10.548 | 9.3005 | 2003 | 2.3559 | 2.2301
1358 | GF | 27 | 13.0727 | 2011 |  |  |  | 27 | 13.0727 | 2011 | 3.2958 | 2.5705
584 | GF | 28 | 34.9037 | 2011 |  |  |  | 28 | 34.9037 | 2011 | 3.3322 | 3.5526
422 | GF | 24 | 13.6508 | 2003 |  |  |  | 24 | 13.6508 | 2003 | 3.1781 | 2.6138
944 | GF | 43 | 26.8161 | 2010 |  |  |  | 43 | 26.8161 | 2010 | 3.7612 | 3.289
387 | GF | 7.5 | 9.5131 | 2003 |  |  |  | 7.5 | 9.5131 | 2003 | 2.0149 | 2.2527
587 | GF | 17.8 | 13.1522 | 2006 |  |  |  | 17.8 | 13.1522 | 2006 | 2.8792 | 2.5766
585 | GF | 20.6 | 11.2912 | 2007 |  |  |  | 20.6 | 11.2912 | 2007 | 3.0253 | 2.424
831 | GF | 19.6 | 20.9656 | 2011 |  |  |  | 19.6 | 20.9656 | 2011 | 2.9755 | 3.0429
340 | GF | 22 | 13.3096 | 2003 |  |  |  | 22 | 13.3096 | 2003 | 3.091 | 2.5885
334 | GF | 18.8 | 7.9464 | 2003 |  |  |  | 18.8 | 7.9464 | 2003 | 2.9339 | 2.0727
343 | GF | 15.6 | 13.9997 | 2003 |  |  |  | 15.6 | 13.9997 | 2003 | 2.7473 | 2.639
358 | GF | 19.8 | 7.2249 | 2003 |  |  |  | 19.8 | 7.2249 | 2003 | 2.9857 | 1.9775
702 | GF | 28.4 | 5.2102 | 2007 |  |  |  | 28.4 | 5.2102 | 2007 | 3.3464 | 1.6506
526 | GF | 19 | 13.7588 | 2007 |  |  |  | 19 | 13.7588 | 2007 | 2.9444 | 2.6217
288 | GF | 12 | 4.4534 | 2001 |  |  |  | 12 | 4.4534 | 2001 | 2.4849 | 1.4937
851 | GF | 25 | 12.9318 | 2007 |  |  |  | 25 | 12.9318 | 2007 | 3.2189 | 2.5597
648 | GF | 15 | 14.9737 | 2007 |  |  |  | 15 | 14.9737 | 2007 | 2.7081 | 2.7063
855 | GF | 23 | 28.6671 | 2011 |  |  |  | 23 | 28.6671 | 2011 | 3.1355 | 3.3557
700 | GF | 9.8 | 7.0658 | 2007 |  |  |  | 9.8 | 7.0658 | 2007 | 2.2824 | 1.9553
683 | GF | 30 | 16.0323 | 2011 |  |  |  | 30 | 16.0323 | 2011 | 3.4012 | 2.7746
559 | GF | 115 | 56.8595 | 2011 |  |  |  | 115 | 56.8595 | 2011 | 4.7449 | 4.0406
1074 | GF | 67 | 43.1388 | 2011 |  |  |  | 67 | 43.1388 | 2011 | 4.2047 | 3.7644
34 | GF | 16 | 7.5134 | 2000 |  |  |  | 16 | 7.5134 | 2000 | 2.7726 | 2.0167
433 | GF | 25 | 22.3083 | 2003 |  |  |  | 25 | 22.3083 | 2003 | 3.2189 | 3.105
79A | GF | 8 | 5.0823 | 2000 |  |  |  | 8 | 5.0823 | 2000 | 2.0794 | 1.6258
10A | GF | 6.2 | 8.916 | 2001 |  |  |  | 6.2 | 8.916 | 2001 | 1.8245 | 2.1878
345 | GF | 35 | 8.369 | 2003 |  |  |  | 35 | 8.369 | 2003 | 3.5553 | 2.1245
1049 | GF | 15.2 | 54.5518 | 2011 |  |  |  | 15.2 | 54.5518 | 2011 | 2.7213 | 3.9992
230 | GF | 17 | 10.7399 | 2003 |  |  |  | 17 | 10.7399 | 2003 | 2.8332 | 2.374
79B | GF | 8 | 3.3788 | 2000 |  |  |  | 8 | 3.3788 | 2000 | 2.0794 | 1.2175
10B | GF | 9.406 | 9.7991 | 2001 |  |  |  | 9.406 | 9.7991 | 2001 | 2.2413 | 2.2823
8 | GF | 18 | 11.9841 | 2000 |  |  |  | 18 | 11.9841 | 2000 | 2.8904 | 2.4836
487 | GF | 22 | 16.6067 | 2007 |  |  |  | 22 | 16.6067 | 2007 | 3.091 | 2.8098
385 | GF | 7.5 | 8.5881 | 2003 |  |  |  | 7.5 | 8.5881 | 2003 | 2.0149 | 2.1504
865 | GF | 25 | 8.6092 | 2007 |  |  |  | 25 | 8.6092 | 2007 | 3.2189 | 2.1528
863 | GF | 25 | 8.2434 | 2007 |  |  |  | 25 | 8.2434 | 2007 | 3.2189 | 2.1094
527 | GF | 17 | 6.9319 | 2007 |  |  |  | 17 | 6.9319 | 2007 | 2.8332 | 1.9361
595 | GF | 11 | 19.0874 | 2007 |  |  |  | 11 | 19.0874 | 2007 | 2.3979 | 2.949
528 | GF | 17 | 5.2658 | 2007 |  |  |  | 17 | 5.2658 | 2007 | 2.8332 | 1.6612
529 | GF | 17 | 7.7922 | 2007 |  |  |  | 17 | 7.7922 | 2007 | 2.8332 | 2.0531
1095 | GF | 18 | 11.9234 | 2011 |  |  |  | 18 | 11.9234 | 2011 | 2.8904 | 2.4785
561 | GF | 46 | 58.1001 | 2011 |  |  |  | 46 | 58.1001 | 2011 | 3.8286 | 4.0622
1018 | GF | 3 | 10.6346 | 2011 |  |  |  | 3 | 10.6346 | 2011 | 1.0986 | 2.3641
360 | GF | 22 | 7.1175 | 2003 |  |  |  | 22 | 7.1175 | 2003 | 3.091 | 1.9626
1106 | GF | 12 | 20.2179 | 2011 |  |  |  | 12 | 20.2179 | 2011 | 2.4849 | 3.0066
899 | GF | 25 | 15.1725 | 2010 |  |  |  | 25 | 15.1725 | 2010 | 3.2189 | 2.7195
1191 | GF | 11 | 12.6281 | 2011 |  |  |  | 11 | 12.6281 | 2011 | 2.3979 | 2.5359
1115 | GF | 10 | 24.3628 | 2011 |  |  |  | 10 | 24.3628 | 2011 | 2.3026 | 3.1931
1053 | GF | 9 | 14.7144 | 2011 |  |  |  | 9 | 14.7144 | 2011 | 2.1972 | 2.6888
864 | GF | 25 | 9.8258 | 2007 |  |  |  | 25 | 9.8258 | 2007 | 3.2189 | 2.285
834 | GF | 45 | 25.7984 | 2010 |  |  |  | 45 | 25.7984 | 2010 | 3.8067 | 3.2503
722 | GF | 10.5 | 13.5015 | 2010 |  |  |  | 10.5 | 13.5015 | 2010 | 2.3514 | 2.6028
927 | GF | 60 | 25.8871 | 2011 |  |  |  | 60 | 25.8871 | 2011 | 4.0943 | 3.2537
1068 | GF | 11.2 | 26.9182 | 2011 |  |  |  | 11.2 | 26.9182 | 2011 | 2.4159 | 3.2928
506 | GF | 20 | 13.9693 | 2003 |  |  |  | 20 | 13.9693 | 2003 | 2.9957 | 2.6369
456 | GF | 16 | 17.647 | 2007 |  |  |  | 16 | 17.647 | 2007 | 2.7726 | 2.8706
130 | GF | 18 | 8.437 | 2001 |  |  |  | 18 | 8.437 | 2001 | 2.8904 | 2.1326
308 | GF | 10 | 8.8754 | 2003 |  |  |  | 10 | 8.8754 | 2003 | 2.3026 | 2.1833
829 | GF | 20 | 27.7611 | 2011 |  |  |  | 20 | 27.7611 | 2011 | 2.9957 | 3.3236
425 | GF | 17 | 11.7254 | 2006 |  |  |  | 17 | 11.7254 | 2006 | 2.8332 | 2.4618
333 | GF | 12 | 7.5607 | 2003 |  |  |  | 12 | 7.5607 | 2003 | 2.4849 | 2.023
769 | GF | 40 | 26.3813 | 2007 |  |  |  | 40 | 26.3813 | 2007 | 3.6889 | 3.2727
948 | GF | 57 | 12.6537 | 2014 |  |  |  | 57 | 12.6537 | 2014 | 4.0431 | 2.5379
1128 | GF | 45 | 63.5562 | 2013 |  |  |  | 45 | 63.5562 | 2013 | 3.8067 | 4.1519
1214 | GF | 52 | 22.6317 | 2013 |  |  |  | 52 | 22.6317 | 2013 | 3.9512 | 3.1194
1225 | GF | 20 | 18.6367 | 2013 |  |  |  | 20 | 18.6367 | 2013 | 2.9957 | 2.9251
1263 | GF | 8 | 19.6117 | 2013 |  |  |  | 8 | 19.6117 | 2013 | 2.0794 | 2.9761
1309 | GF | 15 | 16.1093 | 2013 |  |  |  | 15 | 16.1093 | 2013 | 2.7081 | 2.7794
1349 | GF | 34 | 8.968 | 2013 |  |  |  | 34 | 8.968 | 2013 | 3.5264 | 2.1937
1358 | GF | 27 | 13.0727 | 2013 |  |  |  | 27 | 13.0727 | 2013 | 3.2958 | 2.5705
1404 | GF | 35 | 35.2763 | 2013 |  |  |  | 35 | 35.2763 | 2013 | 3.5553 | 3.5632
1482 | GF | 18.4 | 18.7658 | 2013 |  |  |  | 18.4 | 18.7658 | 2013 | 2.9124 | 2.932
1515 | GF | 7.2 | 12.9927 | 2013 |  |  |  | 7.2 | 12.9927 | 2013 | 1.9741 | 2.5644
1618 | GF | 21 | 15.966 | 2016 |  |  |  | 21 | 15.966 | 2016 | 3.0445 | 2.7705
1634 | GF | 17.9 | 17.1728 | 2015 |  |  |  | 17.9 | 17.1728 | 2015 | 2.8848 | 2.8433
1258 | GF | 46 | 53.5183 | 2017 |  |  |  | 46 | 53.5183 | 2017 | 3.8286 | 3.98
1284 | GF | 24.1 | 7.0843 | 2013 |  |  |  | 24.1 | 7.0843 | 2013 | 3.1822 | 1.9579
Pre-01 | GF | 2.2 | 2.4934 | 1990 |  |  |  | 2.2 | 2.4934 | 1990 | 0.78846 | 0.91364
Pre-02 | GF | 1.464 | 1.494 | 1987 |  |  |  | 1.464 | 1.494 | 1987 | 0.38117 | 0.40147
Pre-03 | GF | 4.075 | 1.9369 | 1990 |  |  |  | 4.075 | 1.9369 | 1990 | 1.4049 | 0.66111
Pre-04 | GF | 10 | 8.5265 | 1991 |  |  |  | 10 | 8.5265 | 1991 | 2.3026 | 2.1432
Pre-05 | GF | 4.8 | 4.0522 | 1988 |  |  |  | 4.8 | 4.0522 | 1988 | 1.5686 | 1.3993
Pre-06 | GF | 5.1 | 9.6482 | 1989 |  |  |  | 5.1 | 9.6482 | 1989 | 1.6292 | 2.2668
Pre-07 | GF | 6.9 | 5.0294 | 1997 |  |  |  | 6.9 | 5.0294 | 1997 | 1.9315 | 1.6153
Pre-08 | GF | 11.8 | 6.3729 | 1987 |  |  |  | 11.8 | 6.3729 | 1987 | 2.4681 | 1.8521
Pre-09 | GF | 9.7 | 2.9443 | 1997 |  |  |  | 9.7 | 2.9443 | 1997 | 2.2721 | 1.0799
Pre-10 | GF | 6.12 | 13.4811 | 1990 |  |  |  | 6.12 | 13.4811 | 1990 | 1.8116 | 2.6013
Pre-11 | GF | 6.2672 | 2.9102 | 1987 |  |  |  | 6.2672 | 2.9102 | 1987 | 1.8353 | 1.0682
Pre-12 | GF | 6.366 | 9.8907 | 1993 |  |  |  | 6.366 | 9.8907 | 1993 | 1.851 | 2.2916
Pre-13 | GF | 8.5 | 5.9446 | 1990 |  |  |  | 8.5 | 5.9446 | 1990 | 2.1401 | 1.7825
Pre-14 | GF | 46.55 | 7.1936 | 1991 |  |  |  | 46.55 | 7.1936 | 1991 | 3.8405 | 1.9732
Pre-15 | GF | 56.8 | 17.5945 | 1990 |  |  |  | 56.8 | 17.5945 | 1990 | 4.0395 | 2.8676
Pre-16 | GF | 81.576 | 14.0262 | 1988 |  |  |  | 81.576 | 14.0262 | 1988 | 4.4015 | 2.6409
Pre-17 | GF | 95.2 | 14.2199 | 1999 |  |  |  | 95.2 | 14.2199 | 1999 | 4.556 | 2.6546
Pre-18 | GF | 122.772 | 23.4475 | 1990 |  |  |  | 122.772 | 23.4475 | 1990 | 4.8103 | 3.1548
1184 | UG | 30 | 17.9059 | 2013 | 18.2 | 18.8693 | 2012 | 48.2 | 36.7752 | 2013 | 3.8754 | 3.6048
1481 | UG | 48.2 | 23.4868 | 2013 | 0 | 1.1114 | 2014 | 48.2 | 24.5982 | 2014 | 3.8754 | 3.2027
457 | UG | 10.77 | 9.9638 | 1990 | 10 | 3.2891 | 2006 | 20.77 | 13.253 | 2006 | 3.0335 | 2.5842
407 | UG | 25.4 | 16.2792 | 1982 | 2 | 0.60107 | 2004 | 27.4 | 16.8803 | 2004 | 3.3105 | 2.8261
706 | UG | 14.85 | 11.9744 | 1984 | 14.25 | 5.8346 | 2008 | 29.1 | 17.809 | 2008 | 3.3707 | 2.8797
1070 | UG | 34 | 19.2353 | 1984 | 4.9 | 0.83608 | 2011 | 38.9 | 20.0713 | 2011 | 3.661 | 2.9993
1264 | UG | 38.9 | 20.7756 | 1984 | 7.2 | 8.0579 | 2013 | 46.1 | 28.8335 | 2013 | 3.8308 | 3.3615
1208 | UG | 14.1 | 11.6245 | 1961 | 11.5 | 2.7992 | 2012 | 25.6 | 14.4237 | 2012 | 3.2426 | 2.6689
655 | UG | 12.053 | 10.6266 | 1974 | 2.339 | 0.59465 | 2007 | 14.392 | 11.2212 | 2007 | 2.6667 | 2.4178
733 | UG | 24.3 | 15.872 | 2007 | 17.1 | 6.7726 | 2009 | 41.4 | 22.6446 | 2009 | 3.7233 | 3.1199
1700 | UG | 13.4 | 11.2907 | 0 | 0 | 4.0239 | 2016 | 13.4 | 15.3146 | 2016 | 2.5953 | 2.7288
1569 | UG | 17.7 | 13.2398 | 1997 | 0 | 3.7373 | 2015 | 17.7 | 16.977 | 2015 | 2.8736 | 2.8319
401 | UG | 2 | 3.8023 | 1986 | 1.5 | 0.36204 | 2004 | 3.5 | 4.1644 | 2004 | 1.2528 | 1.4266
1412 | UG | 3.5 | 5.2374 | 1986 | 11 | 4.3575 | 2015 | 14.5 | 9.5949 | 2015 | 2.6741 | 2.2612
1318 | UG | 22.3 | 15.1108 | 1997 | 28.9 | 1.6878 | 2013 | 51.2 | 16.7987 | 2013 | 3.9357 | 2.8213
1194 | UG | 5.8 | 6.9924 | 1980 | 9.6 | 1.6086 | 2011 | 15.4 | 8.601 | 2011 | 2.7344 | 2.1519
801 | UG | 10 | 9.5498 | 2008 | 0 | 6.3106 | 2009 | 10 | 15.8604 | 2009 | 2.3026 | 2.7638
804 | UG | 14.429 | 11.7789 | 1982 | 9.871 | 9.1567 | 2009 | 24.3 | 20.9356 | 2009 | 3.1905 | 3.0415
365 | UG | 15.9 | 12.4517 | 1982 | 0.269 | 0.59607 | 2003 | 16.169 | 13.0478 | 2003 | 2.7831 | 2.5686
708 | UG | 16.2 | 12.5856 | 1982 | 11.5 | 6.8375 | 2007 | 27.7 | 19.4231 | 2007 | 3.3214 | 2.9665
1568 | UG | 27.7 | 17.107 | 1997 | 8.1 | 3.5849 | 2015 | 35.8 | 20.6919 | 2015 | 3.5779 | 3.0297
398 | UG | 27.329 | 16.9755 | 1981 | 2 | 1.4547 | 2004 | 29.329 | 18.4302 | 2004 | 3.3786 | 2.914
1642 | UG | 16.12 | 12.55 | unknown | 2.78 | 10.1341 | 2015 | 18.9 | 22.6841 | 2015 | 2.9392 | 3.1217
522 | UG | 38.7 | 20.7145 | 1981 | 2.3 | 0.49327 | 2006 | 41 | 21.2077 | 2006 | 3.7136 | 3.0544
170 | UG | 20.4 | 14.3602 | unknown | 5.6 | 4.4337 | 2001 | 26 | 18.7939 | 2001 | 3.2581 | 2.9335
1312 | UG | 23.63 | 15.6201 | unknown | 0 | 6.0245 | 2013 | 23.63 | 21.6446 | 2013 | 3.1625 | 3.0748
170 | UG | 21.6 | 14.8376 | unknown | 1 | 4.883 | 2001 | 22.6 | 19.7206 | 2001 | 3.1179 | 2.9817
1366 | UG | 25.5 | 16.3159 | 0 | 14 | 5.5737 | 2013 | 39.5 | 21.8896 | 2013 | 3.6763 | 3.086
170 | UG | 5.4 | 6.7123 | unknown | 10.6 | 5.2097 | 2001 | 16 | 11.922 | 2001 | 2.7726 | 2.4784
1350 | UG | 16 | 12.4965 | 0 | 20 | 6.53 | 2013 | 36 | 19.0265 | 2013 | 3.5835 | 2.9458
658 | UG | 1.6 | 3.3466 | 1996 | 13.2 | 7.1147 | 2008 | 14.8 | 10.4612 | 2008 | 2.6946 | 2.3477
897 | UG | 14.8 | 11.9513 | 1996 | 3 | 6.2372 | 2010 | 17.8 | 18.1885 | 2010 | 2.8792 | 2.9008
483 | UG | 20.7 | 14.4806 | 1986 | 18.1 | 3.6201 | 2005 | 38.8 | 18.1007 | 2005 | 3.6584 | 2.8959
1494 | UG | 13.3 | 11.2424 | 0 | 6 | 6.4297 | 2014 | 19.3 | 17.6721 | 2014 | 2.9601 | 2.872
488 | UG | 41.3 | 21.4997 | 1982 | 24.2 | 0.40463 | 2006 | 65.5 | 21.9043 | 2006 | 4.1821 | 3.0867
1692 | UG | 65.5 | 27.9921 | 0 | 0 | 2.2188 | 2016 | 65.5 | 30.2109 | 2016 | 4.1821 | 3.4082
318 | UG | 22.87 | 15.3306 | 1996 | 1 | 0.76702 | 2001 | 23.87 | 16.0977 | 2001 | 3.1726 | 2.7787
806 | UG | 23.867 | 15.7096 | 1996 | 5.433 | 0.68948 | 2008 | 29.3 | 16.399 | 2008 | 3.3776 | 2.7972
1495 | UG | 29.3 | 17.6656 | 1996 | 0 | 5.1428 | 2014 | 29.3 | 22.8084 | 2014 | 3.3776 | 3.1271
1386 | UG | 32.7 | 18.8109 | 0 | 13.5 | 0.85934 | 2013 | 46.2 | 19.6703 | 2013 | 3.833 | 2.9791
928 | UG | 18.02 | 13.3762 | 1992 | 3.48 | 10.3644 | 2010 | 21.5 | 23.7406 | 2010 | 3.0681 | 3.1672
1450 | UG | 21.5 | 14.7982 | 1992 | 16.3 | 5.153 | 2014 | 37.8 | 19.9512 | 2014 | 3.6323 | 2.9933
170 | UG | 17.7 | 13.2398 | unknown | 8.8 | 1.1342 | 2001 | 26.5 | 14.374 | 2001 | 3.2771 | 2.6654
649 | UG | 26.5 | 16.6789 | 1997 | 33.8 | 5.0181 | 2007 | 60.3 | 21.697 | 2007 | 4.0993 | 3.0772
1203 | UG | 20.5 | 14.4004 | 1977 | 4.1 | 12.4436 | 2012 | 24.6 | 26.844 | 2012 | 3.2027 | 3.29
170 | UG | 7.9 | 8.3448 | 1972 | 6.1 | 2.9005 | 2001 | 14 | 11.2453 | 2001 | 2.6391 | 2.4199
363 | UG | 21.226 | 14.69 | 1975 | 4.2 | 0.82194 | 2004 | 25.426 | 15.512 | 2004 | 3.2358 | 2.7416
493 | UG | 25.4 | 16.2792 | 1975 | 3.3 | 3.4003 | 2006 | 28.7 | 19.6795 | 2006 | 3.3569 | 2.9796
685 | UG | 28.7 | 17.4577 | 1975 | 4.2 | 0.94607 | 2007 | 32.9 | 18.4038 | 2007 | 3.4935 | 2.9126
1574 | UG | 28 | 17.2128 | 2013 | 0 | 6.2662 | 2015 | 28 | 23.479 | 2015 | 3.3322 | 3.1561
435 | UG | 10.6 | 9.8735 | 1990 | 8.4 | 3.0774 | 2004 | 19 | 12.9509 | 2004 | 2.9444 | 2.5612
652 | UG | 10.195 | 9.6559 | 1986 | 3.405 | 4.3802 | 2007 | 13.6 | 14.0361 | 2007 | 2.6101 | 2.6416
366 | UG | 11.1 | 10.1374 | 1981 | 4.8 | 0.60208 | 2003 | 15.9 | 10.7395 | 2003 | 2.7663 | 2.3739
1640 | UG | 15.9 | 12.4517 | 1981 | 2.5 | 8.3244 | 2015 | 18.4 | 20.7761 | 2015 | 2.9124 | 3.0338
367 | UG | 11.211 | 10.1953 | 1988 | 1 | 0.55589 | 2004 | 12.211 | 10.7511 | 2004 | 2.5023 | 2.375
650 | UG | 23 | 15.3804 | 1981 | 0 | 5.9477 | 2007 | 23 | 21.3281 | 2007 | 3.1355 | 3.06
902 | UG | 19.2 | 13.8706 | 2002 | 13.5 | 0.547 | 2009 | 32.7 | 14.4176 | 2009 | 3.4874 | 2.6684
1202 | UG | 19.4 | 13.9531 | 1989 | 1.6 | 10.745 | 2012 | 21 | 24.6981 | 2012 | 3.0445 | 3.2067
1338 | UG | 7.5 | 8.1004 | unknown | 2 | 6.6636 | 2013 | 9.5 | 14.7639 | 2013 | 2.2513 | 2.6922
212 | UG | 36.55 | 20.0479 | 1978 | 28 | 4.6265 | 2003 | 64.55 | 24.6744 | 2003 | 4.1674 | 3.2058
653 | UG | 64.55 | 27.7591 | 1977 | 1.32 | 0.56895 | 2007 | 65.87 | 28.328 | 2007 | 4.1877 | 3.3439
1679 | UG | 65.87 | 28.0825 | 1977 | 0 | 3.0359 | 2016 | 65.87 | 31.1184 | 2016 | 4.1877 | 3.4378
1382 | UG | 24.2 | 15.8346 | unknown | 11.9 | 2.4484 | 2013 | 36.1 | 18.283 | 2013 | 3.5863 | 2.906
1638 | UG | 36.1 | 19.9063 | unknown | 0 | 1.4308 | 2015 | 36.1 | 21.3371 | 2015 | 3.5863 | 3.0604
874 | UG | 6.4 | 7.3976 | 1997 | 0.5 | 3.6334 | 2009 | 6.9 | 11.031 | 2009 | 1.9315 | 2.4007
491 | UG | 27.9 | 17.1776 | 1984 | 1 | 0.19252 | 2006 | 28.9 | 17.3701 | 2006 | 3.3638 | 2.8548
1396 | UG | 20.6 | 14.4405 | 2009 | 5.4 | 0.37351 | 2013 | 26 | 14.8141 | 2013 | 3.2581 | 2.6956
1597 | UG | 26 | 16.4981 | 2009 | 27.3 | 4.2356 | 2015 | 53.3 | 20.7337 | 2015 | 3.9759 | 3.0318
1292 | UG | 30.3 | 18.0081 | unknown | 2.5 | 4.4712 | 2013 | 32.8 | 22.4793 | 2013 | 3.4904 | 3.1126
364 | UG | 44.904 | 22.5539 | 1975 | 2 | 1.3175 | 2004 | 46.904 | 23.8714 | 2004 | 3.8481 | 3.1727
1306 | UG | 23.1 | 15.4187 | 1985 | 2.1 | 5.9849 | 2013 | 25.2 | 21.4035 | 2013 | 3.2268 | 3.0636
858 | UG | 28.4 | 17.353 | 2009 | 13.3 | 5.4359 | 2010 | 41.7 | 22.7889 | 2010 | 3.7305 | 3.1263
1454 | UG | 41.7 | 21.6186 | 2009 | 5.7 | 0.45762 | 2013 | 47.4 | 22.0762 | 2013 | 3.8586 | 3.0945
637 | UG | 15.5 | 12.2715 | 1989 | 8.4 | 5.0689 | 2007 | 23.9 | 17.3404 | 2007 | 3.1739 | 2.853
1254 | UG | 23.9 | 15.722 | 1989 | 15.4 | 6.5284 | 2012 | 39.3 | 22.2504 | 2012 | 3.6712 | 3.1024
734 | UG | 20 | 14.1984 | 1974 | 4.4 | 11.2611 | 2011 | 24.4 | 25.4595 | 2011 | 3.1946 | 3.2371
1594 | UG | 24.4 | 15.9093 | 1974 | 0 | 17.2334 | 2017 | 24.4 | 33.1428 | 2017 | 3.1946 | 3.5008
1674 | UG | 17.4 | 13.1109 | 0 | 3.7 | 10.3273 | 2016 | 21.1 | 23.4382 | 2016 | 3.0493 | 3.1544
711 | UG | 11.5 | 10.3448 | 1976 | 13.7 | 9.2618 | 2009 | 25.2 | 19.6066 | 2009 | 3.2268 | 2.9759
408 | UG | 37.7 | 20.4065 | 1976 | 2.042 | 0.58016 | 2004 | 39.742 | 20.9866 | 2004 | 3.6824 | 3.0439
698 | UG | 39.7 | 21.0191 | 1976 | 20.9 | 1.4407 | 2007 | 60.6 | 22.4597 | 2007 | 4.1043 | 3.1117
696 | UG | 9.137 | 9.0691 | 1981 | 8.063 | 0.2681 | 2007 | 17.2 | 9.3372 | 2007 | 2.8449 | 2.234
1636 | UG | 17.2 | 13.0244 | 1981 | 0 | 6.6059 | 2015 | 17.2 | 19.6303 | 2015 | 2.8449 | 2.9771
1185 | UG | 32.4 | 18.712 | 1988 | 2.5 | 2.8088 | 2011 | 34.9 | 21.5208 | 2011 | 3.5525 | 3.069
568 | UG | 38.04 | 20.5116 | 1978 | 1 | 0.028819 | 2006 | 39.04 | 20.5404 | 2006 | 3.6646 | 3.0224
853 | UG | 20 | 14.1984 | 1991 | 21.7 | 4.2556 | 2009 | 41.7 | 18.454 | 2009 | 3.7305 | 2.9153
1201 | UG | 13.3 | 11.2424 | unknown | 10.6 | 7.6365 | 2012 | 23.9 | 18.8789 | 2012 | 3.1739 | 2.938
654 | UG | 7.29 | 7.9698 | 1976 | 4.41 | 0.73673 | 2007 | 11.7 | 8.7065 | 2007 | 2.4596 | 2.1641
1394 | UG | 11.7 | 10.4474 | 1976 | 10 | 5.0058 | 2014 | 21.7 | 15.4532 | 2014 | 3.0773 | 2.7378
1294 | UG | 8.5 | 8.7018 | 0 | 1.6 | 4.562 | 2014 | 10.1 | 13.2637 | 2014 | 2.3125 | 2.585
1670 | UG | 31.45 | 18.3961 | 0 | 24.25 | 2.7944 | 2016 | 55.7 | 21.1904 | 2016 | 4.02 | 3.0535
579 | UG | 17.1 | 12.9811 | unknown | 11 | 3.6516 | 2008 | 28.1 | 16.6327 | 2008 | 3.3358 | 2.8114
1670 | UG | 18.79 | 13.7003 | 0 | 30.51 | 18.3637 | 2016 | 49.3 | 32.064 | 2016 | 3.8979 | 3.4677
1083 | UG | 7.53 | 8.1189 | 1981 | 5.87 | 7.4125 | 2011 | 13.4 | 15.5314 | 2011 | 2.5953 | 2.7429
552 | UG | 20.23 | 14.2916 | 1991 | 10.47 | 1.1458 | 2006 | 30.7 | 15.4373 | 2006 | 3.4243 | 2.7368
1311 | UG | 30.7 | 18.1438 | 1991 | 19.3 | 5.9841 | 2013 | 50 | 24.1279 | 2013 | 3.912 | 3.1834
1078 | UG | 17.66 | 13.2226 | 1957 | 7.34 | 1.0936 | 2011 | 25 | 14.3163 | 2011 | 3.2189 | 2.6614
495 | UG | 12.974 | 11.0839 | 1982 | 0 | 3.5908 | 2006 | 12.974 | 14.6747 | 2006 | 2.5629 | 2.6861
383 | UG | 0.51 | 1.7397 | 1984 | 8 | 3.9502 | 2005 | 8.51 | 5.6899 | 2005 | 2.1412 | 1.7387
1020 | UG | 13 | 11.0966 | 1977 | 9 | 7.345 | 2010 | 22 | 18.4416 | 2010 | 3.091 | 2.9146
1364 | UG | 8.5 | 8.7018 | 0 | 34 | 8.7951 | 2013 | 42.5 | 17.4969 | 2013 | 3.7495 | 2.862
503 | UG | 31 | 18.245 | 1972 | 16 | 3.8033 | 2007 | 47 | 22.0483 | 2007 | 3.8501 | 3.0932
925 | UG | 47 | 23.1504 | 1972 | 9 | 3.3165 | 2011 | 56 | 26.4669 | 2011 | 4.0254 | 3.2759
821 | UG | 25 | 16.132 | 2006 | 32 | 9.4177 | 2011 | 57 | 25.5498 | 2011 | 4.0431 | 3.2406
486 | UG | 10.81 | 9.985 | 1993 | 3.14 | 0.34692 | 2005 | 13.95 | 10.3319 | 2005 | 2.6355 | 2.3352
779 | UG | 13.95 | 11.5536 | 1993 | 4.05 | 0.91576 | 2008 | 18 | 12.4693 | 2008 | 2.8904 | 2.5233
1416 | UG | 18 | 13.3677 | 1993 | 6 | 1.4182 | 2014 | 24 | 14.7858 | 2014 | 3.1781 | 2.6937
554 | UG | 23 | 15.3804 | 1968 | 8.26 | 1.0611 | 2006 | 31.26 | 16.4415 | 2006 | 3.4423 | 2.7998
1581 | UG | 7.44 | 8.0632 | unknown | 9.36 | 5.3848 | 2015 | 16.8 | 13.448 | 2015 | 2.8214 | 2.5988
880 | UG | 8.95 | 8.9624 | 1966 | 2.05 | 4.5764 | 2010 | 11 | 13.5388 | 2010 | 2.3979 | 2.6056
1047 | UG | 10 | 9.5498 | 1965 | 5 | 6.2586 | 2012 | 15 | 15.8084 | 2012 | 2.7081 | 2.7605
1045 | UG | 24.066 | 15.7844 | 1971 | 7.934 | 3.8009 | 2011 | 32 | 19.5853 | 2011 | 3.4657 | 2.9748
1616 | UG | 21.68 | 14.869 | unknown | 25.75 | 0.84819 | 2015 | 47.43 | 15.7172 | 2015 | 3.8593 | 2.7548
362 | UG | 51.8 | 24.475 | 1971 | 1 | 0.78848 | 2004 | 52.8 | 25.2635 | 2004 | 3.9665 | 3.2294
924 | UG | 45.94 | 22.8502 | 1982 | 6.06 | 1.4264 | 2010 | 52 | 24.2766 | 2010 | 3.9512 | 3.1895
1241 | UG | 20.29 | 14.3158 | unknown | 6 | 2.625 | 2012 | 26.29 | 16.9408 | 2012 | 3.2692 | 2.8297
438 | UG | 8.246 | 8.552 | 1978 | 1 | 0.18095 | 2004 | 9.246 | 8.733 | 2004 | 2.2242 | 2.1671
748 | UG | 25.541 | 16.3309 | 1995 | 1 | 0.38858 | 2008 | 26.541 | 16.7194 | 2008 | 3.2787 | 2.8166
1319 | UG | 15.71 | 12.3664 | 0 | 4.29 | 3.2377 | 2014 | 20 | 15.604 | 2014 | 2.9957 | 2.7475
892 | UG | 13.05 | 11.121 | 1972 | 0 | 3.2491 | 2011 | 13.05 | 14.3701 | 2011 | 2.5688 | 2.6651
504 | UG | 10.496 | 9.818 | 2007 | 0 | 2.1923 | 2006 | 10.496 | 12.0103 | 2007 | 2.351 | 2.4858
618 | UG | 11 | 10.085 | 1995 | 11.5 | 2.3465 | 2006 | 22.5 | 12.4315 | 2006 | 3.1135 | 2.5202
712 | UG | 7.5 | 8.1004 | 1980 | 1 | 7.8904 | 2011 | 8.5 | 15.9908 | 2011 | 2.1401 | 2.772
726 | UG | 25.6354 | 16.3654 | 1982 | 5.3646 | 1.0316 | 2008 | 31 | 17.397 | 2008 | 3.434 | 2.8563
530 | UG | 25 | 16.132 | 1982 | 20 | 4.5023 | 2006 | 45 | 20.6343 | 2006 | 3.8067 | 3.027
755 | UG | 8.698 | 8.8172 | 1983 | 3.302 | 0.74649 | 2008 | 12 | 9.5637 | 2008 | 2.4849 | 2.258
1081 | UG | 12 | 10.5998 | 1983 | 4 | 0.74616 | 2010 | 16 | 11.346 | 2010 | 2.7726 | 2.4289
307 | UG | 9.07 | 9.031 | 1985 | 1.002 | 2.5231 | 2003 | 10.072 | 11.5541 | 2003 | 2.3098 | 2.447
1466 | UG | 10.07 | 9.588 | 1985 | 4.93 | 4.6348 | 2015 | 15 | 14.2228 | 2015 | 2.7081 | 2.6548
1091 | UG | 16.06 | 12.5233 | 1982 | 24.34 | 7.6638 | 2011 | 40.4 | 20.1871 | 2011 | 3.6988 | 3.005
666 | UG | 25.92 | 16.4691 | 1987 | 14.08 | 3.6888 | 2008 | 40 | 20.1579 | 2008 | 3.6889 | 3.0036
556 | UG | 8.656 | 8.7928 | 1985 | 4.344 | 3.2484 | 2007 | 13 | 12.0412 | 2007 | 2.5649 | 2.4883
452 | UG | 10.781 | 9.9696 | 1986 | 3.619 | 3.4437 | 2005 | 14.4 | 13.4134 | 2005 | 2.6672 | 2.5963
613 | UG | 6.2 | 7.2644 | 1999 | 2.2 | 0.43132 | 2006 | 8.4 | 7.6957 | 2006 | 2.1282 | 2.0407
778 | UG | 0.1 | 0.68488 | 1988 | 1.9 | 0.48701 | 2008 | 2 | 1.1719 | 2008 | 0.69315 | 0.15862
1571 | UG | 2 | 3.8023 | 1988 | 11 | 1.592 | 2016 | 13 | 5.3944 | 2016 | 2.5649 | 1.6854
525 | UG | 11.55 | 10.3705 | 1995 | 14 | 2.1078 | 2006 | 25.55 | 12.4784 | 2006 | 3.2406 | 2.524
1324 | UG | 15.8 | 12.4069 | 2012 | 12.3 | 2.2693 | 2014 | 28.1 | 14.6762 | 2014 | 3.3358 | 2.6862
511 | UG | 13.95 | 11.5536 | 2004 | 4.05 | 0.42904 | 2004 | 18 | 11.9826 | 2004 | 2.8904 | 2.4835
1094 | UG | 18 | 13.3677 | 2004 | 6 | 1.0646 | 2011 | 24 | 14.4323 | 2011 | 3.1781 | 2.6695
775 | UG | 8 | 8.4051 | 2002 | 7 | 1.4059 | 2008 | 15 | 9.811 | 2008 | 2.7081 | 2.2835
1646 | UG | 2.88 | 4.6845 | unknown | 3.52 | 6.6896 | 2016 | 6.4 | 11.3741 | 2016 | 1.8563 | 2.4313
467 | UG | 5.7 | 6.9232 | 1996 | 7.9 | 3.4855 | 2005 | 13.6 | 10.4087 | 2005 | 2.6101 | 2.3426
437 | UG | 23 | 15.3804 | 2001 | 17 | 3.6314 | 2008 | 40 | 19.0118 | 2008 | 3.6889 | 2.9451
1233 | UG | 40 | 21.1098 | 2001 | 10 | 3.8904 | 2011 | 50 | 25.0002 | 2011 | 3.912 | 3.2189
361 | UG | 12.22 | 10.7106 | 1986 | 13 | 1.172 | 2002 | 25.22 | 11.8826 | 2002 | 3.2276 | 2.4751
645 | UG | 25.22 | 16.2131 | 1986 | 1 | 0.22668 | 2006 | 26.22 | 16.4398 | 2006 | 3.2665 | 2.7997
720 | UG | 5.29 | 6.6337 | 1974 | 3.91 | 3.2147 | 2009 | 9.2 | 9.8484 | 2009 | 2.2192 | 2.2873
1554 | UG | 18 | 13.3677 | 2013 | 13 | 4.0041 | 2015 | 31 | 17.3718 | 2015 | 3.434 | 2.8548
1570 | UG | 12 | 10.5998 | 0 | 7 | 5.7129 | 2016 | 19 | 16.3127 | 2016 | 2.9444 | 2.7919
1280 | UG | 10 | 9.5498 | 0 | 10 | 3.9567 | 2013 | 20 | 13.5065 | 2013 | 2.9957 | 2.6032
659 | UG | 51 | 24.258 | 1974 | 7 | 0.19039 | 2006 | 58 | 24.4484 | 2006 | 4.0604 | 3.1966
1240 | UG | 9 | 8.9911 | 0 | 12 | 2.4762 | 2013 | 21 | 11.4673 | 2013 | 3.0445 | 2.4395
317 | UG | 26.67 | 16.7401 | 1978 | 8.46 | 3.7336 | 2002 | 35.13 | 20.4737 | 2002 | 3.5591 | 3.0191
1510 | UG | 35.13 | 19.5985 | 1978 | 0 | 1.0378 | 2014 | 35.13 | 20.6363 | 2014 | 3.5591 | 3.0271
1678 | UG | 71.19 | 29.3587 | 0 | 3.81 | 0.18769 | 2015 | 75 | 29.5463 | 2015 | 4.3175 | 3.386
409 | UG | 50.9 | 24.2308 | unknown | 0 | 6.95 | 2004 | 50.9 | 31.1808 | 2004 | 3.9299 | 3.4398
620 | UG | 66.04 | 28.1239 | unknown | 1 | 0.052327 | 2006 | 67.04 | 28.1763 | 2006 | 4.2053 | 3.3385
1085 | UG | 67.04 | 28.3668 | unknown | 2 | 0.079312 | 2010 | 69.04 | 28.4461 | 2010 | 4.2347 | 3.348
589 | UG | 36.963 | 20.1772 | 1974 | 0 | 0.032007 | 2005 | 36.963 | 20.2093 | 2005 | 3.6099 | 3.0061
836 | UG | 33.963 | 19.2233 | 1974 | 10.037 | 0.20825 | 2008 | 44 | 19.4315 | 2008 | 3.7842 | 2.9669
1417 | UG | 53.176 | 24.845 | 0 | 2.824 | 0.36632 | 2013 | 56 | 25.2113 | 2013 | 4.0254 | 3.2273
1575 | UG | 107.8 | 37.2258 | 0 | 2.2 | 0.084606 | 2014 | 110 | 37.3104 | 2014 | 4.7005 | 3.6193
1480 | UG | 92 | 33.9985 | 0 | 9 | 1.4186 | 2015 | 101 | 35.4172 | 2015 | 4.6151 | 3.5672
1644 | UG | 25 | 16.132 | 0 | 14 | 6.4882 | 2016 | 39 | 22.6202 | 2016 | 3.6636 | 3.1188
1276 | UG | 34 | 19.2353 | unknown | 4 | 0.69755 | 2012 | 38 | 19.9328 | 2012 | 3.6376 | 2.9924
823 | UG | 10 | 9.5498 | unknown | 25 | 8.3157 | 2009 | 35 | 17.8654 | 2009 | 3.5553 | 2.8829
1601 | UG | 77 | 30.7066 | 0 | 0 | 4.0095 | 2015 | 77 | 34.7161 | 2015 | 4.3438 | 3.5472
1046 | UG | 33 | 18.9095 | unknown | 17 | 13.8381 | 2011 | 50 | 32.7476 | 2011 | 3.912 | 3.4888
873 | UG | 38 | 20.4992 | unknown | 10 | 10.835 | 2011 | 48 | 31.3343 | 2011 | 3.8712 | 3.4447
630 | UG | 36.4 | 20.0008 | unknown | 3.6 | 0.76182 | 2007 | 40 | 20.7626 | 2007 | 3.6889 | 3.0332
1107 | UG | 16 | 12.4965 | 2010 | 24 | 7.7 | 2014 | 40 | 20.1965 | 2014 | 3.6889 | 3.0055
682 | UG | 12 | 10.5998 | 2005 | 18 | 4.2252 | 2009 | 30 | 14.8251 | 2009 | 3.4012 | 2.6963
677 | UG | 117 | 39.0117 | unknown | 0 | 5.9673 | 2009 | 117 | 44.979 | 2009 | 4.7622 | 3.8062
643 | UG | 53.37 | 24.8968 | unknown | 0.5 | 4.4087 | 2009 | 53.87 | 29.3054 | 2009 | 3.9866 | 3.3778
* Type is either Greenfield (“GF”) or Upgrade (“UG”), where Upgrade refers to additional facilities that increase the capacity of an existing Greenfield project
** For Iteration 8, Greenfield Cost for an Upgrade project is estimated using the Iteration 7 power curve for greenfield and upgrade projects

## GF + UG Iteration 9
Alberta Electric System Operator
2018 ISO Tariff Application
Appendix G - Point of Delivery Cost Function Workbook
Ninth-Interation Calculation of Power Curve for Greenfield and Upgrade Projects
August 17, 2018
Project | Type * | Greenfield MW | Greenfield Cost ** | Greenfield Year | Upgrade MW | Upgrade Cost | Upgrade Year | Total MW | Total Cost | Total Year | LN(MW) | LN(Cost) |  | ln(y)=m*ln(x) + b Linear Regression
476 | GF | 14 | 16.8618 | 2003 |  |  |  | 14 | 16.8618 | 2003 | 2.6391 | 2.8251 | m | 0.57254 | 0.93797 | b
478 | GF | 8.5 | 6.0182 | 2003 |  |  |  | 8.5 | 6.0182 | 2003 | 2.1401 | 1.7948 | se | 0.032094 | 0.10234 | seb
473 | GF | 30 | 14.999 | 2003 |  |  |  | 30 | 14.999 | 2003 | 3.4012 | 2.708 | R2 | 0.52931 | 0.39315 | sev
1042 | GF | 13 | 11.1648 | 2011 |  |  |  | 13 | 11.1648 | 2011 | 2.5649 | 2.4128 | F | 318.2503 | 283 | df
443 | GF | 24.3 | 11.7056 | 2006 |  |  |  | 24.3 | 11.7056 | 2006 | 3.1905 | 2.4601 | ssreg | 49.1917 | 43.7431 | ssresid
1195 | GF | 18 | 31.6599 | 2011 |  |  |  | 18 | 31.6599 | 2011 | 2.8904 | 3.4551
420 | GF | 6 | 9.6396 | 2007 |  |  |  | 6 | 9.6396 | 2007 | 1.7918 | 2.2659 |  | y=cx^m, where c=e^b
440 | GF | 10 | 16.0096 | 2006 |  |  |  | 10 | 16.0096 | 2006 | 2.3026 | 2.7732 | m | 0.57254 | 0.01824% | change
1102 | GF | 20 | 16.2936 | 2011 |  |  |  | 20 | 16.2936 | 2011 | 2.9957 | 2.7908 | c | 2.5548 | -0.03179% | from
324 | GF | 17.2 | 8.9094 | 2003 |  |  |  | 17.2 | 8.9094 | 2003 | 2.8449 | 2.1871 |  |  |  | prior
1103 | GF | 20 | 17.2995 | 2011 |  |  |  | 20 | 17.2995 | 2011 | 2.9957 | 2.8507 |  |  |  | iteration
386 | GF | 9 | 9.9511 | 2003 |  |  |  | 9 | 9.9511 | 2003 | 2.1972 | 2.2977
80 | GF | 8 | 6.0754 | 2001 |  |  |  | 8 | 6.0754 | 2001 | 2.0794 | 1.8042
1052 | GF | 13.6 | 10.9027 | 2011 |  |  |  | 13.6 | 10.9027 | 2011 | 2.6101 | 2.389
347 | GF | 10.548 | 9.3005 | 2003 |  |  |  | 10.548 | 9.3005 | 2003 | 2.3559 | 2.2301
1358 | GF | 27 | 13.0727 | 2011 |  |  |  | 27 | 13.0727 | 2011 | 3.2958 | 2.5705
584 | GF | 28 | 34.9037 | 2011 |  |  |  | 28 | 34.9037 | 2011 | 3.3322 | 3.5526
422 | GF | 24 | 13.6508 | 2003 |  |  |  | 24 | 13.6508 | 2003 | 3.1781 | 2.6138
944 | GF | 43 | 26.8161 | 2010 |  |  |  | 43 | 26.8161 | 2010 | 3.7612 | 3.289
387 | GF | 7.5 | 9.5131 | 2003 |  |  |  | 7.5 | 9.5131 | 2003 | 2.0149 | 2.2527
587 | GF | 17.8 | 13.1522 | 2006 |  |  |  | 17.8 | 13.1522 | 2006 | 2.8792 | 2.5766
585 | GF | 20.6 | 11.2912 | 2007 |  |  |  | 20.6 | 11.2912 | 2007 | 3.0253 | 2.424
831 | GF | 19.6 | 20.9656 | 2011 |  |  |  | 19.6 | 20.9656 | 2011 | 2.9755 | 3.0429
340 | GF | 22 | 13.3096 | 2003 |  |  |  | 22 | 13.3096 | 2003 | 3.091 | 2.5885
334 | GF | 18.8 | 7.9464 | 2003 |  |  |  | 18.8 | 7.9464 | 2003 | 2.9339 | 2.0727
343 | GF | 15.6 | 13.9997 | 2003 |  |  |  | 15.6 | 13.9997 | 2003 | 2.7473 | 2.639
358 | GF | 19.8 | 7.2249 | 2003 |  |  |  | 19.8 | 7.2249 | 2003 | 2.9857 | 1.9775
702 | GF | 28.4 | 5.2102 | 2007 |  |  |  | 28.4 | 5.2102 | 2007 | 3.3464 | 1.6506
526 | GF | 19 | 13.7588 | 2007 |  |  |  | 19 | 13.7588 | 2007 | 2.9444 | 2.6217
288 | GF | 12 | 4.4534 | 2001 |  |  |  | 12 | 4.4534 | 2001 | 2.4849 | 1.4937
851 | GF | 25 | 12.9318 | 2007 |  |  |  | 25 | 12.9318 | 2007 | 3.2189 | 2.5597
648 | GF | 15 | 14.9737 | 2007 |  |  |  | 15 | 14.9737 | 2007 | 2.7081 | 2.7063
855 | GF | 23 | 28.6671 | 2011 |  |  |  | 23 | 28.6671 | 2011 | 3.1355 | 3.3557
700 | GF | 9.8 | 7.0658 | 2007 |  |  |  | 9.8 | 7.0658 | 2007 | 2.2824 | 1.9553
683 | GF | 30 | 16.0323 | 2011 |  |  |  | 30 | 16.0323 | 2011 | 3.4012 | 2.7746
559 | GF | 115 | 56.8595 | 2011 |  |  |  | 115 | 56.8595 | 2011 | 4.7449 | 4.0406
1074 | GF | 67 | 43.1388 | 2011 |  |  |  | 67 | 43.1388 | 2011 | 4.2047 | 3.7644
34 | GF | 16 | 7.5134 | 2000 |  |  |  | 16 | 7.5134 | 2000 | 2.7726 | 2.0167
433 | GF | 25 | 22.3083 | 2003 |  |  |  | 25 | 22.3083 | 2003 | 3.2189 | 3.105
79A | GF | 8 | 5.0823 | 2000 |  |  |  | 8 | 5.0823 | 2000 | 2.0794 | 1.6258
10A | GF | 6.2 | 8.916 | 2001 |  |  |  | 6.2 | 8.916 | 2001 | 1.8245 | 2.1878
345 | GF | 35 | 8.369 | 2003 |  |  |  | 35 | 8.369 | 2003 | 3.5553 | 2.1245
1049 | GF | 15.2 | 54.5518 | 2011 |  |  |  | 15.2 | 54.5518 | 2011 | 2.7213 | 3.9992
230 | GF | 17 | 10.7399 | 2003 |  |  |  | 17 | 10.7399 | 2003 | 2.8332 | 2.374
79B | GF | 8 | 3.3788 | 2000 |  |  |  | 8 | 3.3788 | 2000 | 2.0794 | 1.2175
10B | GF | 9.406 | 9.7991 | 2001 |  |  |  | 9.406 | 9.7991 | 2001 | 2.2413 | 2.2823
8 | GF | 18 | 11.9841 | 2000 |  |  |  | 18 | 11.9841 | 2000 | 2.8904 | 2.4836
487 | GF | 22 | 16.6067 | 2007 |  |  |  | 22 | 16.6067 | 2007 | 3.091 | 2.8098
385 | GF | 7.5 | 8.5881 | 2003 |  |  |  | 7.5 | 8.5881 | 2003 | 2.0149 | 2.1504
865 | GF | 25 | 8.6092 | 2007 |  |  |  | 25 | 8.6092 | 2007 | 3.2189 | 2.1528
863 | GF | 25 | 8.2434 | 2007 |  |  |  | 25 | 8.2434 | 2007 | 3.2189 | 2.1094
527 | GF | 17 | 6.9319 | 2007 |  |  |  | 17 | 6.9319 | 2007 | 2.8332 | 1.9361
595 | GF | 11 | 19.0874 | 2007 |  |  |  | 11 | 19.0874 | 2007 | 2.3979 | 2.949
528 | GF | 17 | 5.2658 | 2007 |  |  |  | 17 | 5.2658 | 2007 | 2.8332 | 1.6612
529 | GF | 17 | 7.7922 | 2007 |  |  |  | 17 | 7.7922 | 2007 | 2.8332 | 2.0531
1095 | GF | 18 | 11.9234 | 2011 |  |  |  | 18 | 11.9234 | 2011 | 2.8904 | 2.4785
561 | GF | 46 | 58.1001 | 2011 |  |  |  | 46 | 58.1001 | 2011 | 3.8286 | 4.0622
1018 | GF | 3 | 10.6346 | 2011 |  |  |  | 3 | 10.6346 | 2011 | 1.0986 | 2.3641
360 | GF | 22 | 7.1175 | 2003 |  |  |  | 22 | 7.1175 | 2003 | 3.091 | 1.9626
1106 | GF | 12 | 20.2179 | 2011 |  |  |  | 12 | 20.2179 | 2011 | 2.4849 | 3.0066
899 | GF | 25 | 15.1725 | 2010 |  |  |  | 25 | 15.1725 | 2010 | 3.2189 | 2.7195
1191 | GF | 11 | 12.6281 | 2011 |  |  |  | 11 | 12.6281 | 2011 | 2.3979 | 2.5359
1115 | GF | 10 | 24.3628 | 2011 |  |  |  | 10 | 24.3628 | 2011 | 2.3026 | 3.1931
1053 | GF | 9 | 14.7144 | 2011 |  |  |  | 9 | 14.7144 | 2011 | 2.1972 | 2.6888
864 | GF | 25 | 9.8258 | 2007 |  |  |  | 25 | 9.8258 | 2007 | 3.2189 | 2.285
834 | GF | 45 | 25.7984 | 2010 |  |  |  | 45 | 25.7984 | 2010 | 3.8067 | 3.2503
722 | GF | 10.5 | 13.5015 | 2010 |  |  |  | 10.5 | 13.5015 | 2010 | 2.3514 | 2.6028
927 | GF | 60 | 25.8871 | 2011 |  |  |  | 60 | 25.8871 | 2011 | 4.0943 | 3.2537
1068 | GF | 11.2 | 26.9182 | 2011 |  |  |  | 11.2 | 26.9182 | 2011 | 2.4159 | 3.2928
506 | GF | 20 | 13.9693 | 2003 |  |  |  | 20 | 13.9693 | 2003 | 2.9957 | 2.6369
456 | GF | 16 | 17.647 | 2007 |  |  |  | 16 | 17.647 | 2007 | 2.7726 | 2.8706
130 | GF | 18 | 8.437 | 2001 |  |  |  | 18 | 8.437 | 2001 | 2.8904 | 2.1326
308 | GF | 10 | 8.8754 | 2003 |  |  |  | 10 | 8.8754 | 2003 | 2.3026 | 2.1833
829 | GF | 20 | 27.7611 | 2011 |  |  |  | 20 | 27.7611 | 2011 | 2.9957 | 3.3236
425 | GF | 17 | 11.7254 | 2006 |  |  |  | 17 | 11.7254 | 2006 | 2.8332 | 2.4618
333 | GF | 12 | 7.5607 | 2003 |  |  |  | 12 | 7.5607 | 2003 | 2.4849 | 2.023
769 | GF | 40 | 26.3813 | 2007 |  |  |  | 40 | 26.3813 | 2007 | 3.6889 | 3.2727
948 | GF | 57 | 12.6537 | 2014 |  |  |  | 57 | 12.6537 | 2014 | 4.0431 | 2.5379
1128 | GF | 45 | 63.5562 | 2013 |  |  |  | 45 | 63.5562 | 2013 | 3.8067 | 4.1519
1214 | GF | 52 | 22.6317 | 2013 |  |  |  | 52 | 22.6317 | 2013 | 3.9512 | 3.1194
1225 | GF | 20 | 18.6367 | 2013 |  |  |  | 20 | 18.6367 | 2013 | 2.9957 | 2.9251
1263 | GF | 8 | 19.6117 | 2013 |  |  |  | 8 | 19.6117 | 2013 | 2.0794 | 2.9761
1309 | GF | 15 | 16.1093 | 2013 |  |  |  | 15 | 16.1093 | 2013 | 2.7081 | 2.7794
1349 | GF | 34 | 8.968 | 2013 |  |  |  | 34 | 8.968 | 2013 | 3.5264 | 2.1937
1358 | GF | 27 | 13.0727 | 2013 |  |  |  | 27 | 13.0727 | 2013 | 3.2958 | 2.5705
1404 | GF | 35 | 35.2763 | 2013 |  |  |  | 35 | 35.2763 | 2013 | 3.5553 | 3.5632
1482 | GF | 18.4 | 18.7658 | 2013 |  |  |  | 18.4 | 18.7658 | 2013 | 2.9124 | 2.932
1515 | GF | 7.2 | 12.9927 | 2013 |  |  |  | 7.2 | 12.9927 | 2013 | 1.9741 | 2.5644
1618 | GF | 21 | 15.966 | 2016 |  |  |  | 21 | 15.966 | 2016 | 3.0445 | 2.7705
1634 | GF | 17.9 | 17.1728 | 2015 |  |  |  | 17.9 | 17.1728 | 2015 | 2.8848 | 2.8433
1258 | GF | 46 | 53.5183 | 2017 |  |  |  | 46 | 53.5183 | 2017 | 3.8286 | 3.98
1284 | GF | 24.1 | 7.0843 | 2013 |  |  |  | 24.1 | 7.0843 | 2013 | 3.1822 | 1.9579
Pre-01 | GF | 2.2 | 2.4934 | 1990 |  |  |  | 2.2 | 2.4934 | 1990 | 0.78846 | 0.91364
Pre-02 | GF | 1.464 | 1.494 | 1987 |  |  |  | 1.464 | 1.494 | 1987 | 0.38117 | 0.40147
Pre-03 | GF | 4.075 | 1.9369 | 1990 |  |  |  | 4.075 | 1.9369 | 1990 | 1.4049 | 0.66111
Pre-04 | GF | 10 | 8.5265 | 1991 |  |  |  | 10 | 8.5265 | 1991 | 2.3026 | 2.1432
Pre-05 | GF | 4.8 | 4.0522 | 1988 |  |  |  | 4.8 | 4.0522 | 1988 | 1.5686 | 1.3993
Pre-06 | GF | 5.1 | 9.6482 | 1989 |  |  |  | 5.1 | 9.6482 | 1989 | 1.6292 | 2.2668
Pre-07 | GF | 6.9 | 5.0294 | 1997 |  |  |  | 6.9 | 5.0294 | 1997 | 1.9315 | 1.6153
Pre-08 | GF | 11.8 | 6.3729 | 1987 |  |  |  | 11.8 | 6.3729 | 1987 | 2.4681 | 1.8521
Pre-09 | GF | 9.7 | 2.9443 | 1997 |  |  |  | 9.7 | 2.9443 | 1997 | 2.2721 | 1.0799
Pre-10 | GF | 6.12 | 13.4811 | 1990 |  |  |  | 6.12 | 13.4811 | 1990 | 1.8116 | 2.6013
Pre-11 | GF | 6.2672 | 2.9102 | 1987 |  |  |  | 6.2672 | 2.9102 | 1987 | 1.8353 | 1.0682
Pre-12 | GF | 6.366 | 9.8907 | 1993 |  |  |  | 6.366 | 9.8907 | 1993 | 1.851 | 2.2916
Pre-13 | GF | 8.5 | 5.9446 | 1990 |  |  |  | 8.5 | 5.9446 | 1990 | 2.1401 | 1.7825
Pre-14 | GF | 46.55 | 7.1936 | 1991 |  |  |  | 46.55 | 7.1936 | 1991 | 3.8405 | 1.9732
Pre-15 | GF | 56.8 | 17.5945 | 1990 |  |  |  | 56.8 | 17.5945 | 1990 | 4.0395 | 2.8676
Pre-16 | GF | 81.576 | 14.0262 | 1988 |  |  |  | 81.576 | 14.0262 | 1988 | 4.4015 | 2.6409
Pre-17 | GF | 95.2 | 14.2199 | 1999 |  |  |  | 95.2 | 14.2199 | 1999 | 4.556 | 2.6546
Pre-18 | GF | 122.772 | 23.4475 | 1990 |  |  |  | 122.772 | 23.4475 | 1990 | 4.8103 | 3.1548
1184 | UG | 30 | 17.908 | 2013 | 18.2 | 18.8693 | 2012 | 48.2 | 36.7773 | 2013 | 3.8754 | 3.6049
1481 | UG | 48.2 | 23.4923 | 2013 | 0 | 1.1114 | 2014 | 48.2 | 24.6037 | 2014 | 3.8754 | 3.2029
457 | UG | 10.77 | 9.9625 | 1990 | 10 | 3.2891 | 2006 | 20.77 | 13.2516 | 2006 | 3.0335 | 2.5841
407 | UG | 25.4 | 16.2804 | 1982 | 2 | 0.60107 | 2004 | 27.4 | 16.8815 | 2004 | 3.3105 | 2.8262
706 | UG | 14.85 | 11.9737 | 1984 | 14.25 | 5.8346 | 2008 | 29.1 | 17.8083 | 2008 | 3.3707 | 2.8797
1070 | UG | 34 | 19.2381 | 1984 | 4.9 | 0.83608 | 2011 | 38.9 | 20.0742 | 2011 | 3.661 | 2.9994
1264 | UG | 38.9 | 20.7794 | 1984 | 7.2 | 8.0579 | 2013 | 46.1 | 28.8373 | 2013 | 3.8308 | 3.3617
1208 | UG | 14.1 | 11.6237 | 1961 | 11.5 | 2.7992 | 2012 | 25.6 | 14.4229 | 2012 | 3.2426 | 2.6688
655 | UG | 12.053 | 10.6255 | 1974 | 2.339 | 0.59465 | 2007 | 14.392 | 11.2201 | 2007 | 2.6667 | 2.4177
733 | UG | 24.3 | 15.873 | 2007 | 17.1 | 6.7726 | 2009 | 41.4 | 22.6456 | 2009 | 3.7233 | 3.12
1700 | UG | 13.4 | 11.2898 | 0 | 0 | 4.0239 | 2016 | 13.4 | 15.3137 | 2016 | 2.5953 | 2.7287
1569 | UG | 17.7 | 13.2396 | 1997 | 0 | 3.7373 | 2015 | 17.7 | 16.9769 | 2015 | 2.8736 | 2.8319
401 | UG | 2 | 3.8003 | 1986 | 1.5 | 0.36204 | 2004 | 3.5 | 4.1623 | 2004 | 1.2528 | 1.4261
1412 | UG | 3.5 | 5.2352 | 1986 | 11 | 4.3575 | 2015 | 14.5 | 9.5927 | 2015 | 2.6741 | 2.261
1318 | UG | 22.3 | 15.1115 | 1997 | 28.9 | 1.6878 | 2013 | 51.2 | 16.7993 | 2013 | 3.9357 | 2.8213
1194 | UG | 5.8 | 6.9904 | 1980 | 9.6 | 1.6086 | 2011 | 15.4 | 8.599 | 2011 | 2.7344 | 2.1517
801 | UG | 10 | 9.5483 | 2008 | 0 | 6.3106 | 2009 | 10 | 15.859 | 2009 | 2.3026 | 2.7637
804 | UG | 14.429 | 11.7782 | 1982 | 9.871 | 9.1567 | 2009 | 24.3 | 20.9349 | 2009 | 3.1905 | 3.0414
365 | UG | 15.9 | 12.4512 | 1982 | 0.269 | 0.59607 | 2003 | 16.169 | 13.0473 | 2003 | 2.7831 | 2.5686
708 | UG | 16.2 | 12.5852 | 1982 | 11.5 | 6.8375 | 2007 | 27.7 | 19.4226 | 2007 | 3.3214 | 2.9664
1568 | UG | 27.7 | 17.1087 | 1997 | 8.1 | 3.5849 | 2015 | 35.8 | 20.6936 | 2015 | 3.5779 | 3.0298
398 | UG | 27.329 | 16.9771 | 1981 | 2 | 1.4547 | 2004 | 29.329 | 18.4318 | 2004 | 3.3786 | 2.9141
1642 | UG | 16.12 | 12.5496 | unknown | 2.78 | 10.1341 | 2015 | 18.9 | 22.6837 | 2015 | 2.9392 | 3.1216
522 | UG | 38.7 | 20.7182 | 1981 | 2.3 | 0.49327 | 2006 | 41 | 21.2114 | 2006 | 3.7136 | 3.0545
170 | UG | 20.4 | 14.3605 | unknown | 5.6 | 4.4337 | 2001 | 26 | 18.7942 | 2001 | 3.2581 | 2.9335
1312 | UG | 23.63 | 15.621 | unknown | 0 | 6.0245 | 2013 | 23.63 | 21.6455 | 2013 | 3.1625 | 3.0748
170 | UG | 21.6 | 14.8381 | unknown | 1 | 4.883 | 2001 | 22.6 | 19.7211 | 2001 | 3.1179 | 2.9817
1366 | UG | 25.5 | 16.3171 | 0 | 14 | 5.5737 | 2013 | 39.5 | 21.8908 | 2013 | 3.6763 | 3.0861
170 | UG | 5.4 | 6.7103 | unknown | 10.6 | 5.2097 | 2001 | 16 | 11.92 | 2001 | 2.7726 | 2.4782
1350 | UG | 16 | 12.496 | 0 | 20 | 6.53 | 2013 | 36 | 19.026 | 2013 | 3.5835 | 2.9458
658 | UG | 1.6 | 3.3446 | 1996 | 13.2 | 7.1147 | 2008 | 14.8 | 10.4592 | 2008 | 2.6946 | 2.3475
897 | UG | 14.8 | 11.9506 | 1996 | 3 | 6.2372 | 2010 | 17.8 | 18.1878 | 2010 | 2.8792 | 2.9008
483 | UG | 20.7 | 14.481 | 1986 | 18.1 | 3.6201 | 2005 | 38.8 | 18.1011 | 2005 | 3.6584 | 2.896
1494 | UG | 13.3 | 11.2415 | 0 | 6 | 6.4297 | 2014 | 19.3 | 17.6712 | 2014 | 2.9601 | 2.8719
488 | UG | 41.3 | 21.5039 | 1982 | 24.2 | 0.40463 | 2006 | 65.5 | 21.9085 | 2006 | 4.1821 | 3.0869
1692 | UG | 65.5 | 28.0007 | 0 | 0 | 2.2188 | 2016 | 65.5 | 30.2196 | 2016 | 4.1821 | 3.4085
318 | UG | 22.87 | 15.3314 | 1996 | 1 | 0.76702 | 2001 | 23.87 | 16.0984 | 2001 | 3.1726 | 2.7787
806 | UG | 23.867 | 15.7105 | 1996 | 5.433 | 0.68948 | 2008 | 29.3 | 16.4 | 2008 | 3.3776 | 2.7973
1495 | UG | 29.3 | 17.6676 | 1996 | 0 | 5.1428 | 2014 | 29.3 | 22.8104 | 2014 | 3.3776 | 3.1272
1386 | UG | 32.7 | 18.8135 | 0 | 13.5 | 0.85934 | 2013 | 46.2 | 19.6729 | 2013 | 3.833 | 2.9792
928 | UG | 18.02 | 13.3761 | 1992 | 3.48 | 10.3644 | 2010 | 21.5 | 23.7404 | 2010 | 3.0681 | 3.1672
1450 | UG | 21.5 | 14.7987 | 1992 | 16.3 | 5.153 | 2014 | 37.8 | 19.9517 | 2014 | 3.6323 | 2.9933
170 | UG | 17.7 | 13.2396 | unknown | 8.8 | 1.1342 | 2001 | 26.5 | 14.3738 | 2001 | 3.2771 | 2.6654
649 | UG | 26.5 | 16.6804 | 1997 | 33.8 | 5.0181 | 2007 | 60.3 | 21.6985 | 2007 | 4.0993 | 3.0772
1203 | UG | 20.5 | 14.4007 | 1977 | 4.1 | 12.4436 | 2012 | 24.6 | 26.8443 | 2012 | 3.2027 | 3.2901
170 | UG | 7.9 | 8.343 | 1972 | 6.1 | 2.9005 | 2001 | 14 | 11.2435 | 2001 | 2.6391 | 2.4198
363 | UG | 21.226 | 14.6905 | 1975 | 4.2 | 0.82194 | 2004 | 25.426 | 15.5124 | 2004 | 3.2358 | 2.7416
493 | UG | 25.4 | 16.2804 | 1975 | 3.3 | 3.4003 | 2006 | 28.7 | 19.6807 | 2006 | 3.3569 | 2.9796
685 | UG | 28.7 | 17.4595 | 1975 | 4.2 | 0.94607 | 2007 | 32.9 | 18.4056 | 2007 | 3.4935 | 2.9127
1574 | UG | 28 | 17.2145 | 2013 | 0 | 6.2662 | 2015 | 28 | 23.4807 | 2015 | 3.3322 | 3.1562
435 | UG | 10.6 | 9.8722 | 1990 | 8.4 | 3.0774 | 2004 | 19 | 12.9495 | 2004 | 2.9444 | 2.5611
652 | UG | 10.195 | 9.6544 | 1986 | 3.405 | 4.3802 | 2007 | 13.6 | 14.0347 | 2007 | 2.6101 | 2.6415
366 | UG | 11.1 | 10.1361 | 1981 | 4.8 | 0.60208 | 2003 | 15.9 | 10.7382 | 2003 | 2.7663 | 2.3738
1640 | UG | 15.9 | 12.4512 | 1981 | 2.5 | 8.3244 | 2015 | 18.4 | 20.7756 | 2015 | 2.9124 | 3.0338
367 | UG | 11.211 | 10.194 | 1988 | 1 | 0.55589 | 2004 | 12.211 | 10.7499 | 2004 | 2.5023 | 2.3749
650 | UG | 23 | 15.3812 | 1981 | 0 | 5.9477 | 2007 | 23 | 21.3289 | 2007 | 3.1355 | 3.0601
902 | UG | 19.2 | 13.8707 | 2002 | 13.5 | 0.547 | 2009 | 32.7 | 14.4177 | 2009 | 3.4874 | 2.6685
1202 | UG | 19.4 | 13.9532 | 1989 | 1.6 | 10.745 | 2012 | 21 | 24.6982 | 2012 | 3.0445 | 3.2067
1338 | UG | 7.5 | 8.0985 | unknown | 2 | 6.6636 | 2013 | 9.5 | 14.7621 | 2013 | 2.2513 | 2.6921
212 | UG | 36.55 | 20.0513 | 1978 | 28 | 4.6265 | 2003 | 64.55 | 24.6777 | 2003 | 4.1674 | 3.2059
653 | UG | 64.55 | 27.7675 | 1977 | 1.32 | 0.56895 | 2007 | 65.87 | 28.3365 | 2007 | 4.1877 | 3.3442
1679 | UG | 65.87 | 28.0912 | 1977 | 0 | 3.0359 | 2016 | 65.87 | 31.1271 | 2016 | 4.1877 | 3.4381
1382 | UG | 24.2 | 15.8356 | unknown | 11.9 | 2.4484 | 2013 | 36.1 | 18.284 | 2013 | 3.5863 | 2.906
1638 | UG | 36.1 | 19.9096 | unknown | 0 | 1.4308 | 2015 | 36.1 | 21.3403 | 2015 | 3.5863 | 3.0606
874 | UG | 6.4 | 7.3957 | 1997 | 0.5 | 3.6334 | 2009 | 6.9 | 11.029 | 2009 | 1.9315 | 2.4005
491 | UG | 27.9 | 17.1793 | 1984 | 1 | 0.19252 | 2006 | 28.9 | 17.3718 | 2006 | 3.3638 | 2.8548
1396 | UG | 20.6 | 14.4409 | 2009 | 5.4 | 0.37351 | 2013 | 26 | 14.8144 | 2013 | 3.2581 | 2.6956
1597 | UG | 26 | 16.4995 | 2009 | 27.3 | 4.2356 | 2015 | 53.3 | 20.7351 | 2015 | 3.9759 | 3.0318
1292 | UG | 30.3 | 18.0103 | unknown | 2.5 | 4.4712 | 2013 | 32.8 | 22.4814 | 2013 | 3.4904 | 3.1127
364 | UG | 44.904 | 22.5588 | 1975 | 2 | 1.3175 | 2004 | 46.904 | 23.8763 | 2004 | 3.8481 | 3.1729
1306 | UG | 23.1 | 15.4195 | 1985 | 2.1 | 5.9849 | 2013 | 25.2 | 21.4043 | 2013 | 3.2268 | 3.0636
858 | UG | 28.4 | 17.3548 | 2009 | 13.3 | 5.4359 | 2010 | 41.7 | 22.7907 | 2010 | 3.7305 | 3.1264
1454 | UG | 41.7 | 21.6228 | 2009 | 5.7 | 0.45762 | 2013 | 47.4 | 22.0805 | 2013 | 3.8586 | 3.0947
637 | UG | 15.5 | 12.271 | 1989 | 8.4 | 5.0689 | 2007 | 23.9 | 17.3398 | 2007 | 3.1739 | 2.853
1254 | UG | 23.9 | 15.7229 | 1989 | 15.4 | 6.5284 | 2012 | 39.3 | 22.2514 | 2012 | 3.6712 | 3.1024
734 | UG | 20 | 14.1986 | 1974 | 4.4 | 11.2611 | 2011 | 24.4 | 25.4597 | 2011 | 3.1946 | 3.2371
1594 | UG | 24.4 | 15.9104 | 1974 | 0 | 17.2334 | 2017 | 24.4 | 33.1438 | 2017 | 3.1946 | 3.5009
1674 | UG | 17.4 | 13.1107 | 0 | 3.7 | 10.3273 | 2016 | 21.1 | 23.4379 | 2016 | 3.0493 | 3.1544
711 | UG | 11.5 | 10.3436 | 1976 | 13.7 | 9.2618 | 2009 | 25.2 | 19.6054 | 2009 | 3.2268 | 2.9758
408 | UG | 37.7 | 20.41 | 1976 | 2.042 | 0.58016 | 2004 | 39.742 | 20.9902 | 2004 | 3.6824 | 3.0441
698 | UG | 39.7 | 21.0229 | 1976 | 20.9 | 1.4407 | 2007 | 60.6 | 22.4636 | 2007 | 4.1043 | 3.1119
696 | UG | 9.137 | 9.0675 | 1981 | 8.063 | 0.2681 | 2007 | 17.2 | 9.3356 | 2007 | 2.8449 | 2.2338
1636 | UG | 17.2 | 13.0242 | 1981 | 0 | 6.6059 | 2015 | 17.2 | 19.6301 | 2015 | 2.8449 | 2.9771
1185 | UG | 32.4 | 18.7145 | 1988 | 2.5 | 2.8088 | 2011 | 34.9 | 21.5233 | 2011 | 3.5525 | 3.0691
568 | UG | 38.04 | 20.5152 | 1978 | 1 | 0.028819 | 2006 | 39.04 | 20.544 | 2006 | 3.6646 | 3.0226
853 | UG | 20 | 14.1986 | 1991 | 21.7 | 4.2556 | 2009 | 41.7 | 18.4542 | 2009 | 3.7305 | 2.9153
1201 | UG | 13.3 | 11.2415 | unknown | 10.6 | 7.6365 | 2012 | 23.9 | 18.878 | 2012 | 3.1739 | 2.938
654 | UG | 7.29 | 7.968 | 1976 | 4.41 | 0.73673 | 2007 | 11.7 | 8.7047 | 2007 | 2.4596 | 2.1639
1394 | UG | 11.7 | 10.4462 | 1976 | 10 | 5.0058 | 2014 | 21.7 | 15.452 | 2014 | 3.0773 | 2.7377
1294 | UG | 8.5 | 8.7001 | 0 | 1.6 | 4.562 | 2014 | 10.1 | 13.2621 | 2014 | 2.3125 | 2.5849
1670 | UG | 31.45 | 18.3984 | 0 | 24.25 | 2.7944 | 2016 | 55.7 | 21.1928 | 2016 | 4.02 | 3.0537
579 | UG | 17.1 | 12.9808 | unknown | 11 | 3.6516 | 2008 | 28.1 | 16.6324 | 2008 | 3.3358 | 2.8114
1670 | UG | 18.79 | 13.7003 | 0 | 30.51 | 18.3637 | 2016 | 49.3 | 32.064 | 2016 | 3.8979 | 3.4677
1083 | UG | 7.53 | 8.1171 | 1981 | 5.87 | 7.4125 | 2011 | 13.4 | 15.5296 | 2011 | 2.5953 | 2.7427
552 | UG | 20.23 | 14.2918 | 1991 | 10.47 | 1.1458 | 2006 | 30.7 | 15.4376 | 2006 | 3.4243 | 2.7368
1311 | UG | 30.7 | 18.146 | 1991 | 19.3 | 5.9841 | 2013 | 50 | 24.1301 | 2013 | 3.912 | 3.1835
1078 | UG | 17.66 | 13.2224 | 1957 | 7.34 | 1.0936 | 2011 | 25 | 14.3161 | 2011 | 3.2189 | 2.6614
495 | UG | 12.974 | 11.0829 | 1982 | 0 | 3.5908 | 2006 | 12.974 | 14.6737 | 2006 | 2.5629 | 2.6861
383 | UG | 0.51 | 1.7382 | 1984 | 8 | 3.9502 | 2005 | 8.51 | 5.6884 | 2005 | 2.1412 | 1.7384
1020 | UG | 13 | 11.0956 | 1977 | 9 | 7.345 | 2010 | 22 | 18.4406 | 2010 | 3.091 | 2.9146
1364 | UG | 8.5 | 8.7001 | 0 | 34 | 8.7951 | 2013 | 42.5 | 17.4952 | 2013 | 3.7495 | 2.8619
503 | UG | 31 | 18.2473 | 1972 | 16 | 3.8033 | 2007 | 47 | 22.0506 | 2007 | 3.8501 | 3.0933
925 | UG | 47 | 23.1557 | 1972 | 9 | 3.3165 | 2011 | 56 | 26.4721 | 2011 | 4.0254 | 3.2761
821 | UG | 25 | 16.1332 | 2006 | 32 | 9.4177 | 2011 | 57 | 25.5509 | 2011 | 4.0431 | 3.2407
486 | UG | 10.81 | 9.9836 | 1993 | 3.14 | 0.34692 | 2005 | 13.95 | 10.3306 | 2005 | 2.6355 | 2.3351
779 | UG | 13.95 | 11.5527 | 1993 | 4.05 | 0.91576 | 2008 | 18 | 12.4685 | 2008 | 2.8904 | 2.5232
1416 | UG | 18 | 13.3676 | 1993 | 6 | 1.4182 | 2014 | 24 | 14.7857 | 2014 | 3.1781 | 2.6937
554 | UG | 23 | 15.3812 | 1968 | 8.26 | 1.0611 | 2006 | 31.26 | 16.4423 | 2006 | 3.4423 | 2.7999
1581 | UG | 7.44 | 8.0614 | unknown | 9.36 | 5.3848 | 2015 | 16.8 | 13.4462 | 2015 | 2.8214 | 2.5987
880 | UG | 8.95 | 8.9608 | 1966 | 2.05 | 4.5764 | 2010 | 11 | 13.5372 | 2010 | 2.3979 | 2.6054
1047 | UG | 10 | 9.5483 | 1965 | 5 | 6.2586 | 2012 | 15 | 15.8069 | 2012 | 2.7081 | 2.7604
1045 | UG | 24.066 | 15.7854 | 1971 | 7.934 | 3.8009 | 2011 | 32 | 19.5863 | 2011 | 3.4657 | 2.9748
1616 | UG | 21.68 | 14.8695 | unknown | 25.75 | 0.84819 | 2015 | 47.43 | 15.7177 | 2015 | 3.8593 | 2.7548
362 | UG | 51.8 | 24.4812 | 1971 | 1 | 0.78848 | 2004 | 52.8 | 25.2696 | 2004 | 3.9665 | 3.2296
924 | UG | 45.94 | 22.8553 | 1982 | 6.06 | 1.4264 | 2010 | 52 | 24.2817 | 2010 | 3.9512 | 3.1897
1241 | UG | 20.29 | 14.3161 | unknown | 6 | 2.625 | 2012 | 26.29 | 16.9411 | 2012 | 3.2692 | 2.8297
438 | UG | 8.246 | 8.5503 | 1978 | 1 | 0.18095 | 2004 | 9.246 | 8.7313 | 2004 | 2.2242 | 2.1669
748 | UG | 25.541 | 16.3321 | 1995 | 1 | 0.38858 | 2008 | 26.541 | 16.7207 | 2008 | 3.2787 | 2.8166
1319 | UG | 15.71 | 12.3658 | 0 | 4.29 | 3.2377 | 2014 | 20 | 15.6035 | 2014 | 2.9957 | 2.7475
892 | UG | 13.05 | 11.12 | 1972 | 0 | 3.2491 | 2011 | 13.05 | 14.3691 | 2011 | 2.5688 | 2.6651
504 | UG | 10.496 | 9.8166 | 2007 | 0 | 2.1923 | 2006 | 10.496 | 12.0089 | 2007 | 2.351 | 2.4856
618 | UG | 11 | 10.0837 | 1995 | 11.5 | 2.3465 | 2006 | 22.5 | 12.4302 | 2006 | 3.1135 | 2.5201
712 | UG | 7.5 | 8.0985 | 1980 | 1 | 7.8904 | 2011 | 8.5 | 15.989 | 2011 | 2.1401 | 2.7719
726 | UG | 25.6354 | 16.3666 | 1982 | 5.3646 | 1.0316 | 2008 | 31 | 17.3983 | 2008 | 3.434 | 2.8564
530 | UG | 25 | 16.1332 | 1982 | 20 | 4.5023 | 2006 | 45 | 20.6354 | 2006 | 3.8067 | 3.027
755 | UG | 8.698 | 8.8155 | 1983 | 3.302 | 0.74649 | 2008 | 12 | 9.562 | 2008 | 2.4849 | 2.2578
1081 | UG | 12 | 10.5987 | 1983 | 4 | 0.74616 | 2010 | 16 | 11.3448 | 2010 | 2.7726 | 2.4288
307 | UG | 9.07 | 9.0294 | 1985 | 1.002 | 2.5231 | 2003 | 10.072 | 11.5525 | 2003 | 2.3098 | 2.4469
1466 | UG | 10.07 | 9.5865 | 1985 | 4.93 | 4.6348 | 2015 | 15 | 14.2213 | 2015 | 2.7081 | 2.6547
1091 | UG | 16.06 | 12.5228 | 1982 | 24.34 | 7.6638 | 2011 | 40.4 | 20.1866 | 2011 | 3.6988 | 3.005
666 | UG | 25.92 | 16.4704 | 1987 | 14.08 | 3.6888 | 2008 | 40 | 20.1592 | 2008 | 3.6889 | 3.0037
556 | UG | 8.656 | 8.7911 | 1985 | 4.344 | 3.2484 | 2007 | 13 | 12.0395 | 2007 | 2.5649 | 2.4882
452 | UG | 10.781 | 9.9683 | 1986 | 3.619 | 3.4437 | 2005 | 14.4 | 13.412 | 2005 | 2.6672 | 2.5962
613 | UG | 6.2 | 7.2625 | 1999 | 2.2 | 0.43132 | 2006 | 8.4 | 7.6938 | 2006 | 2.1282 | 2.0404
778 | UG | 0.1 | 0.68401 | 1988 | 1.9 | 0.48701 | 2008 | 2 | 1.171 | 2008 | 0.69315 | 0.15787
1571 | UG | 2 | 3.8003 | 1988 | 11 | 1.592 | 2016 | 13 | 5.3923 | 2016 | 2.5649 | 1.685
525 | UG | 11.55 | 10.3693 | 1995 | 14 | 2.1078 | 2006 | 25.55 | 12.4771 | 2006 | 3.2406 | 2.5239
1324 | UG | 15.8 | 12.4064 | 2012 | 12.3 | 2.2693 | 2014 | 28.1 | 14.6757 | 2014 | 3.3358 | 2.6862
511 | UG | 13.95 | 11.5527 | 2004 | 4.05 | 0.42904 | 2004 | 18 | 11.9818 | 2004 | 2.8904 | 2.4834
1094 | UG | 18 | 13.3676 | 2004 | 6 | 1.0646 | 2011 | 24 | 14.4322 | 2011 | 3.1781 | 2.6695
775 | UG | 8 | 8.4033 | 2002 | 7 | 1.4059 | 2008 | 15 | 9.8092 | 2008 | 2.7081 | 2.2833
1646 | UG | 2.88 | 4.6824 | unknown | 3.52 | 6.6896 | 2016 | 6.4 | 11.3719 | 2016 | 1.8563 | 2.4311
467 | UG | 5.7 | 6.9212 | 1996 | 7.9 | 3.4855 | 2005 | 13.6 | 10.4067 | 2005 | 2.6101 | 2.3424
437 | UG | 23 | 15.3812 | 2001 | 17 | 3.6314 | 2008 | 40 | 19.0126 | 2008 | 3.6889 | 2.9451
1233 | UG | 40 | 21.1137 | 2001 | 10 | 3.8904 | 2011 | 50 | 25.0042 | 2011 | 3.912 | 3.219
361 | UG | 12.22 | 10.7095 | 1986 | 13 | 1.172 | 2002 | 25.22 | 11.8815 | 2002 | 3.2276 | 2.475
645 | UG | 25.22 | 16.2143 | 1986 | 1 | 0.22668 | 2006 | 26.22 | 16.441 | 2006 | 3.2665 | 2.7998
720 | UG | 5.29 | 6.6317 | 1974 | 3.91 | 3.2147 | 2009 | 9.2 | 9.8463 | 2009 | 2.2192 | 2.2871
1554 | UG | 18 | 13.3676 | 2013 | 13 | 4.0041 | 2015 | 31 | 17.3717 | 2015 | 3.434 | 2.8548
1570 | UG | 12 | 10.5987 | 0 | 7 | 5.7129 | 2016 | 19 | 16.3116 | 2016 | 2.9444 | 2.7919
1280 | UG | 10 | 9.5483 | 0 | 10 | 3.9567 | 2013 | 20 | 13.505 | 2013 | 2.9957 | 2.6031
659 | UG | 51 | 24.264 | 1974 | 7 | 0.19039 | 2006 | 58 | 24.4544 | 2006 | 4.0604 | 3.1968
1240 | UG | 9 | 8.9895 | 0 | 12 | 2.4762 | 2013 | 21 | 11.4657 | 2013 | 3.0445 | 2.4394
317 | UG | 26.67 | 16.7416 | 1978 | 8.46 | 3.7336 | 2002 | 35.13 | 20.4752 | 2002 | 3.5591 | 3.0192
1510 | UG | 35.13 | 19.6015 | 1978 | 0 | 1.0378 | 2014 | 35.13 | 20.6394 | 2014 | 3.5591 | 3.0272
1678 | UG | 71.19 | 29.3683 | 0 | 3.81 | 0.18769 | 2015 | 75 | 29.556 | 2015 | 4.3175 | 3.3863
409 | UG | 50.9 | 24.2368 | unknown | 0 | 6.95 | 2004 | 50.9 | 31.1868 | 2004 | 3.9299 | 3.44
620 | UG | 66.04 | 28.1327 | unknown | 1 | 0.052327 | 2006 | 67.04 | 28.185 | 2006 | 4.2053 | 3.3388
1085 | UG | 67.04 | 28.3757 | unknown | 2 | 0.079312 | 2010 | 69.04 | 28.455 | 2010 | 4.2347 | 3.3483
589 | UG | 36.963 | 20.1806 | 1974 | 0 | 0.032007 | 2005 | 36.963 | 20.2126 | 2005 | 3.6099 | 3.0063
836 | UG | 33.963 | 19.2261 | 1974 | 10.037 | 0.20825 | 2008 | 44 | 19.4344 | 2008 | 3.7842 | 2.967
1417 | UG | 53.176 | 24.8513 | 0 | 2.824 | 0.36632 | 2013 | 56 | 25.2177 | 2013 | 4.0254 | 3.2275
1575 | UG | 107.8 | 37.2418 | 0 | 2.2 | 0.084606 | 2014 | 110 | 37.3264 | 2014 | 4.7005 | 3.6197
1480 | UG | 92 | 34.0118 | 0 | 9 | 1.4186 | 2015 | 101 | 35.4305 | 2015 | 4.6151 | 3.5676
1644 | UG | 25 | 16.1332 | 0 | 14 | 6.4882 | 2016 | 39 | 22.6214 | 2016 | 3.6636 | 3.1189
1276 | UG | 34 | 19.2381 | unknown | 4 | 0.69755 | 2012 | 38 | 19.9357 | 2012 | 3.6376 | 2.9925
823 | UG | 10 | 9.5483 | unknown | 25 | 8.3157 | 2009 | 35 | 17.864 | 2009 | 3.5553 | 2.8828
1601 | UG | 77 | 30.7173 | 0 | 0 | 4.0095 | 2015 | 77 | 34.7267 | 2015 | 4.3438 | 3.5475
1046 | UG | 33 | 18.9121 | unknown | 17 | 13.8381 | 2011 | 50 | 32.7502 | 2011 | 3.912 | 3.4889
873 | UG | 38 | 20.5028 | unknown | 10 | 10.835 | 2011 | 48 | 31.3378 | 2011 | 3.8712 | 3.4448
630 | UG | 36.4 | 20.0041 | unknown | 3.6 | 0.76182 | 2007 | 40 | 20.7659 | 2007 | 3.6889 | 3.0333
1107 | UG | 16 | 12.496 | 2010 | 24 | 7.7 | 2014 | 40 | 20.196 | 2014 | 3.6889 | 3.0055
682 | UG | 12 | 10.5987 | 2005 | 18 | 4.2252 | 2009 | 30 | 14.8239 | 2009 | 3.4012 | 2.6962
677 | UG | 117 | 39.0293 | unknown | 0 | 5.9673 | 2009 | 117 | 44.9966 | 2009 | 4.7622 | 3.8066
643 | UG | 53.37 | 24.9032 | unknown | 0.5 | 4.4087 | 2009 | 53.87 | 29.3119 | 2009 | 3.9866 | 3.378
* Type is either Greenfield (“GF”) or Upgrade (“UG”), where Upgrade refers to additional facilities that increase the capacity of an existing Greenfield project
** For Iteration 9, Greenfield Cost for an Upgrade project is estimated using the Iteration 8 power curve for greenfield and upgrade projects

## GF + UG Iteration 10
Alberta Electric System Operator
2018 ISO Tariff Application
Appendix G - Point of Delivery Cost Function Workbook
Tenth-Interation Calculation of Power Curve for Greenfield and Upgrade Projects
August 17, 2018
Project | Type * | Greenfield MW | Greenfield Cost ** | Greenfield Year | Upgrade MW | Upgrade Cost | Upgrade Year | Total MW | Total Cost | Total Year | LN(MW) | LN(Cost) |  | ln(y)=m*ln(x) + b Linear Regression
476 | GF | 14 | 16.8618 | 2003 |  |  |  | 14 | 16.8618 | 2003 | 2.6391 | 2.8251 | m | 0.57258 | 0.93784 | b
478 | GF | 8.5 | 6.0182 | 2003 |  |  |  | 8.5 | 6.0182 | 2003 | 2.1401 | 1.7948 | se | 0.032094 | 0.10234 | seb
473 | GF | 30 | 14.999 | 2003 |  |  |  | 30 | 14.999 | 2003 | 3.4012 | 2.708 | R2 | 0.52934 | 0.39316 | sev
1042 | GF | 13 | 11.1648 | 2011 |  |  |  | 13 | 11.1648 | 2011 | 2.5649 | 2.4128 | F | 318.288 | 283 | df
443 | GF | 24.3 | 11.7056 | 2006 |  |  |  | 24.3 | 11.7056 | 2006 | 3.1905 | 2.4601 | ssreg | 49.1989 | 43.7443 | ssresid
1195 | GF | 18 | 31.6599 | 2011 |  |  |  | 18 | 31.6599 | 2011 | 2.8904 | 3.4551
420 | GF | 6 | 9.6396 | 2007 |  |  |  | 6 | 9.6396 | 2007 | 1.7918 | 2.2659 |  | y=cx^m, where c=e^b
440 | GF | 10 | 16.0096 | 2006 |  |  |  | 10 | 16.0096 | 2006 | 2.3026 | 2.7732 | m | 0.57258 | 0.007323% | change
1102 | GF | 20 | 16.2936 | 2011 |  |  |  | 20 | 16.2936 | 2011 | 2.9957 | 2.7908 | c | 2.5544 | -0.01335% | from
324 | GF | 17.2 | 8.9094 | 2003 |  |  |  | 17.2 | 8.9094 | 2003 | 2.8449 | 2.1871 |  |  |  | prior
1103 | GF | 20 | 17.2995 | 2011 |  |  |  | 20 | 17.2995 | 2011 | 2.9957 | 2.8507 |  |  |  | iteration
386 | GF | 9 | 9.9511 | 2003 |  |  |  | 9 | 9.9511 | 2003 | 2.1972 | 2.2977
80 | GF | 8 | 6.0754 | 2001 |  |  |  | 8 | 6.0754 | 2001 | 2.0794 | 1.8042
1052 | GF | 13.6 | 10.9027 | 2011 |  |  |  | 13.6 | 10.9027 | 2011 | 2.6101 | 2.389
347 | GF | 10.548 | 9.3005 | 2003 |  |  |  | 10.548 | 9.3005 | 2003 | 2.3559 | 2.2301
1358 | GF | 27 | 13.0727 | 2011 |  |  |  | 27 | 13.0727 | 2011 | 3.2958 | 2.5705
584 | GF | 28 | 34.9037 | 2011 |  |  |  | 28 | 34.9037 | 2011 | 3.3322 | 3.5526
422 | GF | 24 | 13.6508 | 2003 |  |  |  | 24 | 13.6508 | 2003 | 3.1781 | 2.6138
944 | GF | 43 | 26.8161 | 2010 |  |  |  | 43 | 26.8161 | 2010 | 3.7612 | 3.289
387 | GF | 7.5 | 9.5131 | 2003 |  |  |  | 7.5 | 9.5131 | 2003 | 2.0149 | 2.2527
587 | GF | 17.8 | 13.1522 | 2006 |  |  |  | 17.8 | 13.1522 | 2006 | 2.8792 | 2.5766
585 | GF | 20.6 | 11.2912 | 2007 |  |  |  | 20.6 | 11.2912 | 2007 | 3.0253 | 2.424
831 | GF | 19.6 | 20.9656 | 2011 |  |  |  | 19.6 | 20.9656 | 2011 | 2.9755 | 3.0429
340 | GF | 22 | 13.3096 | 2003 |  |  |  | 22 | 13.3096 | 2003 | 3.091 | 2.5885
334 | GF | 18.8 | 7.9464 | 2003 |  |  |  | 18.8 | 7.9464 | 2003 | 2.9339 | 2.0727
343 | GF | 15.6 | 13.9997 | 2003 |  |  |  | 15.6 | 13.9997 | 2003 | 2.7473 | 2.639
358 | GF | 19.8 | 7.2249 | 2003 |  |  |  | 19.8 | 7.2249 | 2003 | 2.9857 | 1.9775
702 | GF | 28.4 | 5.2102 | 2007 |  |  |  | 28.4 | 5.2102 | 2007 | 3.3464 | 1.6506
526 | GF | 19 | 13.7588 | 2007 |  |  |  | 19 | 13.7588 | 2007 | 2.9444 | 2.6217
288 | GF | 12 | 4.4534 | 2001 |  |  |  | 12 | 4.4534 | 2001 | 2.4849 | 1.4937
851 | GF | 25 | 12.9318 | 2007 |  |  |  | 25 | 12.9318 | 2007 | 3.2189 | 2.5597
648 | GF | 15 | 14.9737 | 2007 |  |  |  | 15 | 14.9737 | 2007 | 2.7081 | 2.7063
855 | GF | 23 | 28.6671 | 2011 |  |  |  | 23 | 28.6671 | 2011 | 3.1355 | 3.3557
700 | GF | 9.8 | 7.0658 | 2007 |  |  |  | 9.8 | 7.0658 | 2007 | 2.2824 | 1.9553
683 | GF | 30 | 16.0323 | 2011 |  |  |  | 30 | 16.0323 | 2011 | 3.4012 | 2.7746
559 | GF | 115 | 56.8595 | 2011 |  |  |  | 115 | 56.8595 | 2011 | 4.7449 | 4.0406
1074 | GF | 67 | 43.1388 | 2011 |  |  |  | 67 | 43.1388 | 2011 | 4.2047 | 3.7644
34 | GF | 16 | 7.5134 | 2000 |  |  |  | 16 | 7.5134 | 2000 | 2.7726 | 2.0167
433 | GF | 25 | 22.3083 | 2003 |  |  |  | 25 | 22.3083 | 2003 | 3.2189 | 3.105
79A | GF | 8 | 5.0823 | 2000 |  |  |  | 8 | 5.0823 | 2000 | 2.0794 | 1.6258
10A | GF | 6.2 | 8.916 | 2001 |  |  |  | 6.2 | 8.916 | 2001 | 1.8245 | 2.1878
345 | GF | 35 | 8.369 | 2003 |  |  |  | 35 | 8.369 | 2003 | 3.5553 | 2.1245
1049 | GF | 15.2 | 54.5518 | 2011 |  |  |  | 15.2 | 54.5518 | 2011 | 2.7213 | 3.9992
230 | GF | 17 | 10.7399 | 2003 |  |  |  | 17 | 10.7399 | 2003 | 2.8332 | 2.374
79B | GF | 8 | 3.3788 | 2000 |  |  |  | 8 | 3.3788 | 2000 | 2.0794 | 1.2175
10B | GF | 9.406 | 9.7991 | 2001 |  |  |  | 9.406 | 9.7991 | 2001 | 2.2413 | 2.2823
8 | GF | 18 | 11.9841 | 2000 |  |  |  | 18 | 11.9841 | 2000 | 2.8904 | 2.4836
487 | GF | 22 | 16.6067 | 2007 |  |  |  | 22 | 16.6067 | 2007 | 3.091 | 2.8098
385 | GF | 7.5 | 8.5881 | 2003 |  |  |  | 7.5 | 8.5881 | 2003 | 2.0149 | 2.1504
865 | GF | 25 | 8.6092 | 2007 |  |  |  | 25 | 8.6092 | 2007 | 3.2189 | 2.1528
863 | GF | 25 | 8.2434 | 2007 |  |  |  | 25 | 8.2434 | 2007 | 3.2189 | 2.1094
527 | GF | 17 | 6.9319 | 2007 |  |  |  | 17 | 6.9319 | 2007 | 2.8332 | 1.9361
595 | GF | 11 | 19.0874 | 2007 |  |  |  | 11 | 19.0874 | 2007 | 2.3979 | 2.949
528 | GF | 17 | 5.2658 | 2007 |  |  |  | 17 | 5.2658 | 2007 | 2.8332 | 1.6612
529 | GF | 17 | 7.7922 | 2007 |  |  |  | 17 | 7.7922 | 2007 | 2.8332 | 2.0531
1095 | GF | 18 | 11.9234 | 2011 |  |  |  | 18 | 11.9234 | 2011 | 2.8904 | 2.4785
561 | GF | 46 | 58.1001 | 2011 |  |  |  | 46 | 58.1001 | 2011 | 3.8286 | 4.0622
1018 | GF | 3 | 10.6346 | 2011 |  |  |  | 3 | 10.6346 | 2011 | 1.0986 | 2.3641
360 | GF | 22 | 7.1175 | 2003 |  |  |  | 22 | 7.1175 | 2003 | 3.091 | 1.9626
1106 | GF | 12 | 20.2179 | 2011 |  |  |  | 12 | 20.2179 | 2011 | 2.4849 | 3.0066
899 | GF | 25 | 15.1725 | 2010 |  |  |  | 25 | 15.1725 | 2010 | 3.2189 | 2.7195
1191 | GF | 11 | 12.6281 | 2011 |  |  |  | 11 | 12.6281 | 2011 | 2.3979 | 2.5359
1115 | GF | 10 | 24.3628 | 2011 |  |  |  | 10 | 24.3628 | 2011 | 2.3026 | 3.1931
1053 | GF | 9 | 14.7144 | 2011 |  |  |  | 9 | 14.7144 | 2011 | 2.1972 | 2.6888
864 | GF | 25 | 9.8258 | 2007 |  |  |  | 25 | 9.8258 | 2007 | 3.2189 | 2.285
834 | GF | 45 | 25.7984 | 2010 |  |  |  | 45 | 25.7984 | 2010 | 3.8067 | 3.2503
722 | GF | 10.5 | 13.5015 | 2010 |  |  |  | 10.5 | 13.5015 | 2010 | 2.3514 | 2.6028
927 | GF | 60 | 25.8871 | 2011 |  |  |  | 60 | 25.8871 | 2011 | 4.0943 | 3.2537
1068 | GF | 11.2 | 26.9182 | 2011 |  |  |  | 11.2 | 26.9182 | 2011 | 2.4159 | 3.2928
506 | GF | 20 | 13.9693 | 2003 |  |  |  | 20 | 13.9693 | 2003 | 2.9957 | 2.6369
456 | GF | 16 | 17.647 | 2007 |  |  |  | 16 | 17.647 | 2007 | 2.7726 | 2.8706
130 | GF | 18 | 8.437 | 2001 |  |  |  | 18 | 8.437 | 2001 | 2.8904 | 2.1326
308 | GF | 10 | 8.8754 | 2003 |  |  |  | 10 | 8.8754 | 2003 | 2.3026 | 2.1833
829 | GF | 20 | 27.7611 | 2011 |  |  |  | 20 | 27.7611 | 2011 | 2.9957 | 3.3236
425 | GF | 17 | 11.7254 | 2006 |  |  |  | 17 | 11.7254 | 2006 | 2.8332 | 2.4618
333 | GF | 12 | 7.5607 | 2003 |  |  |  | 12 | 7.5607 | 2003 | 2.4849 | 2.023
769 | GF | 40 | 26.3813 | 2007 |  |  |  | 40 | 26.3813 | 2007 | 3.6889 | 3.2727
948 | GF | 57 | 12.6537 | 2014 |  |  |  | 57 | 12.6537 | 2014 | 4.0431 | 2.5379
1128 | GF | 45 | 63.5562 | 2013 |  |  |  | 45 | 63.5562 | 2013 | 3.8067 | 4.1519
1214 | GF | 52 | 22.6317 | 2013 |  |  |  | 52 | 22.6317 | 2013 | 3.9512 | 3.1194
1225 | GF | 20 | 18.6367 | 2013 |  |  |  | 20 | 18.6367 | 2013 | 2.9957 | 2.9251
1263 | GF | 8 | 19.6117 | 2013 |  |  |  | 8 | 19.6117 | 2013 | 2.0794 | 2.9761
1309 | GF | 15 | 16.1093 | 2013 |  |  |  | 15 | 16.1093 | 2013 | 2.7081 | 2.7794
1349 | GF | 34 | 8.968 | 2013 |  |  |  | 34 | 8.968 | 2013 | 3.5264 | 2.1937
1358 | GF | 27 | 13.0727 | 2013 |  |  |  | 27 | 13.0727 | 2013 | 3.2958 | 2.5705
1404 | GF | 35 | 35.2763 | 2013 |  |  |  | 35 | 35.2763 | 2013 | 3.5553 | 3.5632
1482 | GF | 18.4 | 18.7658 | 2013 |  |  |  | 18.4 | 18.7658 | 2013 | 2.9124 | 2.932
1515 | GF | 7.2 | 12.9927 | 2013 |  |  |  | 7.2 | 12.9927 | 2013 | 1.9741 | 2.5644
1618 | GF | 21 | 15.966 | 2016 |  |  |  | 21 | 15.966 | 2016 | 3.0445 | 2.7705
1634 | GF | 17.9 | 17.1728 | 2015 |  |  |  | 17.9 | 17.1728 | 2015 | 2.8848 | 2.8433
1258 | GF | 46 | 53.5183 | 2017 |  |  |  | 46 | 53.5183 | 2017 | 3.8286 | 3.98
1284 | GF | 24.1 | 7.0843 | 2013 |  |  |  | 24.1 | 7.0843 | 2013 | 3.1822 | 1.9579
Pre-01 | GF | 2.2 | 2.4934 | 1990 |  |  |  | 2.2 | 2.4934 | 1990 | 0.78846 | 0.91364
Pre-02 | GF | 1.464 | 1.494 | 1987 |  |  |  | 1.464 | 1.494 | 1987 | 0.38117 | 0.40147
Pre-03 | GF | 4.075 | 1.9369 | 1990 |  |  |  | 4.075 | 1.9369 | 1990 | 1.4049 | 0.66111
Pre-04 | GF | 10 | 8.5265 | 1991 |  |  |  | 10 | 8.5265 | 1991 | 2.3026 | 2.1432
Pre-05 | GF | 4.8 | 4.0522 | 1988 |  |  |  | 4.8 | 4.0522 | 1988 | 1.5686 | 1.3993
Pre-06 | GF | 5.1 | 9.6482 | 1989 |  |  |  | 5.1 | 9.6482 | 1989 | 1.6292 | 2.2668
Pre-07 | GF | 6.9 | 5.0294 | 1997 |  |  |  | 6.9 | 5.0294 | 1997 | 1.9315 | 1.6153
Pre-08 | GF | 11.8 | 6.3729 | 1987 |  |  |  | 11.8 | 6.3729 | 1987 | 2.4681 | 1.8521
Pre-09 | GF | 9.7 | 2.9443 | 1997 |  |  |  | 9.7 | 2.9443 | 1997 | 2.2721 | 1.0799
Pre-10 | GF | 6.12 | 13.4811 | 1990 |  |  |  | 6.12 | 13.4811 | 1990 | 1.8116 | 2.6013
Pre-11 | GF | 6.2672 | 2.9102 | 1987 |  |  |  | 6.2672 | 2.9102 | 1987 | 1.8353 | 1.0682
Pre-12 | GF | 6.366 | 9.8907 | 1993 |  |  |  | 6.366 | 9.8907 | 1993 | 1.851 | 2.2916
Pre-13 | GF | 8.5 | 5.9446 | 1990 |  |  |  | 8.5 | 5.9446 | 1990 | 2.1401 | 1.7825
Pre-14 | GF | 46.55 | 7.1936 | 1991 |  |  |  | 46.55 | 7.1936 | 1991 | 3.8405 | 1.9732
Pre-15 | GF | 56.8 | 17.5945 | 1990 |  |  |  | 56.8 | 17.5945 | 1990 | 4.0395 | 2.8676
Pre-16 | GF | 81.576 | 14.0262 | 1988 |  |  |  | 81.576 | 14.0262 | 1988 | 4.4015 | 2.6409
Pre-17 | GF | 95.2 | 14.2199 | 1999 |  |  |  | 95.2 | 14.2199 | 1999 | 4.556 | 2.6546
Pre-18 | GF | 122.772 | 23.4475 | 1990 |  |  |  | 122.772 | 23.4475 | 1990 | 4.8103 | 3.1548
1184 | UG | 30 | 17.9086 | 2013 | 18.2 | 18.8693 | 2012 | 48.2 | 36.778 | 2013 | 3.8754 | 3.6049
1481 | UG | 48.2 | 23.4943 | 2013 | 0 | 1.1114 | 2014 | 48.2 | 24.6057 | 2014 | 3.8754 | 3.203
457 | UG | 10.77 | 9.9618 | 1990 | 10 | 3.2891 | 2006 | 20.77 | 13.2509 | 2006 | 3.0335 | 2.5841
407 | UG | 25.4 | 16.2808 | 1982 | 2 | 0.60107 | 2004 | 27.4 | 16.8818 | 2004 | 3.3105 | 2.8262
706 | UG | 14.85 | 11.9733 | 1984 | 14.25 | 5.8346 | 2008 | 29.1 | 17.8079 | 2008 | 3.3707 | 2.8796
1070 | UG | 34 | 19.2391 | 1984 | 4.9 | 0.83608 | 2011 | 38.9 | 20.0752 | 2011 | 3.661 | 2.9995
1264 | UG | 38.9 | 20.7807 | 1984 | 7.2 | 8.0579 | 2013 | 46.1 | 28.8386 | 2013 | 3.8308 | 3.3617
1208 | UG | 14.1 | 11.6232 | 1961 | 11.5 | 2.7992 | 2012 | 25.6 | 14.4224 | 2012 | 3.2426 | 2.6688
655 | UG | 12.053 | 10.6248 | 1974 | 2.339 | 0.59465 | 2007 | 14.392 | 11.2195 | 2007 | 2.6667 | 2.4177
733 | UG | 24.3 | 15.8733 | 2007 | 17.1 | 6.7726 | 2009 | 41.4 | 22.6459 | 2009 | 3.7233 | 3.12
1700 | UG | 13.4 | 11.2892 | 0 | 0 | 4.0239 | 2016 | 13.4 | 15.3131 | 2016 | 2.5953 | 2.7287
1569 | UG | 17.7 | 13.2393 | 1997 | 0 | 3.7373 | 2015 | 17.7 | 16.9766 | 2015 | 2.8736 | 2.8318
401 | UG | 2 | 3.7993 | 1986 | 1.5 | 0.36204 | 2004 | 3.5 | 4.1614 | 2004 | 1.2528 | 1.4258
1412 | UG | 3.5 | 5.2343 | 1986 | 11 | 4.3575 | 2015 | 14.5 | 9.5917 | 2015 | 2.6741 | 2.2609
1318 | UG | 22.3 | 15.1116 | 1997 | 28.9 | 1.6878 | 2013 | 51.2 | 16.7994 | 2013 | 3.9357 | 2.8213
1194 | UG | 5.8 | 6.9895 | 1980 | 9.6 | 1.6086 | 2011 | 15.4 | 8.5981 | 2011 | 2.7344 | 2.1515
801 | UG | 10 | 9.5476 | 2008 | 0 | 6.3106 | 2009 | 10 | 15.8582 | 2009 | 2.3026 | 2.7637
804 | UG | 14.429 | 11.7777 | 1982 | 9.871 | 9.1567 | 2009 | 24.3 | 20.9344 | 2009 | 3.1905 | 3.0414
365 | UG | 15.9 | 12.4509 | 1982 | 0.269 | 0.59607 | 2003 | 16.169 | 13.047 | 2003 | 2.7831 | 2.5686
708 | UG | 16.2 | 12.5848 | 1982 | 11.5 | 6.8375 | 2007 | 27.7 | 19.4223 | 2007 | 3.3214 | 2.9664
1568 | UG | 27.7 | 17.1092 | 1997 | 8.1 | 3.5849 | 2015 | 35.8 | 20.6941 | 2015 | 3.5779 | 3.0298
398 | UG | 27.329 | 16.9776 | 1981 | 2 | 1.4547 | 2004 | 29.329 | 18.4323 | 2004 | 3.3786 | 2.9141
1642 | UG | 16.12 | 12.5492 | unknown | 2.78 | 10.1341 | 2015 | 18.9 | 22.6833 | 2015 | 2.9392 | 3.1216
522 | UG | 38.7 | 20.7195 | 1981 | 2.3 | 0.49327 | 2006 | 41 | 21.2128 | 2006 | 3.7136 | 3.0546
170 | UG | 20.4 | 14.3604 | unknown | 5.6 | 4.4337 | 2001 | 26 | 18.7942 | 2001 | 3.2581 | 2.9335
1312 | UG | 23.63 | 15.6212 | unknown | 0 | 6.0245 | 2013 | 23.63 | 21.6457 | 2013 | 3.1625 | 3.0748
170 | UG | 21.6 | 14.8382 | unknown | 1 | 4.883 | 2001 | 22.6 | 19.7211 | 2001 | 3.1179 | 2.9817
1366 | UG | 25.5 | 16.3174 | 0 | 14 | 5.5737 | 2013 | 39.5 | 21.8911 | 2013 | 3.6763 | 3.0861
170 | UG | 5.4 | 6.7093 | unknown | 10.6 | 5.2097 | 2001 | 16 | 11.919 | 2001 | 2.7726 | 2.4781
1350 | UG | 16 | 12.4957 | 0 | 20 | 6.53 | 2013 | 36 | 19.0257 | 2013 | 3.5835 | 2.9458
658 | UG | 1.6 | 3.3437 | 1996 | 13.2 | 7.1147 | 2008 | 14.8 | 10.4583 | 2008 | 2.6946 | 2.3474
897 | UG | 14.8 | 11.9502 | 1996 | 3 | 6.2372 | 2010 | 17.8 | 18.1874 | 2010 | 2.8792 | 2.9007
483 | UG | 20.7 | 14.481 | 1986 | 18.1 | 3.6201 | 2005 | 38.8 | 18.101 | 2005 | 3.6584 | 2.896
1494 | UG | 13.3 | 11.2409 | 0 | 6 | 6.4297 | 2014 | 19.3 | 17.6707 | 2014 | 2.9601 | 2.8719
488 | UG | 41.3 | 21.5054 | 1982 | 24.2 | 0.40463 | 2006 | 65.5 | 21.91 | 2006 | 4.1821 | 3.0869
1692 | UG | 65.5 | 28.0041 | 0 | 0 | 2.2188 | 2016 | 65.5 | 30.2229 | 2016 | 4.1821 | 3.4086
318 | UG | 22.87 | 15.3315 | 1996 | 1 | 0.76702 | 2001 | 23.87 | 16.0986 | 2001 | 3.1726 | 2.7787
806 | UG | 23.867 | 15.7107 | 1996 | 5.433 | 0.68948 | 2008 | 29.3 | 16.4002 | 2008 | 3.3776 | 2.7973
1495 | UG | 29.3 | 17.6682 | 1996 | 0 | 5.1428 | 2014 | 29.3 | 22.811 | 2014 | 3.3776 | 3.1272
1386 | UG | 32.7 | 18.8144 | 0 | 13.5 | 0.85934 | 2013 | 46.2 | 19.6737 | 2013 | 3.833 | 2.9793
928 | UG | 18.02 | 13.3759 | 1992 | 3.48 | 10.3644 | 2010 | 21.5 | 23.7402 | 2010 | 3.0681 | 3.1672
1450 | UG | 21.5 | 14.7988 | 1992 | 16.3 | 5.153 | 2014 | 37.8 | 19.9518 | 2014 | 3.6323 | 2.9933
170 | UG | 17.7 | 13.2393 | unknown | 8.8 | 1.1342 | 2001 | 26.5 | 14.3736 | 2001 | 3.2771 | 2.6654
649 | UG | 26.5 | 16.6808 | 1997 | 33.8 | 5.0181 | 2007 | 60.3 | 21.6989 | 2007 | 4.0993 | 3.0773
1203 | UG | 20.5 | 14.4007 | 1977 | 4.1 | 12.4436 | 2012 | 24.6 | 26.8443 | 2012 | 3.2027 | 3.2901
170 | UG | 7.9 | 8.3422 | 1972 | 6.1 | 2.9005 | 2001 | 14 | 11.2427 | 2001 | 2.6391 | 2.4197
363 | UG | 21.226 | 14.6905 | 1975 | 4.2 | 0.82194 | 2004 | 25.426 | 15.5125 | 2004 | 3.2358 | 2.7416
493 | UG | 25.4 | 16.2808 | 1975 | 3.3 | 3.4003 | 2006 | 28.7 | 19.681 | 2006 | 3.3569 | 2.9797
685 | UG | 28.7 | 17.4601 | 1975 | 4.2 | 0.94607 | 2007 | 32.9 | 18.4062 | 2007 | 3.4935 | 2.9127
1574 | UG | 28 | 17.215 | 2013 | 0 | 6.2662 | 2015 | 28 | 23.4812 | 2015 | 3.3322 | 3.1562
435 | UG | 10.6 | 9.8715 | 1990 | 8.4 | 3.0774 | 2004 | 19 | 12.9488 | 2004 | 2.9444 | 2.561
652 | UG | 10.195 | 9.6537 | 1986 | 3.405 | 4.3802 | 2007 | 13.6 | 14.0339 | 2007 | 2.6101 | 2.6415
366 | UG | 11.1 | 10.1354 | 1981 | 4.8 | 0.60208 | 2003 | 15.9 | 10.7375 | 2003 | 2.7663 | 2.3737
1640 | UG | 15.9 | 12.4509 | 1981 | 2.5 | 8.3244 | 2015 | 18.4 | 20.7753 | 2015 | 2.9124 | 3.0338
367 | UG | 11.211 | 10.1933 | 1988 | 1 | 0.55589 | 2004 | 12.211 | 10.7492 | 2004 | 2.5023 | 2.3748
650 | UG | 23 | 15.3814 | 1981 | 0 | 5.9477 | 2007 | 23 | 21.3291 | 2007 | 3.1355 | 3.0601
902 | UG | 19.2 | 13.8705 | 2002 | 13.5 | 0.547 | 2009 | 32.7 | 14.4175 | 2009 | 3.4874 | 2.6684
1202 | UG | 19.4 | 13.9531 | 1989 | 1.6 | 10.745 | 2012 | 21 | 24.6981 | 2012 | 3.0445 | 3.2067
1338 | UG | 7.5 | 8.0977 | unknown | 2 | 6.6636 | 2013 | 9.5 | 14.7613 | 2013 | 2.2513 | 2.692
212 | UG | 36.55 | 20.0524 | 1978 | 28 | 4.6265 | 2003 | 64.55 | 24.6789 | 2003 | 4.1674 | 3.2059
653 | UG | 64.55 | 27.7708 | 1977 | 1.32 | 0.56895 | 2007 | 65.87 | 28.3397 | 2007 | 4.1877 | 3.3443
1679 | UG | 65.87 | 28.0945 | 1977 | 0 | 3.0359 | 2016 | 65.87 | 31.1305 | 2016 | 4.1877 | 3.4382
1382 | UG | 24.2 | 15.8358 | unknown | 11.9 | 2.4484 | 2013 | 36.1 | 18.2843 | 2013 | 3.5863 | 2.906
1638 | UG | 36.1 | 19.9107 | unknown | 0 | 1.4308 | 2015 | 36.1 | 21.3415 | 2015 | 3.5863 | 3.0607
874 | UG | 6.4 | 7.3947 | 1997 | 0.5 | 3.6334 | 2009 | 6.9 | 11.0281 | 2009 | 1.9315 | 2.4004
491 | UG | 27.9 | 17.1798 | 1984 | 1 | 0.19252 | 2006 | 28.9 | 17.3723 | 2006 | 3.3638 | 2.8549
1396 | UG | 20.6 | 14.4409 | 2009 | 5.4 | 0.37351 | 2013 | 26 | 14.8144 | 2013 | 3.2581 | 2.6956
1597 | UG | 26 | 16.4999 | 2009 | 27.3 | 4.2356 | 2015 | 53.3 | 20.7354 | 2015 | 3.9759 | 3.0318
1292 | UG | 30.3 | 18.0109 | unknown | 2.5 | 4.4712 | 2013 | 32.8 | 22.4821 | 2013 | 3.4904 | 3.1127
364 | UG | 44.904 | 22.5606 | 1975 | 2 | 1.3175 | 2004 | 46.904 | 23.8781 | 2004 | 3.8481 | 3.173
1306 | UG | 23.1 | 15.4196 | 1985 | 2.1 | 5.9849 | 2013 | 25.2 | 21.4045 | 2013 | 3.2268 | 3.0636
858 | UG | 28.4 | 17.3554 | 2009 | 13.3 | 5.4359 | 2010 | 41.7 | 22.7913 | 2010 | 3.7305 | 3.1264
1454 | UG | 41.7 | 21.6244 | 2009 | 5.7 | 0.45762 | 2013 | 47.4 | 22.082 | 2013 | 3.8586 | 3.0948
637 | UG | 15.5 | 12.2706 | 1989 | 8.4 | 5.0689 | 2007 | 23.9 | 17.3394 | 2007 | 3.1739 | 2.853
1254 | UG | 23.9 | 15.7231 | 1989 | 15.4 | 6.5284 | 2012 | 39.3 | 22.2516 | 2012 | 3.6712 | 3.1024
734 | UG | 20 | 14.1985 | 1974 | 4.4 | 11.2611 | 2011 | 24.4 | 25.4597 | 2011 | 3.1946 | 3.2371
1594 | UG | 24.4 | 15.9106 | 1974 | 0 | 17.2334 | 2017 | 24.4 | 33.1441 | 2017 | 3.1946 | 3.5009
1674 | UG | 17.4 | 13.1104 | 0 | 3.7 | 10.3273 | 2016 | 21.1 | 23.4377 | 2016 | 3.0493 | 3.1543
711 | UG | 11.5 | 10.3429 | 1976 | 13.7 | 9.2618 | 2009 | 25.2 | 19.6047 | 2009 | 3.2268 | 2.9758
408 | UG | 37.7 | 20.4112 | 1976 | 2.042 | 0.58016 | 2004 | 39.742 | 20.9914 | 2004 | 3.6824 | 3.0441
698 | UG | 39.7 | 21.0243 | 1976 | 20.9 | 1.4407 | 2007 | 60.6 | 22.465 | 2007 | 4.1043 | 3.112
696 | UG | 9.137 | 9.0667 | 1981 | 8.063 | 0.2681 | 2007 | 17.2 | 9.3348 | 2007 | 2.8449 | 2.2338
1636 | UG | 17.2 | 13.0239 | 1981 | 0 | 6.6059 | 2015 | 17.2 | 19.6298 | 2015 | 2.8449 | 2.977
1185 | UG | 32.4 | 18.7154 | 1988 | 2.5 | 2.8088 | 2011 | 34.9 | 21.5242 | 2011 | 3.5525 | 3.0692
568 | UG | 38.04 | 20.5164 | 1978 | 1 | 0.028819 | 2006 | 39.04 | 20.5453 | 2006 | 3.6646 | 3.0226
853 | UG | 20 | 14.1985 | 1991 | 21.7 | 4.2556 | 2009 | 41.7 | 18.4542 | 2009 | 3.7305 | 2.9153
1201 | UG | 13.3 | 11.2409 | unknown | 10.6 | 7.6365 | 2012 | 23.9 | 18.8774 | 2012 | 3.1739 | 2.938
654 | UG | 7.29 | 7.9671 | 1976 | 4.41 | 0.73673 | 2007 | 11.7 | 8.7038 | 2007 | 2.4596 | 2.1638
1394 | UG | 11.7 | 10.4456 | 1976 | 10 | 5.0058 | 2014 | 21.7 | 15.4513 | 2014 | 3.0773 | 2.7377
1294 | UG | 8.5 | 8.6993 | 0 | 1.6 | 4.562 | 2014 | 10.1 | 13.2613 | 2014 | 2.3125 | 2.5848
1670 | UG | 31.45 | 18.3992 | 0 | 24.25 | 2.7944 | 2016 | 55.7 | 21.1936 | 2016 | 4.02 | 3.0537
579 | UG | 17.1 | 12.9805 | unknown | 11 | 3.6516 | 2008 | 28.1 | 16.6321 | 2008 | 3.3358 | 2.8113
1670 | UG | 18.79 | 13.7002 | 0 | 30.51 | 18.3637 | 2016 | 49.3 | 32.0639 | 2016 | 3.8979 | 3.4677
1083 | UG | 7.53 | 8.1162 | 1981 | 5.87 | 7.4125 | 2011 | 13.4 | 15.5287 | 2011 | 2.5953 | 2.7427
552 | UG | 20.23 | 14.2918 | 1991 | 10.47 | 1.1458 | 2006 | 30.7 | 15.4376 | 2006 | 3.4243 | 2.7368
1311 | UG | 30.7 | 18.1467 | 1991 | 19.3 | 5.9841 | 2013 | 50 | 24.1308 | 2013 | 3.912 | 3.1835
1078 | UG | 17.66 | 13.2222 | 1957 | 7.34 | 1.0936 | 2011 | 25 | 14.3158 | 2011 | 3.2189 | 2.6614
495 | UG | 12.974 | 11.0823 | 1982 | 0 | 3.5908 | 2006 | 12.974 | 14.6731 | 2006 | 2.5629 | 2.686
383 | UG | 0.51 | 1.7375 | 1984 | 8 | 3.9502 | 2005 | 8.51 | 5.6877 | 2005 | 2.1412 | 1.7383
1020 | UG | 13 | 11.0951 | 1977 | 9 | 7.345 | 2010 | 22 | 18.44 | 2010 | 3.091 | 2.9145
1364 | UG | 8.5 | 8.6993 | 0 | 34 | 8.7951 | 2013 | 42.5 | 17.4944 | 2013 | 3.7495 | 2.8619
503 | UG | 31 | 18.248 | 1972 | 16 | 3.8033 | 2007 | 47 | 22.0513 | 2007 | 3.8501 | 3.0934
925 | UG | 47 | 23.1576 | 1972 | 9 | 3.3165 | 2011 | 56 | 26.4741 | 2011 | 4.0254 | 3.2762
821 | UG | 25 | 16.1335 | 2006 | 32 | 9.4177 | 2011 | 57 | 25.5512 | 2011 | 4.0431 | 3.2407
486 | UG | 10.81 | 9.983 | 1993 | 3.14 | 0.34692 | 2005 | 13.95 | 10.3299 | 2005 | 2.6355 | 2.335
779 | UG | 13.95 | 11.5523 | 1993 | 4.05 | 0.91576 | 2008 | 18 | 12.468 | 2008 | 2.8904 | 2.5232
1416 | UG | 18 | 13.3674 | 1993 | 6 | 1.4182 | 2014 | 24 | 14.7855 | 2014 | 3.1781 | 2.6936
554 | UG | 23 | 15.3814 | 1968 | 8.26 | 1.0611 | 2006 | 31.26 | 16.4425 | 2006 | 3.4423 | 2.7999
1581 | UG | 7.44 | 8.0605 | unknown | 9.36 | 5.3848 | 2015 | 16.8 | 13.4454 | 2015 | 2.8214 | 2.5986
880 | UG | 8.95 | 8.96 | 1966 | 2.05 | 4.5764 | 2010 | 11 | 13.5364 | 2010 | 2.3979 | 2.6054
1047 | UG | 10 | 9.5476 | 1965 | 5 | 6.2586 | 2012 | 15 | 15.8062 | 2012 | 2.7081 | 2.7604
1045 | UG | 24.066 | 15.7856 | 1971 | 7.934 | 3.8009 | 2011 | 32 | 19.5865 | 2011 | 3.4657 | 2.9748
1616 | UG | 21.68 | 14.8696 | unknown | 25.75 | 0.84819 | 2015 | 47.43 | 15.7178 | 2015 | 3.8593 | 2.7548
362 | UG | 51.8 | 24.4835 | 1971 | 1 | 0.78848 | 2004 | 52.8 | 25.272 | 2004 | 3.9665 | 3.2297
924 | UG | 45.94 | 22.8571 | 1982 | 6.06 | 1.4264 | 2010 | 52 | 24.2836 | 2010 | 3.9512 | 3.1898
1241 | UG | 20.29 | 14.316 | unknown | 6 | 2.625 | 2012 | 26.29 | 16.9411 | 2012 | 3.2692 | 2.8297
438 | UG | 8.246 | 8.5495 | 1978 | 1 | 0.18095 | 2004 | 9.246 | 8.7304 | 2004 | 2.2242 | 2.1668
748 | UG | 25.541 | 16.3325 | 1995 | 1 | 0.38858 | 2008 | 26.541 | 16.721 | 2008 | 3.2787 | 2.8167
1319 | UG | 15.71 | 12.3655 | 0 | 4.29 | 3.2377 | 2014 | 20 | 15.6032 | 2014 | 2.9957 | 2.7475
892 | UG | 13.05 | 11.1195 | 1972 | 0 | 3.2491 | 2011 | 13.05 | 14.3685 | 2011 | 2.5688 | 2.665
504 | UG | 10.496 | 9.8159 | 2007 | 0 | 2.1923 | 2006 | 10.496 | 12.0082 | 2007 | 2.351 | 2.4856
618 | UG | 11 | 10.083 | 1995 | 11.5 | 2.3465 | 2006 | 22.5 | 12.4295 | 2006 | 3.1135 | 2.5201
712 | UG | 7.5 | 8.0977 | 1980 | 1 | 7.8904 | 2011 | 8.5 | 15.9881 | 2011 | 2.1401 | 2.7718
726 | UG | 25.6354 | 16.367 | 1982 | 5.3646 | 1.0316 | 2008 | 31 | 17.3986 | 2008 | 3.434 | 2.8564
530 | UG | 25 | 16.1335 | 1982 | 20 | 4.5023 | 2006 | 45 | 20.6357 | 2006 | 3.8067 | 3.027
755 | UG | 8.698 | 8.8147 | 1983 | 3.302 | 0.74649 | 2008 | 12 | 9.5612 | 2008 | 2.4849 | 2.2577
1081 | UG | 12 | 10.5981 | 1983 | 4 | 0.74616 | 2010 | 16 | 11.3442 | 2010 | 2.7726 | 2.4287
307 | UG | 9.07 | 9.0286 | 1985 | 1.002 | 2.5231 | 2003 | 10.072 | 11.5517 | 2003 | 2.3098 | 2.4468
1466 | UG | 10.07 | 9.5858 | 1985 | 4.93 | 4.6348 | 2015 | 15 | 14.2206 | 2015 | 2.7081 | 2.6547
1091 | UG | 16.06 | 12.5225 | 1982 | 24.34 | 7.6638 | 2011 | 40.4 | 20.1863 | 2011 | 3.6988 | 3.005
666 | UG | 25.92 | 16.4708 | 1987 | 14.08 | 3.6888 | 2008 | 40 | 20.1596 | 2008 | 3.6889 | 3.0037
556 | UG | 8.656 | 8.7903 | 1985 | 4.344 | 3.2484 | 2007 | 13 | 12.0387 | 2007 | 2.5649 | 2.4881
452 | UG | 10.781 | 9.9676 | 1986 | 3.619 | 3.4437 | 2005 | 14.4 | 13.4113 | 2005 | 2.6672 | 2.5961
613 | UG | 6.2 | 7.2615 | 1999 | 2.2 | 0.43132 | 2006 | 8.4 | 7.6929 | 2006 | 2.1282 | 2.0403
778 | UG | 0.1 | 0.68363 | 1988 | 1.9 | 0.48701 | 2008 | 2 | 1.1706 | 2008 | 0.69315 | 0.15755
1571 | UG | 2 | 3.7993 | 1988 | 11 | 1.592 | 2016 | 13 | 5.3914 | 2016 | 2.5649 | 1.6848
525 | UG | 11.55 | 10.3687 | 1995 | 14 | 2.1078 | 2006 | 25.55 | 12.4765 | 2006 | 3.2406 | 2.5238
1324 | UG | 15.8 | 12.406 | 2012 | 12.3 | 2.2693 | 2014 | 28.1 | 14.6753 | 2014 | 3.3358 | 2.6862
511 | UG | 13.95 | 11.5523 | 2004 | 4.05 | 0.42904 | 2004 | 18 | 11.9813 | 2004 | 2.8904 | 2.4833
1094 | UG | 18 | 13.3674 | 2004 | 6 | 1.0646 | 2011 | 24 | 14.432 | 2011 | 3.1781 | 2.6694
775 | UG | 8 | 8.4025 | 2002 | 7 | 1.4059 | 2008 | 15 | 9.8084 | 2008 | 2.7081 | 2.2832
1646 | UG | 2.88 | 4.6814 | unknown | 3.52 | 6.6896 | 2016 | 6.4 | 11.371 | 2016 | 1.8563 | 2.4311
467 | UG | 5.7 | 6.9203 | 1996 | 7.9 | 3.4855 | 2005 | 13.6 | 10.4058 | 2005 | 2.6101 | 2.3424
437 | UG | 23 | 15.3814 | 2001 | 17 | 3.6314 | 2008 | 40 | 19.0128 | 2008 | 3.6889 | 2.9451
1233 | UG | 40 | 21.1152 | 2001 | 10 | 3.8904 | 2011 | 50 | 25.0056 | 2011 | 3.912 | 3.2191
361 | UG | 12.22 | 10.7089 | 1986 | 13 | 1.172 | 2002 | 25.22 | 11.8809 | 2002 | 3.2276 | 2.4749
645 | UG | 25.22 | 16.2146 | 1986 | 1 | 0.22668 | 2006 | 26.22 | 16.4413 | 2006 | 3.2665 | 2.7998
720 | UG | 5.29 | 6.6307 | 1974 | 3.91 | 3.2147 | 2009 | 9.2 | 9.8454 | 2009 | 2.2192 | 2.287
1554 | UG | 18 | 13.3674 | 2013 | 13 | 4.0041 | 2015 | 31 | 17.3715 | 2015 | 3.434 | 2.8548
1570 | UG | 12 | 10.5981 | 0 | 7 | 5.7129 | 2016 | 19 | 16.3109 | 2016 | 2.9444 | 2.7918
1280 | UG | 10 | 9.5476 | 0 | 10 | 3.9567 | 2013 | 20 | 13.5043 | 2013 | 2.9957 | 2.603
659 | UG | 51 | 24.2663 | 1974 | 7 | 0.19039 | 2006 | 58 | 24.4567 | 2006 | 4.0604 | 3.1969
1240 | UG | 9 | 8.9887 | 0 | 12 | 2.4762 | 2013 | 21 | 11.4649 | 2013 | 3.0445 | 2.4393
317 | UG | 26.67 | 16.742 | 1978 | 8.46 | 3.7336 | 2002 | 35.13 | 20.4756 | 2002 | 3.5591 | 3.0192
1510 | UG | 35.13 | 19.6026 | 1978 | 0 | 1.0378 | 2014 | 35.13 | 20.6404 | 2014 | 3.5591 | 3.0273
1678 | UG | 71.19 | 29.3721 | 0 | 3.81 | 0.18769 | 2015 | 75 | 29.5597 | 2015 | 4.3175 | 3.3864
409 | UG | 50.9 | 24.239 | unknown | 0 | 6.95 | 2004 | 50.9 | 31.189 | 2004 | 3.9299 | 3.4401
620 | UG | 66.04 | 28.136 | unknown | 1 | 0.052327 | 2006 | 67.04 | 28.1884 | 2006 | 4.2053 | 3.3389
1085 | UG | 67.04 | 28.3792 | unknown | 2 | 0.079312 | 2010 | 69.04 | 28.4585 | 2010 | 4.2347 | 3.3484
589 | UG | 36.963 | 20.1818 | 1974 | 0 | 0.032007 | 2005 | 36.963 | 20.2138 | 2005 | 3.6099 | 3.0064
836 | UG | 33.963 | 19.2271 | 1974 | 10.037 | 0.20825 | 2008 | 44 | 19.4353 | 2008 | 3.7842 | 2.9671
1417 | UG | 53.176 | 24.8537 | 0 | 2.824 | 0.36632 | 2013 | 56 | 25.2201 | 2013 | 4.0254 | 3.2276
1575 | UG | 107.8 | 37.2482 | 0 | 2.2 | 0.084606 | 2014 | 110 | 37.3328 | 2014 | 4.7005 | 3.6199
1480 | UG | 92 | 34.0171 | 0 | 9 | 1.4186 | 2015 | 101 | 35.4357 | 2015 | 4.6151 | 3.5677
1644 | UG | 25 | 16.1335 | 0 | 14 | 6.4882 | 2016 | 39 | 22.6217 | 2016 | 3.6636 | 3.1189
1276 | UG | 34 | 19.2391 | unknown | 4 | 0.69755 | 2012 | 38 | 19.9366 | 2012 | 3.6376 | 2.9926
823 | UG | 10 | 9.5476 | unknown | 25 | 8.3157 | 2009 | 35 | 17.8632 | 2009 | 3.5553 | 2.8827
1601 | UG | 77 | 30.7214 | 0 | 0 | 4.0095 | 2015 | 77 | 34.7309 | 2015 | 4.3438 | 3.5476
1046 | UG | 33 | 18.913 | unknown | 17 | 13.8381 | 2011 | 50 | 32.7511 | 2011 | 3.912 | 3.4889
873 | UG | 38 | 20.5041 | unknown | 10 | 10.835 | 2011 | 48 | 31.3391 | 2011 | 3.8712 | 3.4449
630 | UG | 36.4 | 20.0053 | unknown | 3.6 | 0.76182 | 2007 | 40 | 20.7671 | 2007 | 3.6889 | 3.0334
1107 | UG | 16 | 12.4957 | 2010 | 24 | 7.7 | 2014 | 40 | 20.1957 | 2014 | 3.6889 | 3.0055
682 | UG | 12 | 10.5981 | 2005 | 18 | 4.2252 | 2009 | 30 | 14.8233 | 2009 | 3.4012 | 2.6962
677 | UG | 117 | 39.0363 | unknown | 0 | 5.9673 | 2009 | 117 | 45.0036 | 2009 | 4.7622 | 3.8067
643 | UG | 53.37 | 24.9056 | unknown | 0.5 | 4.4087 | 2009 | 53.87 | 29.3143 | 2009 | 3.9866 | 3.3781
* Type is either Greenfield (“GF”) or Upgrade (“UG”), where Upgrade refers to additional facilities that increase the capacity of an existing Greenfield project
** For Iteration 10, Greenfield Cost for an Upgrade project is estimated using the Iteration 9 power curve for greenfield and upgrade projects

## GF + UG Iteration 11
Alberta Electric System Operator
2018 ISO Tariff Application
Appendix G - Point of Delivery Cost Function Workbook
Eleventh-Interation Calculation of Power Curve for Greenfield and Upgrade Projects
August 17, 2018
Project | Type * | Greenfield MW | Greenfield Cost ** | Greenfield Year | Upgrade MW | Upgrade Cost | Upgrade Year | Total MW | Total Cost | Total Year | LN(MW) | LN(Cost) |  | ln(y)=m*ln(x) + b Linear Regression
476 | GF | 14 | 16.8618 | 2003 |  |  |  | 14 | 16.8618 | 2003 | 2.6391 | 2.8251 | m | 0.57259 | 0.93778 | b
478 | GF | 8.5 | 6.0182 | 2003 |  |  |  | 8.5 | 6.0182 | 2003 | 2.1401 | 1.7948 | se | 0.032094 | 0.10234 | seb
473 | GF | 30 | 14.999 | 2003 |  |  |  | 30 | 14.999 | 2003 | 3.4012 | 2.708 | R2 | 0.52935 | 0.39316 | sev
1042 | GF | 13 | 11.1648 | 2011 |  |  |  | 13 | 11.1648 | 2011 | 2.5649 | 2.4128 | F | 318.302 | 283 | df
443 | GF | 24.3 | 11.7056 | 2006 |  |  |  | 24.3 | 11.7056 | 2006 | 3.1905 | 2.4601 | ssreg | 49.2016 | 43.7448 | ssresid
1195 | GF | 18 | 31.6599 | 2011 |  |  |  | 18 | 31.6599 | 2011 | 2.8904 | 3.4551
420 | GF | 6 | 9.6396 | 2007 |  |  |  | 6 | 9.6396 | 2007 | 1.7918 | 2.2659 |  | y=cx^m, where c=e^b
440 | GF | 10 | 16.0096 | 2006 |  |  |  | 10 | 16.0096 | 2006 | 2.3026 | 2.7732 | m | 0.57259 | 0.00273% | change
1102 | GF | 20 | 16.2936 | 2011 |  |  |  | 20 | 16.2936 | 2011 | 2.9957 | 2.7908 | c | 2.5543 | -0.005273% | from
324 | GF | 17.2 | 8.9094 | 2003 |  |  |  | 17.2 | 8.9094 | 2003 | 2.8449 | 2.1871 |  |  |  | prior
1103 | GF | 20 | 17.2995 | 2011 |  |  |  | 20 | 17.2995 | 2011 | 2.9957 | 2.8507 |  |  |  | iteration
386 | GF | 9 | 9.9511 | 2003 |  |  |  | 9 | 9.9511 | 2003 | 2.1972 | 2.2977
80 | GF | 8 | 6.0754 | 2001 |  |  |  | 8 | 6.0754 | 2001 | 2.0794 | 1.8042
1052 | GF | 13.6 | 10.9027 | 2011 |  |  |  | 13.6 | 10.9027 | 2011 | 2.6101 | 2.389
347 | GF | 10.548 | 9.3005 | 2003 |  |  |  | 10.548 | 9.3005 | 2003 | 2.3559 | 2.2301
1358 | GF | 27 | 13.0727 | 2011 |  |  |  | 27 | 13.0727 | 2011 | 3.2958 | 2.5705
584 | GF | 28 | 34.9037 | 2011 |  |  |  | 28 | 34.9037 | 2011 | 3.3322 | 3.5526
422 | GF | 24 | 13.6508 | 2003 |  |  |  | 24 | 13.6508 | 2003 | 3.1781 | 2.6138
944 | GF | 43 | 26.8161 | 2010 |  |  |  | 43 | 26.8161 | 2010 | 3.7612 | 3.289
387 | GF | 7.5 | 9.5131 | 2003 |  |  |  | 7.5 | 9.5131 | 2003 | 2.0149 | 2.2527
587 | GF | 17.8 | 13.1522 | 2006 |  |  |  | 17.8 | 13.1522 | 2006 | 2.8792 | 2.5766
585 | GF | 20.6 | 11.2912 | 2007 |  |  |  | 20.6 | 11.2912 | 2007 | 3.0253 | 2.424
831 | GF | 19.6 | 20.9656 | 2011 |  |  |  | 19.6 | 20.9656 | 2011 | 2.9755 | 3.0429
340 | GF | 22 | 13.3096 | 2003 |  |  |  | 22 | 13.3096 | 2003 | 3.091 | 2.5885
334 | GF | 18.8 | 7.9464 | 2003 |  |  |  | 18.8 | 7.9464 | 2003 | 2.9339 | 2.0727
343 | GF | 15.6 | 13.9997 | 2003 |  |  |  | 15.6 | 13.9997 | 2003 | 2.7473 | 2.639
358 | GF | 19.8 | 7.2249 | 2003 |  |  |  | 19.8 | 7.2249 | 2003 | 2.9857 | 1.9775
702 | GF | 28.4 | 5.2102 | 2007 |  |  |  | 28.4 | 5.2102 | 2007 | 3.3464 | 1.6506
526 | GF | 19 | 13.7588 | 2007 |  |  |  | 19 | 13.7588 | 2007 | 2.9444 | 2.6217
288 | GF | 12 | 4.4534 | 2001 |  |  |  | 12 | 4.4534 | 2001 | 2.4849 | 1.4937
851 | GF | 25 | 12.9318 | 2007 |  |  |  | 25 | 12.9318 | 2007 | 3.2189 | 2.5597
648 | GF | 15 | 14.9737 | 2007 |  |  |  | 15 | 14.9737 | 2007 | 2.7081 | 2.7063
855 | GF | 23 | 28.6671 | 2011 |  |  |  | 23 | 28.6671 | 2011 | 3.1355 | 3.3557
700 | GF | 9.8 | 7.0658 | 2007 |  |  |  | 9.8 | 7.0658 | 2007 | 2.2824 | 1.9553
683 | GF | 30 | 16.0323 | 2011 |  |  |  | 30 | 16.0323 | 2011 | 3.4012 | 2.7746
559 | GF | 115 | 56.8595 | 2011 |  |  |  | 115 | 56.8595 | 2011 | 4.7449 | 4.0406
1074 | GF | 67 | 43.1388 | 2011 |  |  |  | 67 | 43.1388 | 2011 | 4.2047 | 3.7644
34 | GF | 16 | 7.5134 | 2000 |  |  |  | 16 | 7.5134 | 2000 | 2.7726 | 2.0167
433 | GF | 25 | 22.3083 | 2003 |  |  |  | 25 | 22.3083 | 2003 | 3.2189 | 3.105
79A | GF | 8 | 5.0823 | 2000 |  |  |  | 8 | 5.0823 | 2000 | 2.0794 | 1.6258
10A | GF | 6.2 | 8.916 | 2001 |  |  |  | 6.2 | 8.916 | 2001 | 1.8245 | 2.1878
345 | GF | 35 | 8.369 | 2003 |  |  |  | 35 | 8.369 | 2003 | 3.5553 | 2.1245
1049 | GF | 15.2 | 54.5518 | 2011 |  |  |  | 15.2 | 54.5518 | 2011 | 2.7213 | 3.9992
230 | GF | 17 | 10.7399 | 2003 |  |  |  | 17 | 10.7399 | 2003 | 2.8332 | 2.374
79B | GF | 8 | 3.3788 | 2000 |  |  |  | 8 | 3.3788 | 2000 | 2.0794 | 1.2175
10B | GF | 9.406 | 9.7991 | 2001 |  |  |  | 9.406 | 9.7991 | 2001 | 2.2413 | 2.2823
8 | GF | 18 | 11.9841 | 2000 |  |  |  | 18 | 11.9841 | 2000 | 2.8904 | 2.4836
487 | GF | 22 | 16.6067 | 2007 |  |  |  | 22 | 16.6067 | 2007 | 3.091 | 2.8098
385 | GF | 7.5 | 8.5881 | 2003 |  |  |  | 7.5 | 8.5881 | 2003 | 2.0149 | 2.1504
865 | GF | 25 | 8.6092 | 2007 |  |  |  | 25 | 8.6092 | 2007 | 3.2189 | 2.1528
863 | GF | 25 | 8.2434 | 2007 |  |  |  | 25 | 8.2434 | 2007 | 3.2189 | 2.1094
527 | GF | 17 | 6.9319 | 2007 |  |  |  | 17 | 6.9319 | 2007 | 2.8332 | 1.9361
595 | GF | 11 | 19.0874 | 2007 |  |  |  | 11 | 19.0874 | 2007 | 2.3979 | 2.949
528 | GF | 17 | 5.2658 | 2007 |  |  |  | 17 | 5.2658 | 2007 | 2.8332 | 1.6612
529 | GF | 17 | 7.7922 | 2007 |  |  |  | 17 | 7.7922 | 2007 | 2.8332 | 2.0531
1095 | GF | 18 | 11.9234 | 2011 |  |  |  | 18 | 11.9234 | 2011 | 2.8904 | 2.4785
561 | GF | 46 | 58.1001 | 2011 |  |  |  | 46 | 58.1001 | 2011 | 3.8286 | 4.0622
1018 | GF | 3 | 10.6346 | 2011 |  |  |  | 3 | 10.6346 | 2011 | 1.0986 | 2.3641
360 | GF | 22 | 7.1175 | 2003 |  |  |  | 22 | 7.1175 | 2003 | 3.091 | 1.9626
1106 | GF | 12 | 20.2179 | 2011 |  |  |  | 12 | 20.2179 | 2011 | 2.4849 | 3.0066
899 | GF | 25 | 15.1725 | 2010 |  |  |  | 25 | 15.1725 | 2010 | 3.2189 | 2.7195
1191 | GF | 11 | 12.6281 | 2011 |  |  |  | 11 | 12.6281 | 2011 | 2.3979 | 2.5359
1115 | GF | 10 | 24.3628 | 2011 |  |  |  | 10 | 24.3628 | 2011 | 2.3026 | 3.1931
1053 | GF | 9 | 14.7144 | 2011 |  |  |  | 9 | 14.7144 | 2011 | 2.1972 | 2.6888
864 | GF | 25 | 9.8258 | 2007 |  |  |  | 25 | 9.8258 | 2007 | 3.2189 | 2.285
834 | GF | 45 | 25.7984 | 2010 |  |  |  | 45 | 25.7984 | 2010 | 3.8067 | 3.2503
722 | GF | 10.5 | 13.5015 | 2010 |  |  |  | 10.5 | 13.5015 | 2010 | 2.3514 | 2.6028
927 | GF | 60 | 25.8871 | 2011 |  |  |  | 60 | 25.8871 | 2011 | 4.0943 | 3.2537
1068 | GF | 11.2 | 26.9182 | 2011 |  |  |  | 11.2 | 26.9182 | 2011 | 2.4159 | 3.2928
506 | GF | 20 | 13.9693 | 2003 |  |  |  | 20 | 13.9693 | 2003 | 2.9957 | 2.6369
456 | GF | 16 | 17.647 | 2007 |  |  |  | 16 | 17.647 | 2007 | 2.7726 | 2.8706
130 | GF | 18 | 8.437 | 2001 |  |  |  | 18 | 8.437 | 2001 | 2.8904 | 2.1326
308 | GF | 10 | 8.8754 | 2003 |  |  |  | 10 | 8.8754 | 2003 | 2.3026 | 2.1833
829 | GF | 20 | 27.7611 | 2011 |  |  |  | 20 | 27.7611 | 2011 | 2.9957 | 3.3236
425 | GF | 17 | 11.7254 | 2006 |  |  |  | 17 | 11.7254 | 2006 | 2.8332 | 2.4618
333 | GF | 12 | 7.5607 | 2003 |  |  |  | 12 | 7.5607 | 2003 | 2.4849 | 2.023
769 | GF | 40 | 26.3813 | 2007 |  |  |  | 40 | 26.3813 | 2007 | 3.6889 | 3.2727
948 | GF | 57 | 12.6537 | 2014 |  |  |  | 57 | 12.6537 | 2014 | 4.0431 | 2.5379
1128 | GF | 45 | 63.5562 | 2013 |  |  |  | 45 | 63.5562 | 2013 | 3.8067 | 4.1519
1214 | GF | 52 | 22.6317 | 2013 |  |  |  | 52 | 22.6317 | 2013 | 3.9512 | 3.1194
1225 | GF | 20 | 18.6367 | 2013 |  |  |  | 20 | 18.6367 | 2013 | 2.9957 | 2.9251
1263 | GF | 8 | 19.6117 | 2013 |  |  |  | 8 | 19.6117 | 2013 | 2.0794 | 2.9761
1309 | GF | 15 | 16.1093 | 2013 |  |  |  | 15 | 16.1093 | 2013 | 2.7081 | 2.7794
1349 | GF | 34 | 8.968 | 2013 |  |  |  | 34 | 8.968 | 2013 | 3.5264 | 2.1937
1358 | GF | 27 | 13.0727 | 2013 |  |  |  | 27 | 13.0727 | 2013 | 3.2958 | 2.5705
1404 | GF | 35 | 35.2763 | 2013 |  |  |  | 35 | 35.2763 | 2013 | 3.5553 | 3.5632
1482 | GF | 18.4 | 18.7658 | 2013 |  |  |  | 18.4 | 18.7658 | 2013 | 2.9124 | 2.932
1515 | GF | 7.2 | 12.9927 | 2013 |  |  |  | 7.2 | 12.9927 | 2013 | 1.9741 | 2.5644
1618 | GF | 21 | 15.966 | 2016 |  |  |  | 21 | 15.966 | 2016 | 3.0445 | 2.7705
1634 | GF | 17.9 | 17.1728 | 2015 |  |  |  | 17.9 | 17.1728 | 2015 | 2.8848 | 2.8433
1258 | GF | 46 | 53.5183 | 2017 |  |  |  | 46 | 53.5183 | 2017 | 3.8286 | 3.98
1284 | GF | 24.1 | 7.0843 | 2013 |  |  |  | 24.1 | 7.0843 | 2013 | 3.1822 | 1.9579
Pre-01 | GF | 2.2 | 2.4934 | 1990 |  |  |  | 2.2 | 2.4934 | 1990 | 0.78846 | 0.91364
Pre-02 | GF | 1.464 | 1.494 | 1987 |  |  |  | 1.464 | 1.494 | 1987 | 0.38117 | 0.40147
Pre-03 | GF | 4.075 | 1.9369 | 1990 |  |  |  | 4.075 | 1.9369 | 1990 | 1.4049 | 0.66111
Pre-04 | GF | 10 | 8.5265 | 1991 |  |  |  | 10 | 8.5265 | 1991 | 2.3026 | 2.1432
Pre-05 | GF | 4.8 | 4.0522 | 1988 |  |  |  | 4.8 | 4.0522 | 1988 | 1.5686 | 1.3993
Pre-06 | GF | 5.1 | 9.6482 | 1989 |  |  |  | 5.1 | 9.6482 | 1989 | 1.6292 | 2.2668
Pre-07 | GF | 6.9 | 5.0294 | 1997 |  |  |  | 6.9 | 5.0294 | 1997 | 1.9315 | 1.6153
Pre-08 | GF | 11.8 | 6.3729 | 1987 |  |  |  | 11.8 | 6.3729 | 1987 | 2.4681 | 1.8521
Pre-09 | GF | 9.7 | 2.9443 | 1997 |  |  |  | 9.7 | 2.9443 | 1997 | 2.2721 | 1.0799
Pre-10 | GF | 6.12 | 13.4811 | 1990 |  |  |  | 6.12 | 13.4811 | 1990 | 1.8116 | 2.6013
Pre-11 | GF | 6.2672 | 2.9102 | 1987 |  |  |  | 6.2672 | 2.9102 | 1987 | 1.8353 | 1.0682
Pre-12 | GF | 6.366 | 9.8907 | 1993 |  |  |  | 6.366 | 9.8907 | 1993 | 1.851 | 2.2916
Pre-13 | GF | 8.5 | 5.9446 | 1990 |  |  |  | 8.5 | 5.9446 | 1990 | 2.1401 | 1.7825
Pre-14 | GF | 46.55 | 7.1936 | 1991 |  |  |  | 46.55 | 7.1936 | 1991 | 3.8405 | 1.9732
Pre-15 | GF | 56.8 | 17.5945 | 1990 |  |  |  | 56.8 | 17.5945 | 1990 | 4.0395 | 2.8676
Pre-16 | GF | 81.576 | 14.0262 | 1988 |  |  |  | 81.576 | 14.0262 | 1988 | 4.4015 | 2.6409
Pre-17 | GF | 95.2 | 14.2199 | 1999 |  |  |  | 95.2 | 14.2199 | 1999 | 4.556 | 2.6546
Pre-18 | GF | 122.772 | 23.4475 | 1990 |  |  |  | 122.772 | 23.4475 | 1990 | 4.8103 | 3.1548
1184 | UG | 30 | 17.9088 | 2013 | 18.2 | 18.8693 | 2012 | 48.2 | 36.7781 | 2013 | 3.8754 | 3.6049
1481 | UG | 48.2 | 23.495 | 2013 | 0 | 1.1114 | 2014 | 48.2 | 24.6064 | 2014 | 3.8754 | 3.203
457 | UG | 10.77 | 9.9615 | 1990 | 10 | 3.2891 | 2006 | 20.77 | 13.2506 | 2006 | 3.0335 | 2.584
407 | UG | 25.4 | 16.2808 | 1982 | 2 | 0.60107 | 2004 | 27.4 | 16.8819 | 2004 | 3.3105 | 2.8262
706 | UG | 14.85 | 11.973 | 1984 | 14.25 | 5.8346 | 2008 | 29.1 | 17.8076 | 2008 | 3.3707 | 2.8796
1070 | UG | 34 | 19.2393 | 1984 | 4.9 | 0.83608 | 2011 | 38.9 | 20.0754 | 2011 | 3.661 | 2.9995
1264 | UG | 38.9 | 20.7811 | 1984 | 7.2 | 8.0579 | 2013 | 46.1 | 28.839 | 2013 | 3.8308 | 3.3617
1208 | UG | 14.1 | 11.6229 | 1961 | 11.5 | 2.7992 | 2012 | 25.6 | 14.4222 | 2012 | 3.2426 | 2.6688
655 | UG | 12.053 | 10.6245 | 1974 | 2.339 | 0.59465 | 2007 | 14.392 | 11.2192 | 2007 | 2.6667 | 2.4176
733 | UG | 24.3 | 15.8733 | 2007 | 17.1 | 6.7726 | 2009 | 41.4 | 22.6459 | 2009 | 3.7233 | 3.12
1700 | UG | 13.4 | 11.289 | 0 | 0 | 4.0239 | 2016 | 13.4 | 15.3128 | 2016 | 2.5953 | 2.7287
1569 | UG | 17.7 | 13.2392 | 1997 | 0 | 3.7373 | 2015 | 17.7 | 16.9764 | 2015 | 2.8736 | 2.8318
401 | UG | 2 | 3.7989 | 1986 | 1.5 | 0.36204 | 2004 | 3.5 | 4.161 | 2004 | 1.2528 | 1.4257
1412 | UG | 3.5 | 5.2338 | 1986 | 11 | 4.3575 | 2015 | 14.5 | 9.5913 | 2015 | 2.6741 | 2.2609
1318 | UG | 22.3 | 15.1115 | 1997 | 28.9 | 1.6878 | 2013 | 51.2 | 16.7994 | 2013 | 3.9357 | 2.8213
1194 | UG | 5.8 | 6.9891 | 1980 | 9.6 | 1.6086 | 2011 | 15.4 | 8.5977 | 2011 | 2.7344 | 2.1515
801 | UG | 10 | 9.5472 | 2008 | 0 | 6.3106 | 2009 | 10 | 15.8579 | 2009 | 2.3026 | 2.7637
804 | UG | 14.429 | 11.7775 | 1982 | 9.871 | 9.1567 | 2009 | 24.3 | 20.9342 | 2009 | 3.1905 | 3.0414
365 | UG | 15.9 | 12.4507 | 1982 | 0.269 | 0.59607 | 2003 | 16.169 | 13.0467 | 2003 | 2.7831 | 2.5685
708 | UG | 16.2 | 12.5846 | 1982 | 11.5 | 6.8375 | 2007 | 27.7 | 19.4221 | 2007 | 3.3214 | 2.9664
1568 | UG | 27.7 | 17.1093 | 1997 | 8.1 | 3.5849 | 2015 | 35.8 | 20.6942 | 2015 | 3.5779 | 3.0299
398 | UG | 27.329 | 16.9777 | 1981 | 2 | 1.4547 | 2004 | 29.329 | 18.4324 | 2004 | 3.3786 | 2.9141
1642 | UG | 16.12 | 12.549 | unknown | 2.78 | 10.1341 | 2015 | 18.9 | 22.6831 | 2015 | 2.9392 | 3.1216
522 | UG | 38.7 | 20.7199 | 1981 | 2.3 | 0.49327 | 2006 | 41 | 21.2132 | 2006 | 3.7136 | 3.0546
170 | UG | 20.4 | 14.3603 | unknown | 5.6 | 4.4337 | 2001 | 26 | 18.7941 | 2001 | 3.2581 | 2.9335
1312 | UG | 23.63 | 15.6212 | unknown | 0 | 6.0245 | 2013 | 23.63 | 21.6457 | 2013 | 3.1625 | 3.0748
170 | UG | 21.6 | 14.8381 | unknown | 1 | 4.883 | 2001 | 22.6 | 19.7211 | 2001 | 3.1179 | 2.9817
1366 | UG | 25.5 | 16.3175 | 0 | 14 | 5.5737 | 2013 | 39.5 | 21.8912 | 2013 | 3.6763 | 3.0861
170 | UG | 5.4 | 6.7089 | unknown | 10.6 | 5.2097 | 2001 | 16 | 11.9186 | 2001 | 2.7726 | 2.4781
1350 | UG | 16 | 12.4954 | 0 | 20 | 6.53 | 2013 | 36 | 19.0255 | 2013 | 3.5835 | 2.9458
658 | UG | 1.6 | 3.3433 | 1996 | 13.2 | 7.1147 | 2008 | 14.8 | 10.4579 | 2008 | 2.6946 | 2.3474
897 | UG | 14.8 | 11.9499 | 1996 | 3 | 6.2372 | 2010 | 17.8 | 18.1871 | 2010 | 2.8792 | 2.9007
483 | UG | 20.7 | 14.4809 | 1986 | 18.1 | 3.6201 | 2005 | 38.8 | 18.1009 | 2005 | 3.6584 | 2.896
1494 | UG | 13.3 | 11.2406 | 0 | 6 | 6.4297 | 2014 | 19.3 | 17.6704 | 2014 | 2.9601 | 2.8719
488 | UG | 41.3 | 21.5059 | 1982 | 24.2 | 0.40463 | 2006 | 65.5 | 21.9105 | 2006 | 4.1821 | 3.087
1692 | UG | 65.5 | 28.0052 | 0 | 0 | 2.2188 | 2016 | 65.5 | 30.2241 | 2016 | 4.1821 | 3.4086
318 | UG | 22.87 | 15.3315 | 1996 | 1 | 0.76702 | 2001 | 23.87 | 16.0985 | 2001 | 3.1726 | 2.7787
806 | UG | 23.867 | 15.7107 | 1996 | 5.433 | 0.68948 | 2008 | 29.3 | 16.4002 | 2008 | 3.3776 | 2.7973
1495 | UG | 29.3 | 17.6683 | 1996 | 0 | 5.1428 | 2014 | 29.3 | 22.8111 | 2014 | 3.3776 | 3.1272
1386 | UG | 32.7 | 18.8146 | 0 | 13.5 | 0.85934 | 2013 | 46.2 | 19.674 | 2013 | 3.833 | 2.9793
928 | UG | 18.02 | 13.3757 | 1992 | 3.48 | 10.3644 | 2010 | 21.5 | 23.7401 | 2010 | 3.0681 | 3.1672
1450 | UG | 21.5 | 14.7987 | 1992 | 16.3 | 5.153 | 2014 | 37.8 | 19.9517 | 2014 | 3.6323 | 2.9933
170 | UG | 17.7 | 13.2392 | unknown | 8.8 | 1.1342 | 2001 | 26.5 | 14.3734 | 2001 | 3.2771 | 2.6654
649 | UG | 26.5 | 16.6809 | 1997 | 33.8 | 5.0181 | 2007 | 60.3 | 21.6989 | 2007 | 4.0993 | 3.0773
1203 | UG | 20.5 | 14.4006 | 1977 | 4.1 | 12.4436 | 2012 | 24.6 | 26.8442 | 2012 | 3.2027 | 3.2901
170 | UG | 7.9 | 8.3418 | 1972 | 6.1 | 2.9005 | 2001 | 14 | 11.2423 | 2001 | 2.6391 | 2.4197
363 | UG | 21.226 | 14.6904 | 1975 | 4.2 | 0.82194 | 2004 | 25.426 | 15.5124 | 2004 | 3.2358 | 2.7416
493 | UG | 25.4 | 16.2808 | 1975 | 3.3 | 3.4003 | 2006 | 28.7 | 19.6811 | 2006 | 3.3569 | 2.9797
685 | UG | 28.7 | 17.4602 | 1975 | 4.2 | 0.94607 | 2007 | 32.9 | 18.4063 | 2007 | 3.4935 | 2.9127
1574 | UG | 28 | 17.2151 | 2013 | 0 | 6.2662 | 2015 | 28 | 23.4813 | 2015 | 3.3322 | 3.1562
435 | UG | 10.6 | 9.8711 | 1990 | 8.4 | 3.0774 | 2004 | 19 | 12.9485 | 2004 | 2.9444 | 2.561
652 | UG | 10.195 | 9.6534 | 1986 | 3.405 | 4.3802 | 2007 | 13.6 | 14.0336 | 2007 | 2.6101 | 2.6415
366 | UG | 11.1 | 10.1351 | 1981 | 4.8 | 0.60208 | 2003 | 15.9 | 10.7372 | 2003 | 2.7663 | 2.3737
1640 | UG | 15.9 | 12.4507 | 1981 | 2.5 | 8.3244 | 2015 | 18.4 | 20.7751 | 2015 | 2.9124 | 3.0338
367 | UG | 11.211 | 10.193 | 1988 | 1 | 0.55589 | 2004 | 12.211 | 10.7489 | 2004 | 2.5023 | 2.3748
650 | UG | 23 | 15.3813 | 1981 | 0 | 5.9477 | 2007 | 23 | 21.329 | 2007 | 3.1355 | 3.0601
902 | UG | 19.2 | 13.8704 | 2002 | 13.5 | 0.547 | 2009 | 32.7 | 14.4174 | 2009 | 3.4874 | 2.6684
1202 | UG | 19.4 | 13.9529 | 1989 | 1.6 | 10.745 | 2012 | 21 | 24.698 | 2012 | 3.0445 | 3.2067
1338 | UG | 7.5 | 8.0973 | unknown | 2 | 6.6636 | 2013 | 9.5 | 14.7609 | 2013 | 2.2513 | 2.692
212 | UG | 36.55 | 20.0528 | 1978 | 28 | 4.6265 | 2003 | 64.55 | 24.6792 | 2003 | 4.1674 | 3.206
653 | UG | 64.55 | 27.7719 | 1977 | 1.32 | 0.56895 | 2007 | 65.87 | 28.3409 | 2007 | 4.1877 | 3.3443
1679 | UG | 65.87 | 28.0957 | 1977 | 0 | 3.0359 | 2016 | 65.87 | 31.1317 | 2016 | 4.1877 | 3.4382
1382 | UG | 24.2 | 15.8358 | unknown | 11.9 | 2.4484 | 2013 | 36.1 | 18.2843 | 2013 | 3.5863 | 2.906
1638 | UG | 36.1 | 19.911 | unknown | 0 | 1.4308 | 2015 | 36.1 | 21.3418 | 2015 | 3.5863 | 3.0607
874 | UG | 6.4 | 7.3943 | 1997 | 0.5 | 3.6334 | 2009 | 6.9 | 11.0277 | 2009 | 1.9315 | 2.4004
491 | UG | 27.9 | 17.1799 | 1984 | 1 | 0.19252 | 2006 | 28.9 | 17.3724 | 2006 | 3.3638 | 2.8549
1396 | UG | 20.6 | 14.4408 | 2009 | 5.4 | 0.37351 | 2013 | 26 | 14.8143 | 2013 | 3.2581 | 2.6956
1597 | UG | 26 | 16.4999 | 2009 | 27.3 | 4.2356 | 2015 | 53.3 | 20.7355 | 2015 | 3.9759 | 3.0318
1292 | UG | 30.3 | 18.0111 | unknown | 2.5 | 4.4712 | 2013 | 32.8 | 22.4823 | 2013 | 3.4904 | 3.1127
364 | UG | 44.904 | 22.5612 | 1975 | 2 | 1.3175 | 2004 | 46.904 | 23.8786 | 2004 | 3.8481 | 3.173
1306 | UG | 23.1 | 15.4196 | 1985 | 2.1 | 5.9849 | 2013 | 25.2 | 21.4045 | 2013 | 3.2268 | 3.0636
858 | UG | 28.4 | 17.3555 | 2009 | 13.3 | 5.4359 | 2010 | 41.7 | 22.7914 | 2010 | 3.7305 | 3.1264
1454 | UG | 41.7 | 21.6249 | 2009 | 5.7 | 0.45762 | 2013 | 47.4 | 22.0825 | 2013 | 3.8586 | 3.0948
637 | UG | 15.5 | 12.2703 | 1989 | 8.4 | 5.0689 | 2007 | 23.9 | 17.3392 | 2007 | 3.1739 | 2.853
1254 | UG | 23.9 | 15.7231 | 1989 | 15.4 | 6.5284 | 2012 | 39.3 | 22.2516 | 2012 | 3.6712 | 3.1024
734 | UG | 20 | 14.1984 | 1974 | 4.4 | 11.2611 | 2011 | 24.4 | 25.4595 | 2011 | 3.1946 | 3.2371
1594 | UG | 24.4 | 15.9106 | 1974 | 0 | 17.2334 | 2017 | 24.4 | 33.1441 | 2017 | 3.1946 | 3.5009
1674 | UG | 17.4 | 13.1102 | 0 | 3.7 | 10.3273 | 2016 | 21.1 | 23.4375 | 2016 | 3.0493 | 3.1543
711 | UG | 11.5 | 10.3426 | 1976 | 13.7 | 9.2618 | 2009 | 25.2 | 19.6044 | 2009 | 3.2268 | 2.9758
408 | UG | 37.7 | 20.4116 | 1976 | 2.042 | 0.58016 | 2004 | 39.742 | 20.9918 | 2004 | 3.6824 | 3.0441
698 | UG | 39.7 | 21.0248 | 1976 | 20.9 | 1.4407 | 2007 | 60.6 | 22.4655 | 2007 | 4.1043 | 3.112
696 | UG | 9.137 | 9.0664 | 1981 | 8.063 | 0.2681 | 2007 | 17.2 | 9.3345 | 2007 | 2.8449 | 2.2337
1636 | UG | 17.2 | 13.0237 | 1981 | 0 | 6.6059 | 2015 | 17.2 | 19.6296 | 2015 | 2.8449 | 2.977
1185 | UG | 32.4 | 18.7156 | 1988 | 2.5 | 2.8088 | 2011 | 34.9 | 21.5244 | 2011 | 3.5525 | 3.0692
568 | UG | 38.04 | 20.5168 | 1978 | 1 | 0.028819 | 2006 | 39.04 | 20.5456 | 2006 | 3.6646 | 3.0226
853 | UG | 20 | 14.1984 | 1991 | 21.7 | 4.2556 | 2009 | 41.7 | 18.454 | 2009 | 3.7305 | 2.9153
1201 | UG | 13.3 | 11.2406 | unknown | 10.6 | 7.6365 | 2012 | 23.9 | 18.8771 | 2012 | 3.1739 | 2.938
654 | UG | 7.29 | 7.9667 | 1976 | 4.41 | 0.73673 | 2007 | 11.7 | 8.7034 | 2007 | 2.4596 | 2.1637
1394 | UG | 11.7 | 10.4452 | 1976 | 10 | 5.0058 | 2014 | 21.7 | 15.451 | 2014 | 3.0773 | 2.7377
1294 | UG | 8.5 | 8.6989 | 0 | 1.6 | 4.562 | 2014 | 10.1 | 13.2609 | 2014 | 2.3125 | 2.5848
1670 | UG | 31.45 | 18.3994 | 0 | 24.25 | 2.7944 | 2016 | 55.7 | 21.1938 | 2016 | 4.02 | 3.0537
579 | UG | 17.1 | 12.9803 | unknown | 11 | 3.6516 | 2008 | 28.1 | 16.6319 | 2008 | 3.3358 | 2.8113
1670 | UG | 18.79 | 13.7 | 0 | 30.51 | 18.3637 | 2016 | 49.3 | 32.0637 | 2016 | 3.8979 | 3.4677
1083 | UG | 7.53 | 8.1158 | 1981 | 5.87 | 7.4125 | 2011 | 13.4 | 15.5283 | 2011 | 2.5953 | 2.7427
552 | UG | 20.23 | 14.2917 | 1991 | 10.47 | 1.1458 | 2006 | 30.7 | 15.4375 | 2006 | 3.4243 | 2.7368
1311 | UG | 30.7 | 18.1469 | 1991 | 19.3 | 5.9841 | 2013 | 50 | 24.131 | 2013 | 3.912 | 3.1835
1078 | UG | 17.66 | 13.222 | 1957 | 7.34 | 1.0936 | 2011 | 25 | 14.3157 | 2011 | 3.2189 | 2.6614
495 | UG | 12.974 | 11.0821 | 1982 | 0 | 3.5908 | 2006 | 12.974 | 14.6728 | 2006 | 2.5629 | 2.686
383 | UG | 0.51 | 1.7372 | 1984 | 8 | 3.9502 | 2005 | 8.51 | 5.6874 | 2005 | 2.1412 | 1.7383
1020 | UG | 13 | 11.0948 | 1977 | 9 | 7.345 | 2010 | 22 | 18.4397 | 2010 | 3.091 | 2.9145
1364 | UG | 8.5 | 8.6989 | 0 | 34 | 8.7951 | 2013 | 42.5 | 17.494 | 2013 | 3.7495 | 2.8619
503 | UG | 31 | 18.2482 | 1972 | 16 | 3.8033 | 2007 | 47 | 22.0515 | 2007 | 3.8501 | 3.0934
925 | UG | 47 | 23.1583 | 1972 | 9 | 3.3165 | 2011 | 56 | 26.4747 | 2011 | 4.0254 | 3.2762
821 | UG | 25 | 16.1335 | 2006 | 32 | 9.4177 | 2011 | 57 | 25.5512 | 2011 | 4.0431 | 3.2407
486 | UG | 10.81 | 9.9826 | 1993 | 3.14 | 0.34692 | 2005 | 13.95 | 10.3295 | 2005 | 2.6355 | 2.335
779 | UG | 13.95 | 11.552 | 1993 | 4.05 | 0.91576 | 2008 | 18 | 12.4677 | 2008 | 2.8904 | 2.5231
1416 | UG | 18 | 13.3672 | 1993 | 6 | 1.4182 | 2014 | 24 | 14.7854 | 2014 | 3.1781 | 2.6936
554 | UG | 23 | 15.3813 | 1968 | 8.26 | 1.0611 | 2006 | 31.26 | 16.4424 | 2006 | 3.4423 | 2.7999
1581 | UG | 7.44 | 8.0601 | unknown | 9.36 | 5.3848 | 2015 | 16.8 | 13.445 | 2015 | 2.8214 | 2.5986
880 | UG | 8.95 | 8.9597 | 1966 | 2.05 | 4.5764 | 2010 | 11 | 13.5361 | 2010 | 2.3979 | 2.6054
1047 | UG | 10 | 9.5472 | 1965 | 5 | 6.2586 | 2012 | 15 | 15.8059 | 2012 | 2.7081 | 2.7604
1045 | UG | 24.066 | 15.7856 | 1971 | 7.934 | 3.8009 | 2011 | 32 | 19.5865 | 2011 | 3.4657 | 2.9748
1616 | UG | 21.68 | 14.8695 | unknown | 25.75 | 0.84819 | 2015 | 47.43 | 15.7177 | 2015 | 3.8593 | 2.7548
362 | UG | 51.8 | 24.4843 | 1971 | 1 | 0.78848 | 2004 | 52.8 | 25.2727 | 2004 | 3.9665 | 3.2297
924 | UG | 45.94 | 22.8577 | 1982 | 6.06 | 1.4264 | 2010 | 52 | 24.2842 | 2010 | 3.9512 | 3.1898
1241 | UG | 20.29 | 14.3159 | unknown | 6 | 2.625 | 2012 | 26.29 | 16.9409 | 2012 | 3.2692 | 2.8297
438 | UG | 8.246 | 8.5491 | 1978 | 1 | 0.18095 | 2004 | 9.246 | 8.73 | 2004 | 2.2242 | 2.1668
748 | UG | 25.541 | 16.3325 | 1995 | 1 | 0.38858 | 2008 | 26.541 | 16.7211 | 2008 | 3.2787 | 2.8167
1319 | UG | 15.71 | 12.3653 | 0 | 4.29 | 3.2377 | 2014 | 20 | 15.6029 | 2014 | 2.9957 | 2.7475
892 | UG | 13.05 | 11.1192 | 1972 | 0 | 3.2491 | 2011 | 13.05 | 14.3683 | 2011 | 2.5688 | 2.665
504 | UG | 10.496 | 9.8155 | 2007 | 0 | 2.1923 | 2006 | 10.496 | 12.0079 | 2007 | 2.351 | 2.4856
618 | UG | 11 | 10.0827 | 1995 | 11.5 | 2.3465 | 2006 | 22.5 | 12.4292 | 2006 | 3.1135 | 2.52
712 | UG | 7.5 | 8.0973 | 1980 | 1 | 7.8904 | 2011 | 8.5 | 15.9877 | 2011 | 2.1401 | 2.7718
726 | UG | 25.6354 | 16.367 | 1982 | 5.3646 | 1.0316 | 2008 | 31 | 17.3987 | 2008 | 3.434 | 2.8564
530 | UG | 25 | 16.1335 | 1982 | 20 | 4.5023 | 2006 | 45 | 20.6358 | 2006 | 3.8067 | 3.027
755 | UG | 8.698 | 8.8143 | 1983 | 3.302 | 0.74649 | 2008 | 12 | 9.5608 | 2008 | 2.4849 | 2.2577
1081 | UG | 12 | 10.5978 | 1983 | 4 | 0.74616 | 2010 | 16 | 11.3439 | 2010 | 2.7726 | 2.4287
307 | UG | 9.07 | 9.0282 | 1985 | 1.002 | 2.5231 | 2003 | 10.072 | 11.5513 | 2003 | 2.3098 | 2.4468
1466 | UG | 10.07 | 9.5854 | 1985 | 4.93 | 4.6348 | 2015 | 15 | 14.2203 | 2015 | 2.7081 | 2.6547
1091 | UG | 16.06 | 12.5222 | 1982 | 24.34 | 7.6638 | 2011 | 40.4 | 20.1861 | 2011 | 3.6988 | 3.005
666 | UG | 25.92 | 16.4708 | 1987 | 14.08 | 3.6888 | 2008 | 40 | 20.1596 | 2008 | 3.6889 | 3.0037
556 | UG | 8.656 | 8.7899 | 1985 | 4.344 | 3.2484 | 2007 | 13 | 12.0383 | 2007 | 2.5649 | 2.4881
452 | UG | 10.781 | 9.9673 | 1986 | 3.619 | 3.4437 | 2005 | 14.4 | 13.411 | 2005 | 2.6672 | 2.5961
613 | UG | 6.2 | 7.2611 | 1999 | 2.2 | 0.43132 | 2006 | 8.4 | 7.6925 | 2006 | 2.1282 | 2.0402
778 | UG | 0.1 | 0.68347 | 1988 | 1.9 | 0.48701 | 2008 | 2 | 1.1705 | 2008 | 0.69315 | 0.15741
1571 | UG | 2 | 3.7989 | 1988 | 11 | 1.592 | 2016 | 13 | 5.391 | 2016 | 2.5649 | 1.6847
525 | UG | 11.55 | 10.3684 | 1995 | 14 | 2.1078 | 2006 | 25.55 | 12.4762 | 2006 | 3.2406 | 2.5238
1324 | UG | 15.8 | 12.4058 | 2012 | 12.3 | 2.2693 | 2014 | 28.1 | 14.6751 | 2014 | 3.3358 | 2.6861
511 | UG | 13.95 | 11.552 | 2004 | 4.05 | 0.42904 | 2004 | 18 | 11.981 | 2004 | 2.8904 | 2.4833
1094 | UG | 18 | 13.3672 | 2004 | 6 | 1.0646 | 2011 | 24 | 14.4318 | 2011 | 3.1781 | 2.6694
775 | UG | 8 | 8.4021 | 2002 | 7 | 1.4059 | 2008 | 15 | 9.808 | 2008 | 2.7081 | 2.2832
1646 | UG | 2.88 | 4.681 | unknown | 3.52 | 6.6896 | 2016 | 6.4 | 11.3705 | 2016 | 1.8563 | 2.431
467 | UG | 5.7 | 6.9198 | 1996 | 7.9 | 3.4855 | 2005 | 13.6 | 10.4053 | 2005 | 2.6101 | 2.3423
437 | UG | 23 | 15.3813 | 2001 | 17 | 3.6314 | 2008 | 40 | 19.0127 | 2008 | 3.6889 | 2.9451
1233 | UG | 40 | 21.1156 | 2001 | 10 | 3.8904 | 2011 | 50 | 25.006 | 2011 | 3.912 | 3.2191
361 | UG | 12.22 | 10.7086 | 1986 | 13 | 1.172 | 2002 | 25.22 | 11.8806 | 2002 | 3.2276 | 2.4749
645 | UG | 25.22 | 16.2146 | 1986 | 1 | 0.22668 | 2006 | 26.22 | 16.4413 | 2006 | 3.2665 | 2.7998
720 | UG | 5.29 | 6.6303 | 1974 | 3.91 | 3.2147 | 2009 | 9.2 | 9.845 | 2009 | 2.2192 | 2.287
1554 | UG | 18 | 13.3672 | 2013 | 13 | 4.0041 | 2015 | 31 | 17.3713 | 2015 | 3.434 | 2.8548
1570 | UG | 12 | 10.5978 | 0 | 7 | 5.7129 | 2016 | 19 | 16.3106 | 2016 | 2.9444 | 2.7918
1280 | UG | 10 | 9.5472 | 0 | 10 | 3.9567 | 2013 | 20 | 13.5039 | 2013 | 2.9957 | 2.603
659 | UG | 51 | 24.267 | 1974 | 7 | 0.19039 | 2006 | 58 | 24.4574 | 2006 | 4.0604 | 3.1969
1240 | UG | 9 | 8.9883 | 0 | 12 | 2.4762 | 2013 | 21 | 11.4645 | 2013 | 3.0445 | 2.4393
317 | UG | 26.67 | 16.742 | 1978 | 8.46 | 3.7336 | 2002 | 35.13 | 20.4757 | 2002 | 3.5591 | 3.0192
1510 | UG | 35.13 | 19.6029 | 1978 | 0 | 1.0378 | 2014 | 35.13 | 20.6408 | 2014 | 3.5591 | 3.0273
1678 | UG | 71.19 | 29.3734 | 0 | 3.81 | 0.18769 | 2015 | 75 | 29.5611 | 2015 | 4.3175 | 3.3865
409 | UG | 50.9 | 24.2398 | unknown | 0 | 6.95 | 2004 | 50.9 | 31.1898 | 2004 | 3.9299 | 3.4401
620 | UG | 66.04 | 28.1372 | unknown | 1 | 0.052327 | 2006 | 67.04 | 28.1895 | 2006 | 4.2053 | 3.339
1085 | UG | 67.04 | 28.3804 | unknown | 2 | 0.079312 | 2010 | 69.04 | 28.4597 | 2010 | 4.2347 | 3.3485
589 | UG | 36.963 | 20.1822 | 1974 | 0 | 0.032007 | 2005 | 36.963 | 20.2142 | 2005 | 3.6099 | 3.0064
836 | UG | 33.963 | 19.2274 | 1974 | 10.037 | 0.20825 | 2008 | 44 | 19.4356 | 2008 | 3.7842 | 2.9671
1417 | UG | 53.176 | 24.8546 | 0 | 2.824 | 0.36632 | 2013 | 56 | 25.2209 | 2013 | 4.0254 | 3.2277
1575 | UG | 107.8 | 37.2505 | 0 | 2.2 | 0.084606 | 2014 | 110 | 37.3351 | 2014 | 4.7005 | 3.6199
1480 | UG | 92 | 34.019 | 0 | 9 | 1.4186 | 2015 | 101 | 35.4376 | 2015 | 4.6151 | 3.5678
1644 | UG | 25 | 16.1335 | 0 | 14 | 6.4882 | 2016 | 39 | 22.6217 | 2016 | 3.6636 | 3.1189
1276 | UG | 34 | 19.2393 | unknown | 4 | 0.69755 | 2012 | 38 | 19.9369 | 2012 | 3.6376 | 2.9926
823 | UG | 10 | 9.5472 | unknown | 25 | 8.3157 | 2009 | 35 | 17.8629 | 2009 | 3.5553 | 2.8827
1601 | UG | 77 | 30.7229 | 0 | 0 | 4.0095 | 2015 | 77 | 34.7324 | 2015 | 4.3438 | 3.5477
1046 | UG | 33 | 18.9133 | unknown | 17 | 13.8381 | 2011 | 50 | 32.7514 | 2011 | 3.912 | 3.4889
873 | UG | 38 | 20.5045 | unknown | 10 | 10.835 | 2011 | 48 | 31.3395 | 2011 | 3.8712 | 3.4449
630 | UG | 36.4 | 20.0056 | unknown | 3.6 | 0.76182 | 2007 | 40 | 20.7674 | 2007 | 3.6889 | 3.0334
1107 | UG | 16 | 12.4954 | 2010 | 24 | 7.7 | 2014 | 40 | 20.1954 | 2014 | 3.6889 | 3.0055
682 | UG | 12 | 10.5978 | 2005 | 18 | 4.2252 | 2009 | 30 | 14.823 | 2009 | 3.4012 | 2.6962
677 | UG | 117 | 39.0389 | unknown | 0 | 5.9673 | 2009 | 117 | 45.0062 | 2009 | 4.7622 | 3.8068
643 | UG | 53.37 | 24.9064 | unknown | 0.5 | 4.4087 | 2009 | 53.87 | 29.3151 | 2009 | 3.9866 | 3.3781
* Type is either Greenfield (“GF”) or Upgrade (“UG”), where Upgrade refers to additional facilities that increase the capacity of an existing Greenfield project
** For Iteration 11, Greenfield Cost for an Upgrade project is estimated using the Iteration 10 power curve for greenfield and upgrade projects

## GF + UG Iteration 12
Alberta Electric System Operator
2018 ISO Tariff Application
Appendix G - Point of Delivery Cost Function Workbook
Twelvth-Interation Calculation of Power Curve for Greenfield and Upgrade Projects
August 17, 2018
Project | Type * | Greenfield MW | Greenfield Cost ** | Greenfield Year | Upgrade MW | Upgrade Cost | Upgrade Year | Total MW | Total Cost | Total Year | LN(MW) | LN(Cost) |  | ln(y)=m*ln(x) + b Linear Regression
476 | GF | 14 | 16.8618 | 2003 |  |  |  | 14 | 16.8618 | 2003 | 2.6391 | 2.8251 | m | 0.5726 | 0.93776 | b
478 | GF | 8.5 | 6.0182 | 2003 |  |  |  | 8.5 | 6.0182 | 2003 | 2.1401 | 1.7948 | se | 0.032094 | 0.10234 | seb
473 | GF | 30 | 14.999 | 2003 |  |  |  | 30 | 14.999 | 2003 | 3.4012 | 2.708 | R2 | 0.52936 | 0.39316 | sev
1042 | GF | 13 | 11.1648 | 2011 |  |  |  | 13 | 11.1648 | 2011 | 2.5649 | 2.4128 | F | 318.3066 | 283 | df
443 | GF | 24.3 | 11.7056 | 2006 |  |  |  | 24.3 | 11.7056 | 2006 | 3.1905 | 2.4601 | ssreg | 49.2025 | 43.745 | ssresid
1195 | GF | 18 | 31.6599 | 2011 |  |  |  | 18 | 31.6599 | 2011 | 2.8904 | 3.4551
420 | GF | 6 | 9.6396 | 2007 |  |  |  | 6 | 9.6396 | 2007 | 1.7918 | 2.2659 |  | y=cx^m, where c=e^b
440 | GF | 10 | 16.0096 | 2006 |  |  |  | 10 | 16.0096 | 2006 | 2.3026 | 2.7732 | m | 0.5726 | 0.0009124% | change
1102 | GF | 20 | 16.2936 | 2011 |  |  |  | 20 | 16.2936 | 2011 | 2.9957 | 2.7908 | c | 2.5543 | -0.001921% | from
324 | GF | 17.2 | 8.9094 | 2003 |  |  |  | 17.2 | 8.9094 | 2003 | 2.8449 | 2.1871 |  |  |  | prior
1103 | GF | 20 | 17.2995 | 2011 |  |  |  | 20 | 17.2995 | 2011 | 2.9957 | 2.8507 |  |  |  | iteration
386 | GF | 9 | 9.9511 | 2003 |  |  |  | 9 | 9.9511 | 2003 | 2.1972 | 2.2977
80 | GF | 8 | 6.0754 | 2001 |  |  |  | 8 | 6.0754 | 2001 | 2.0794 | 1.8042
1052 | GF | 13.6 | 10.9027 | 2011 |  |  |  | 13.6 | 10.9027 | 2011 | 2.6101 | 2.389
347 | GF | 10.548 | 9.3005 | 2003 |  |  |  | 10.548 | 9.3005 | 2003 | 2.3559 | 2.2301
1358 | GF | 27 | 13.0727 | 2011 |  |  |  | 27 | 13.0727 | 2011 | 3.2958 | 2.5705
584 | GF | 28 | 34.9037 | 2011 |  |  |  | 28 | 34.9037 | 2011 | 3.3322 | 3.5526
422 | GF | 24 | 13.6508 | 2003 |  |  |  | 24 | 13.6508 | 2003 | 3.1781 | 2.6138
944 | GF | 43 | 26.8161 | 2010 |  |  |  | 43 | 26.8161 | 2010 | 3.7612 | 3.289
387 | GF | 7.5 | 9.5131 | 2003 |  |  |  | 7.5 | 9.5131 | 2003 | 2.0149 | 2.2527
587 | GF | 17.8 | 13.1522 | 2006 |  |  |  | 17.8 | 13.1522 | 2006 | 2.8792 | 2.5766
585 | GF | 20.6 | 11.2912 | 2007 |  |  |  | 20.6 | 11.2912 | 2007 | 3.0253 | 2.424
831 | GF | 19.6 | 20.9656 | 2011 |  |  |  | 19.6 | 20.9656 | 2011 | 2.9755 | 3.0429
340 | GF | 22 | 13.3096 | 2003 |  |  |  | 22 | 13.3096 | 2003 | 3.091 | 2.5885
334 | GF | 18.8 | 7.9464 | 2003 |  |  |  | 18.8 | 7.9464 | 2003 | 2.9339 | 2.0727
343 | GF | 15.6 | 13.9997 | 2003 |  |  |  | 15.6 | 13.9997 | 2003 | 2.7473 | 2.639
358 | GF | 19.8 | 7.2249 | 2003 |  |  |  | 19.8 | 7.2249 | 2003 | 2.9857 | 1.9775
702 | GF | 28.4 | 5.2102 | 2007 |  |  |  | 28.4 | 5.2102 | 2007 | 3.3464 | 1.6506
526 | GF | 19 | 13.7588 | 2007 |  |  |  | 19 | 13.7588 | 2007 | 2.9444 | 2.6217
288 | GF | 12 | 4.4534 | 2001 |  |  |  | 12 | 4.4534 | 2001 | 2.4849 | 1.4937
851 | GF | 25 | 12.9318 | 2007 |  |  |  | 25 | 12.9318 | 2007 | 3.2189 | 2.5597
648 | GF | 15 | 14.9737 | 2007 |  |  |  | 15 | 14.9737 | 2007 | 2.7081 | 2.7063
855 | GF | 23 | 28.6671 | 2011 |  |  |  | 23 | 28.6671 | 2011 | 3.1355 | 3.3557
700 | GF | 9.8 | 7.0658 | 2007 |  |  |  | 9.8 | 7.0658 | 2007 | 2.2824 | 1.9553
683 | GF | 30 | 16.0323 | 2011 |  |  |  | 30 | 16.0323 | 2011 | 3.4012 | 2.7746
559 | GF | 115 | 56.8595 | 2011 |  |  |  | 115 | 56.8595 | 2011 | 4.7449 | 4.0406
1074 | GF | 67 | 43.1388 | 2011 |  |  |  | 67 | 43.1388 | 2011 | 4.2047 | 3.7644
34 | GF | 16 | 7.5134 | 2000 |  |  |  | 16 | 7.5134 | 2000 | 2.7726 | 2.0167
433 | GF | 25 | 22.3083 | 2003 |  |  |  | 25 | 22.3083 | 2003 | 3.2189 | 3.105
79A | GF | 8 | 5.0823 | 2000 |  |  |  | 8 | 5.0823 | 2000 | 2.0794 | 1.6258
10A | GF | 6.2 | 8.916 | 2001 |  |  |  | 6.2 | 8.916 | 2001 | 1.8245 | 2.1878
345 | GF | 35 | 8.369 | 2003 |  |  |  | 35 | 8.369 | 2003 | 3.5553 | 2.1245
1049 | GF | 15.2 | 54.5518 | 2011 |  |  |  | 15.2 | 54.5518 | 2011 | 2.7213 | 3.9992
230 | GF | 17 | 10.7399 | 2003 |  |  |  | 17 | 10.7399 | 2003 | 2.8332 | 2.374
79B | GF | 8 | 3.3788 | 2000 |  |  |  | 8 | 3.3788 | 2000 | 2.0794 | 1.2175
10B | GF | 9.406 | 9.7991 | 2001 |  |  |  | 9.406 | 9.7991 | 2001 | 2.2413 | 2.2823
8 | GF | 18 | 11.9841 | 2000 |  |  |  | 18 | 11.9841 | 2000 | 2.8904 | 2.4836
487 | GF | 22 | 16.6067 | 2007 |  |  |  | 22 | 16.6067 | 2007 | 3.091 | 2.8098
385 | GF | 7.5 | 8.5881 | 2003 |  |  |  | 7.5 | 8.5881 | 2003 | 2.0149 | 2.1504
865 | GF | 25 | 8.6092 | 2007 |  |  |  | 25 | 8.6092 | 2007 | 3.2189 | 2.1528
863 | GF | 25 | 8.2434 | 2007 |  |  |  | 25 | 8.2434 | 2007 | 3.2189 | 2.1094
527 | GF | 17 | 6.9319 | 2007 |  |  |  | 17 | 6.9319 | 2007 | 2.8332 | 1.9361
595 | GF | 11 | 19.0874 | 2007 |  |  |  | 11 | 19.0874 | 2007 | 2.3979 | 2.949
528 | GF | 17 | 5.2658 | 2007 |  |  |  | 17 | 5.2658 | 2007 | 2.8332 | 1.6612
529 | GF | 17 | 7.7922 | 2007 |  |  |  | 17 | 7.7922 | 2007 | 2.8332 | 2.0531
1095 | GF | 18 | 11.9234 | 2011 |  |  |  | 18 | 11.9234 | 2011 | 2.8904 | 2.4785
561 | GF | 46 | 58.1001 | 2011 |  |  |  | 46 | 58.1001 | 2011 | 3.8286 | 4.0622
1018 | GF | 3 | 10.6346 | 2011 |  |  |  | 3 | 10.6346 | 2011 | 1.0986 | 2.3641
360 | GF | 22 | 7.1175 | 2003 |  |  |  | 22 | 7.1175 | 2003 | 3.091 | 1.9626
1106 | GF | 12 | 20.2179 | 2011 |  |  |  | 12 | 20.2179 | 2011 | 2.4849 | 3.0066
899 | GF | 25 | 15.1725 | 2010 |  |  |  | 25 | 15.1725 | 2010 | 3.2189 | 2.7195
1191 | GF | 11 | 12.6281 | 2011 |  |  |  | 11 | 12.6281 | 2011 | 2.3979 | 2.5359
1115 | GF | 10 | 24.3628 | 2011 |  |  |  | 10 | 24.3628 | 2011 | 2.3026 | 3.1931
1053 | GF | 9 | 14.7144 | 2011 |  |  |  | 9 | 14.7144 | 2011 | 2.1972 | 2.6888
864 | GF | 25 | 9.8258 | 2007 |  |  |  | 25 | 9.8258 | 2007 | 3.2189 | 2.285
834 | GF | 45 | 25.7984 | 2010 |  |  |  | 45 | 25.7984 | 2010 | 3.8067 | 3.2503
722 | GF | 10.5 | 13.5015 | 2010 |  |  |  | 10.5 | 13.5015 | 2010 | 2.3514 | 2.6028
927 | GF | 60 | 25.8871 | 2011 |  |  |  | 60 | 25.8871 | 2011 | 4.0943 | 3.2537
1068 | GF | 11.2 | 26.9182 | 2011 |  |  |  | 11.2 | 26.9182 | 2011 | 2.4159 | 3.2928
506 | GF | 20 | 13.9693 | 2003 |  |  |  | 20 | 13.9693 | 2003 | 2.9957 | 2.6369
456 | GF | 16 | 17.647 | 2007 |  |  |  | 16 | 17.647 | 2007 | 2.7726 | 2.8706
130 | GF | 18 | 8.437 | 2001 |  |  |  | 18 | 8.437 | 2001 | 2.8904 | 2.1326
308 | GF | 10 | 8.8754 | 2003 |  |  |  | 10 | 8.8754 | 2003 | 2.3026 | 2.1833
829 | GF | 20 | 27.7611 | 2011 |  |  |  | 20 | 27.7611 | 2011 | 2.9957 | 3.3236
425 | GF | 17 | 11.7254 | 2006 |  |  |  | 17 | 11.7254 | 2006 | 2.8332 | 2.4618
333 | GF | 12 | 7.5607 | 2003 |  |  |  | 12 | 7.5607 | 2003 | 2.4849 | 2.023
769 | GF | 40 | 26.3813 | 2007 |  |  |  | 40 | 26.3813 | 2007 | 3.6889 | 3.2727
948 | GF | 57 | 12.6537 | 2014 |  |  |  | 57 | 12.6537 | 2014 | 4.0431 | 2.5379
1128 | GF | 45 | 63.5562 | 2013 |  |  |  | 45 | 63.5562 | 2013 | 3.8067 | 4.1519
1214 | GF | 52 | 22.6317 | 2013 |  |  |  | 52 | 22.6317 | 2013 | 3.9512 | 3.1194
1225 | GF | 20 | 18.6367 | 2013 |  |  |  | 20 | 18.6367 | 2013 | 2.9957 | 2.9251
1263 | GF | 8 | 19.6117 | 2013 |  |  |  | 8 | 19.6117 | 2013 | 2.0794 | 2.9761
1309 | GF | 15 | 16.1093 | 2013 |  |  |  | 15 | 16.1093 | 2013 | 2.7081 | 2.7794
1349 | GF | 34 | 8.968 | 2013 |  |  |  | 34 | 8.968 | 2013 | 3.5264 | 2.1937
1358 | GF | 27 | 13.0727 | 2013 |  |  |  | 27 | 13.0727 | 2013 | 3.2958 | 2.5705
1404 | GF | 35 | 35.2763 | 2013 |  |  |  | 35 | 35.2763 | 2013 | 3.5553 | 3.5632
1482 | GF | 18.4 | 18.7658 | 2013 |  |  |  | 18.4 | 18.7658 | 2013 | 2.9124 | 2.932
1515 | GF | 7.2 | 12.9927 | 2013 |  |  |  | 7.2 | 12.9927 | 2013 | 1.9741 | 2.5644
1618 | GF | 21 | 15.966 | 2016 |  |  |  | 21 | 15.966 | 2016 | 3.0445 | 2.7705
1634 | GF | 17.9 | 17.1728 | 2015 |  |  |  | 17.9 | 17.1728 | 2015 | 2.8848 | 2.8433
1258 | GF | 46 | 53.5183 | 2017 |  |  |  | 46 | 53.5183 | 2017 | 3.8286 | 3.98
1284 | GF | 24.1 | 7.0843 | 2013 |  |  |  | 24.1 | 7.0843 | 2013 | 3.1822 | 1.9579
Pre-01 | GF | 2.2 | 2.4934 | 1990 |  |  |  | 2.2 | 2.4934 | 1990 | 0.78846 | 0.91364
Pre-02 | GF | 1.464 | 1.494 | 1987 |  |  |  | 1.464 | 1.494 | 1987 | 0.38117 | 0.40147
Pre-03 | GF | 4.075 | 1.9369 | 1990 |  |  |  | 4.075 | 1.9369 | 1990 | 1.4049 | 0.66111
Pre-04 | GF | 10 | 8.5265 | 1991 |  |  |  | 10 | 8.5265 | 1991 | 2.3026 | 2.1432
Pre-05 | GF | 4.8 | 4.0522 | 1988 |  |  |  | 4.8 | 4.0522 | 1988 | 1.5686 | 1.3993
Pre-06 | GF | 5.1 | 9.6482 | 1989 |  |  |  | 5.1 | 9.6482 | 1989 | 1.6292 | 2.2668
Pre-07 | GF | 6.9 | 5.0294 | 1997 |  |  |  | 6.9 | 5.0294 | 1997 | 1.9315 | 1.6153
Pre-08 | GF | 11.8 | 6.3729 | 1987 |  |  |  | 11.8 | 6.3729 | 1987 | 2.4681 | 1.8521
Pre-09 | GF | 9.7 | 2.9443 | 1997 |  |  |  | 9.7 | 2.9443 | 1997 | 2.2721 | 1.0799
Pre-10 | GF | 6.12 | 13.4811 | 1990 |  |  |  | 6.12 | 13.4811 | 1990 | 1.8116 | 2.6013
Pre-11 | GF | 6.2672 | 2.9102 | 1987 |  |  |  | 6.2672 | 2.9102 | 1987 | 1.8353 | 1.0682
Pre-12 | GF | 6.366 | 9.8907 | 1993 |  |  |  | 6.366 | 9.8907 | 1993 | 1.851 | 2.2916
Pre-13 | GF | 8.5 | 5.9446 | 1990 |  |  |  | 8.5 | 5.9446 | 1990 | 2.1401 | 1.7825
Pre-14 | GF | 46.55 | 7.1936 | 1991 |  |  |  | 46.55 | 7.1936 | 1991 | 3.8405 | 1.9732
Pre-15 | GF | 56.8 | 17.5945 | 1990 |  |  |  | 56.8 | 17.5945 | 1990 | 4.0395 | 2.8676
Pre-16 | GF | 81.576 | 14.0262 | 1988 |  |  |  | 81.576 | 14.0262 | 1988 | 4.4015 | 2.6409
Pre-17 | GF | 95.2 | 14.2199 | 1999 |  |  |  | 95.2 | 14.2199 | 1999 | 4.556 | 2.6546
Pre-18 | GF | 122.772 | 23.4475 | 1990 |  |  |  | 122.772 | 23.4475 | 1990 | 4.8103 | 3.1548
1184 | UG | 30 | 17.9088 | 2013 | 18.2 | 18.8693 | 2012 | 48.2 | 36.7781 | 2013 | 3.8754 | 3.6049
1481 | UG | 48.2 | 23.4952 | 2013 | 0 | 1.1114 | 2014 | 48.2 | 24.6066 | 2014 | 3.8754 | 3.203
457 | UG | 10.77 | 9.9613 | 1990 | 10 | 3.2891 | 2006 | 20.77 | 13.2504 | 2006 | 3.0335 | 2.584
407 | UG | 25.4 | 16.2808 | 1982 | 2 | 0.60107 | 2004 | 27.4 | 16.8818 | 2004 | 3.3105 | 2.8262
706 | UG | 14.85 | 11.9729 | 1984 | 14.25 | 5.8346 | 2008 | 29.1 | 17.8075 | 2008 | 3.3707 | 2.8796
1070 | UG | 34 | 19.2394 | 1984 | 4.9 | 0.83608 | 2011 | 38.9 | 20.0755 | 2011 | 3.661 | 2.9995
1264 | UG | 38.9 | 20.7812 | 1984 | 7.2 | 8.0579 | 2013 | 46.1 | 28.8391 | 2013 | 3.8308 | 3.3617
1208 | UG | 14.1 | 11.6228 | 1961 | 11.5 | 2.7992 | 2012 | 25.6 | 14.422 | 2012 | 3.2426 | 2.6688
655 | UG | 12.053 | 10.6244 | 1974 | 2.339 | 0.59465 | 2007 | 14.392 | 11.219 | 2007 | 2.6667 | 2.4176
733 | UG | 24.3 | 15.8732 | 2007 | 17.1 | 6.7726 | 2009 | 41.4 | 22.6458 | 2009 | 3.7233 | 3.12
1700 | UG | 13.4 | 11.2888 | 0 | 0 | 4.0239 | 2016 | 13.4 | 15.3127 | 2016 | 2.5953 | 2.7287
1569 | UG | 17.7 | 13.2391 | 1997 | 0 | 3.7373 | 2015 | 17.7 | 16.9763 | 2015 | 2.8736 | 2.8318
401 | UG | 2 | 3.7988 | 1986 | 1.5 | 0.36204 | 2004 | 3.5 | 4.1608 | 2004 | 1.2528 | 1.4257
1412 | UG | 3.5 | 5.2337 | 1986 | 11 | 4.3575 | 2015 | 14.5 | 9.5911 | 2015 | 2.6741 | 2.2608
1318 | UG | 22.3 | 15.1115 | 1997 | 28.9 | 1.6878 | 2013 | 51.2 | 16.7993 | 2013 | 3.9357 | 2.8213
1194 | UG | 5.8 | 6.9889 | 1980 | 9.6 | 1.6086 | 2011 | 15.4 | 8.5975 | 2011 | 2.7344 | 2.1515
801 | UG | 10 | 9.5471 | 2008 | 0 | 6.3106 | 2009 | 10 | 15.8577 | 2009 | 2.3026 | 2.7637
804 | UG | 14.429 | 11.7773 | 1982 | 9.871 | 9.1567 | 2009 | 24.3 | 20.934 | 2009 | 3.1905 | 3.0414
365 | UG | 15.9 | 12.4505 | 1982 | 0.269 | 0.59607 | 2003 | 16.169 | 13.0466 | 2003 | 2.7831 | 2.5685
708 | UG | 16.2 | 12.5845 | 1982 | 11.5 | 6.8375 | 2007 | 27.7 | 19.422 | 2007 | 3.3214 | 2.9664
1568 | UG | 27.7 | 17.1092 | 1997 | 8.1 | 3.5849 | 2015 | 35.8 | 20.6941 | 2015 | 3.5779 | 3.0299
398 | UG | 27.329 | 16.9777 | 1981 | 2 | 1.4547 | 2004 | 29.329 | 18.4323 | 2004 | 3.3786 | 2.9141
1642 | UG | 16.12 | 12.5489 | unknown | 2.78 | 10.1341 | 2015 | 18.9 | 22.683 | 2015 | 2.9392 | 3.1216
522 | UG | 38.7 | 20.72 | 1981 | 2.3 | 0.49327 | 2006 | 41 | 21.2133 | 2006 | 3.7136 | 3.0546
170 | UG | 20.4 | 14.3602 | unknown | 5.6 | 4.4337 | 2001 | 26 | 18.794 | 2001 | 3.2581 | 2.9335
1312 | UG | 23.63 | 15.6211 | unknown | 0 | 6.0245 | 2013 | 23.63 | 21.6456 | 2013 | 3.1625 | 3.0748
170 | UG | 21.6 | 14.838 | unknown | 1 | 4.883 | 2001 | 22.6 | 19.721 | 2001 | 3.1179 | 2.9817
1366 | UG | 25.5 | 16.3174 | 0 | 14 | 5.5737 | 2013 | 39.5 | 21.8911 | 2013 | 3.6763 | 3.0861
170 | UG | 5.4 | 6.7087 | unknown | 10.6 | 5.2097 | 2001 | 16 | 11.9184 | 2001 | 2.7726 | 2.4781
1350 | UG | 16 | 12.4953 | 0 | 20 | 6.53 | 2013 | 36 | 19.0254 | 2013 | 3.5835 | 2.9458
658 | UG | 1.6 | 3.3431 | 1996 | 13.2 | 7.1147 | 2008 | 14.8 | 10.4578 | 2008 | 2.6946 | 2.3473
897 | UG | 14.8 | 11.9498 | 1996 | 3 | 6.2372 | 2010 | 17.8 | 18.187 | 2010 | 2.8792 | 2.9007
483 | UG | 20.7 | 14.4808 | 1986 | 18.1 | 3.6201 | 2005 | 38.8 | 18.1009 | 2005 | 3.6584 | 2.896
1494 | UG | 13.3 | 11.2405 | 0 | 6 | 6.4297 | 2014 | 19.3 | 17.6703 | 2014 | 2.9601 | 2.8719
488 | UG | 41.3 | 21.506 | 1982 | 24.2 | 0.40463 | 2006 | 65.5 | 21.9106 | 2006 | 4.1821 | 3.087
1692 | UG | 65.5 | 28.0056 | 0 | 0 | 2.2188 | 2016 | 65.5 | 30.2244 | 2016 | 4.1821 | 3.4087
318 | UG | 22.87 | 15.3314 | 1996 | 1 | 0.76702 | 2001 | 23.87 | 16.0985 | 2001 | 3.1726 | 2.7787
806 | UG | 23.867 | 15.7107 | 1996 | 5.433 | 0.68948 | 2008 | 29.3 | 16.4001 | 2008 | 3.3776 | 2.7973
1495 | UG | 29.3 | 17.6683 | 1996 | 0 | 5.1428 | 2014 | 29.3 | 22.8111 | 2014 | 3.3776 | 3.1272
1386 | UG | 32.7 | 18.8147 | 0 | 13.5 | 0.85934 | 2013 | 46.2 | 19.674 | 2013 | 3.833 | 2.9793
928 | UG | 18.02 | 13.3756 | 1992 | 3.48 | 10.3644 | 2010 | 21.5 | 23.74 | 2010 | 3.0681 | 3.1672
1450 | UG | 21.5 | 14.7986 | 1992 | 16.3 | 5.153 | 2014 | 37.8 | 19.9516 | 2014 | 3.6323 | 2.9933
170 | UG | 17.7 | 13.2391 | unknown | 8.8 | 1.1342 | 2001 | 26.5 | 14.3733 | 2001 | 3.2771 | 2.6654
649 | UG | 26.5 | 16.6808 | 1997 | 33.8 | 5.0181 | 2007 | 60.3 | 21.6989 | 2007 | 4.0993 | 3.0773
1203 | UG | 20.5 | 14.4005 | 1977 | 4.1 | 12.4436 | 2012 | 24.6 | 26.8441 | 2012 | 3.2027 | 3.29
170 | UG | 7.9 | 8.3416 | 1972 | 6.1 | 2.9005 | 2001 | 14 | 11.2421 | 2001 | 2.6391 | 2.4197
363 | UG | 21.226 | 14.6904 | 1975 | 4.2 | 0.82194 | 2004 | 25.426 | 15.5123 | 2004 | 3.2358 | 2.7416
493 | UG | 25.4 | 16.2808 | 1975 | 3.3 | 3.4003 | 2006 | 28.7 | 19.681 | 2006 | 3.3569 | 2.9797
685 | UG | 28.7 | 17.4602 | 1975 | 4.2 | 0.94607 | 2007 | 32.9 | 18.4063 | 2007 | 3.4935 | 2.9127
1574 | UG | 28 | 17.2151 | 2013 | 0 | 6.2662 | 2015 | 28 | 23.4813 | 2015 | 3.3322 | 3.1562
435 | UG | 10.6 | 9.871 | 1990 | 8.4 | 3.0774 | 2004 | 19 | 12.9483 | 2004 | 2.9444 | 2.561
652 | UG | 10.195 | 9.6532 | 1986 | 3.405 | 4.3802 | 2007 | 13.6 | 14.0334 | 2007 | 2.6101 | 2.6414
366 | UG | 11.1 | 10.1349 | 1981 | 4.8 | 0.60208 | 2003 | 15.9 | 10.737 | 2003 | 2.7663 | 2.3737
1640 | UG | 15.9 | 12.4505 | 1981 | 2.5 | 8.3244 | 2015 | 18.4 | 20.7749 | 2015 | 2.9124 | 3.0337
367 | UG | 11.211 | 10.1928 | 1988 | 1 | 0.55589 | 2004 | 12.211 | 10.7487 | 2004 | 2.5023 | 2.3748
650 | UG | 23 | 15.3813 | 1981 | 0 | 5.9477 | 2007 | 23 | 21.329 | 2007 | 3.1355 | 3.0601
902 | UG | 19.2 | 13.8703 | 2002 | 13.5 | 0.547 | 2009 | 32.7 | 14.4173 | 2009 | 3.4874 | 2.6684
1202 | UG | 19.4 | 13.9529 | 1989 | 1.6 | 10.745 | 2012 | 21 | 24.6979 | 2012 | 3.0445 | 3.2067
1338 | UG | 7.5 | 8.0971 | unknown | 2 | 6.6636 | 2013 | 9.5 | 14.7607 | 2013 | 2.2513 | 2.692
212 | UG | 36.55 | 20.0528 | 1978 | 28 | 4.6265 | 2003 | 64.55 | 24.6793 | 2003 | 4.1674 | 3.206
653 | UG | 64.55 | 27.7723 | 1977 | 1.32 | 0.56895 | 2007 | 65.87 | 28.3412 | 2007 | 4.1877 | 3.3443
1679 | UG | 65.87 | 28.0961 | 1977 | 0 | 3.0359 | 2016 | 65.87 | 31.132 | 2016 | 4.1877 | 3.4382
1382 | UG | 24.2 | 15.8358 | unknown | 11.9 | 2.4484 | 2013 | 36.1 | 18.2842 | 2013 | 3.5863 | 2.906
1638 | UG | 36.1 | 19.9111 | unknown | 0 | 1.4308 | 2015 | 36.1 | 21.3419 | 2015 | 3.5863 | 3.0607
874 | UG | 6.4 | 7.3942 | 1997 | 0.5 | 3.6334 | 2009 | 6.9 | 11.0275 | 2009 | 1.9315 | 2.4004
491 | UG | 27.9 | 17.1799 | 1984 | 1 | 0.19252 | 2006 | 28.9 | 17.3724 | 2006 | 3.3638 | 2.8549
1396 | UG | 20.6 | 14.4407 | 2009 | 5.4 | 0.37351 | 2013 | 26 | 14.8142 | 2013 | 3.2581 | 2.6956
1597 | UG | 26 | 16.4999 | 2009 | 27.3 | 4.2356 | 2015 | 53.3 | 20.7355 | 2015 | 3.9759 | 3.0318
1292 | UG | 30.3 | 18.0111 | unknown | 2.5 | 4.4712 | 2013 | 32.8 | 22.4823 | 2013 | 3.4904 | 3.1127
364 | UG | 44.904 | 22.5613 | 1975 | 2 | 1.3175 | 2004 | 46.904 | 23.8788 | 2004 | 3.8481 | 3.173
1306 | UG | 23.1 | 15.4195 | 1985 | 2.1 | 5.9849 | 2013 | 25.2 | 21.4044 | 2013 | 3.2268 | 3.0636
858 | UG | 28.4 | 17.3555 | 2009 | 13.3 | 5.4359 | 2010 | 41.7 | 22.7914 | 2010 | 3.7305 | 3.1264
1454 | UG | 41.7 | 21.625 | 2009 | 5.7 | 0.45762 | 2013 | 47.4 | 22.0826 | 2013 | 3.8586 | 3.0948
637 | UG | 15.5 | 12.2702 | 1989 | 8.4 | 5.0689 | 2007 | 23.9 | 17.3391 | 2007 | 3.1739 | 2.853
1254 | UG | 23.9 | 15.7231 | 1989 | 15.4 | 6.5284 | 2012 | 39.3 | 22.2515 | 2012 | 3.6712 | 3.1024
734 | UG | 20 | 14.1983 | 1974 | 4.4 | 11.2611 | 2011 | 24.4 | 25.4595 | 2011 | 3.1946 | 3.2371
1594 | UG | 24.4 | 15.9106 | 1974 | 0 | 17.2334 | 2017 | 24.4 | 33.1441 | 2017 | 3.1946 | 3.5009
1674 | UG | 17.4 | 13.1101 | 0 | 3.7 | 10.3273 | 2016 | 21.1 | 23.4374 | 2016 | 3.0493 | 3.1543
711 | UG | 11.5 | 10.3425 | 1976 | 13.7 | 9.2618 | 2009 | 25.2 | 19.6043 | 2009 | 3.2268 | 2.9757
408 | UG | 37.7 | 20.4117 | 1976 | 2.042 | 0.58016 | 2004 | 39.742 | 20.9919 | 2004 | 3.6824 | 3.0441
698 | UG | 39.7 | 21.0249 | 1976 | 20.9 | 1.4407 | 2007 | 60.6 | 22.4656 | 2007 | 4.1043 | 3.112
696 | UG | 9.137 | 9.0662 | 1981 | 8.063 | 0.2681 | 2007 | 17.2 | 9.3343 | 2007 | 2.8449 | 2.2337
1636 | UG | 17.2 | 13.0236 | 1981 | 0 | 6.6059 | 2015 | 17.2 | 19.6295 | 2015 | 2.8449 | 2.977
1185 | UG | 32.4 | 18.7156 | 1988 | 2.5 | 2.8088 | 2011 | 34.9 | 21.5244 | 2011 | 3.5525 | 3.0692
568 | UG | 38.04 | 20.5169 | 1978 | 1 | 0.028819 | 2006 | 39.04 | 20.5457 | 2006 | 3.6646 | 3.0227
853 | UG | 20 | 14.1983 | 1991 | 21.7 | 4.2556 | 2009 | 41.7 | 18.454 | 2009 | 3.7305 | 2.9153
1201 | UG | 13.3 | 11.2405 | unknown | 10.6 | 7.6365 | 2012 | 23.9 | 18.877 | 2012 | 3.1739 | 2.9379
654 | UG | 7.29 | 7.9665 | 1976 | 4.41 | 0.73673 | 2007 | 11.7 | 8.7032 | 2007 | 2.4596 | 2.1637
1394 | UG | 11.7 | 10.4451 | 1976 | 10 | 5.0058 | 2014 | 21.7 | 15.4509 | 2014 | 3.0773 | 2.7377
1294 | UG | 8.5 | 8.6987 | 0 | 1.6 | 4.562 | 2014 | 10.1 | 13.2607 | 2014 | 2.3125 | 2.5848
1670 | UG | 31.45 | 18.3994 | 0 | 24.25 | 2.7944 | 2016 | 55.7 | 21.1938 | 2016 | 4.02 | 3.0537
579 | UG | 17.1 | 12.9802 | unknown | 11 | 3.6516 | 2008 | 28.1 | 16.6318 | 2008 | 3.3358 | 2.8113
1670 | UG | 18.79 | 13.6999 | 0 | 30.51 | 18.3637 | 2016 | 49.3 | 32.0636 | 2016 | 3.8979 | 3.4677
1083 | UG | 7.53 | 8.1156 | 1981 | 5.87 | 7.4125 | 2011 | 13.4 | 15.5281 | 2011 | 2.5953 | 2.7427
552 | UG | 20.23 | 14.2916 | 1991 | 10.47 | 1.1458 | 2006 | 30.7 | 15.4374 | 2006 | 3.4243 | 2.7368
1311 | UG | 30.7 | 18.1469 | 1991 | 19.3 | 5.9841 | 2013 | 50 | 24.131 | 2013 | 3.912 | 3.1835
1078 | UG | 17.66 | 13.2219 | 1957 | 7.34 | 1.0936 | 2011 | 25 | 14.3156 | 2011 | 3.2189 | 2.6613
495 | UG | 12.974 | 11.0819 | 1982 | 0 | 3.5908 | 2006 | 12.974 | 14.6727 | 2006 | 2.5629 | 2.686
383 | UG | 0.51 | 1.7371 | 1984 | 8 | 3.9502 | 2005 | 8.51 | 5.6873 | 2005 | 2.1412 | 1.7382
1020 | UG | 13 | 11.0946 | 1977 | 9 | 7.345 | 2010 | 22 | 18.4396 | 2010 | 3.091 | 2.9145
1364 | UG | 8.5 | 8.6987 | 0 | 34 | 8.7951 | 2013 | 42.5 | 17.4938 | 2013 | 3.7495 | 2.8618
503 | UG | 31 | 18.2482 | 1972 | 16 | 3.8033 | 2007 | 47 | 22.0515 | 2007 | 3.8501 | 3.0934
925 | UG | 47 | 23.1584 | 1972 | 9 | 3.3165 | 2011 | 56 | 26.4749 | 2011 | 4.0254 | 3.2762
821 | UG | 25 | 16.1335 | 2006 | 32 | 9.4177 | 2011 | 57 | 25.5512 | 2011 | 4.0431 | 3.2407
486 | UG | 10.81 | 9.9825 | 1993 | 3.14 | 0.34692 | 2005 | 13.95 | 10.3294 | 2005 | 2.6355 | 2.335
779 | UG | 13.95 | 11.5519 | 1993 | 4.05 | 0.91576 | 2008 | 18 | 12.4676 | 2008 | 2.8904 | 2.5231
1416 | UG | 18 | 13.3671 | 1993 | 6 | 1.4182 | 2014 | 24 | 14.7853 | 2014 | 3.1781 | 2.6936
554 | UG | 23 | 15.3813 | 1968 | 8.26 | 1.0611 | 2006 | 31.26 | 16.4424 | 2006 | 3.4423 | 2.7999
1581 | UG | 7.44 | 8.06 | unknown | 9.36 | 5.3848 | 2015 | 16.8 | 13.4448 | 2015 | 2.8214 | 2.5986
880 | UG | 8.95 | 8.9595 | 1966 | 2.05 | 4.5764 | 2010 | 11 | 13.5359 | 2010 | 2.3979 | 2.6053
1047 | UG | 10 | 9.5471 | 1965 | 5 | 6.2586 | 2012 | 15 | 15.8057 | 2012 | 2.7081 | 2.7604
1045 | UG | 24.066 | 15.7855 | 1971 | 7.934 | 3.8009 | 2011 | 32 | 19.5865 | 2011 | 3.4657 | 2.9748
1616 | UG | 21.68 | 14.8695 | unknown | 25.75 | 0.84819 | 2015 | 47.43 | 15.7176 | 2015 | 3.8593 | 2.7548
362 | UG | 51.8 | 24.4845 | 1971 | 1 | 0.78848 | 2004 | 52.8 | 25.273 | 2004 | 3.9665 | 3.2297
924 | UG | 45.94 | 22.8579 | 1982 | 6.06 | 1.4264 | 2010 | 52 | 24.2843 | 2010 | 3.9512 | 3.1898
1241 | UG | 20.29 | 14.3159 | unknown | 6 | 2.625 | 2012 | 26.29 | 16.9409 | 2012 | 3.2692 | 2.8297
438 | UG | 8.246 | 8.5489 | 1978 | 1 | 0.18095 | 2004 | 9.246 | 8.7299 | 2004 | 2.2242 | 2.1667
748 | UG | 25.541 | 16.3325 | 1995 | 1 | 0.38858 | 2008 | 26.541 | 16.721 | 2008 | 3.2787 | 2.8167
1319 | UG | 15.71 | 12.3651 | 0 | 4.29 | 3.2377 | 2014 | 20 | 15.6028 | 2014 | 2.9957 | 2.7475
892 | UG | 13.05 | 11.119 | 1972 | 0 | 3.2491 | 2011 | 13.05 | 14.3681 | 2011 | 2.5688 | 2.665
504 | UG | 10.496 | 9.8154 | 2007 | 0 | 2.1923 | 2006 | 10.496 | 12.0077 | 2007 | 2.351 | 2.4855
618 | UG | 11 | 10.0826 | 1995 | 11.5 | 2.3465 | 2006 | 22.5 | 12.429 | 2006 | 3.1135 | 2.52
712 | UG | 7.5 | 8.0971 | 1980 | 1 | 7.8904 | 2011 | 8.5 | 15.9875 | 2011 | 2.1401 | 2.7718
726 | UG | 25.6354 | 16.367 | 1982 | 5.3646 | 1.0316 | 2008 | 31 | 17.3986 | 2008 | 3.434 | 2.8564
530 | UG | 25 | 16.1335 | 1982 | 20 | 4.5023 | 2006 | 45 | 20.6357 | 2006 | 3.8067 | 3.027
755 | UG | 8.698 | 8.8142 | 1983 | 3.302 | 0.74649 | 2008 | 12 | 9.5607 | 2008 | 2.4849 | 2.2577
1081 | UG | 12 | 10.5976 | 1983 | 4 | 0.74616 | 2010 | 16 | 11.3438 | 2010 | 2.7726 | 2.4287
307 | UG | 9.07 | 9.0281 | 1985 | 1.002 | 2.5231 | 2003 | 10.072 | 11.5512 | 2003 | 2.3098 | 2.4468
1466 | UG | 10.07 | 9.5853 | 1985 | 4.93 | 4.6348 | 2015 | 15 | 14.2201 | 2015 | 2.7081 | 2.6547
1091 | UG | 16.06 | 12.5221 | 1982 | 24.34 | 7.6638 | 2011 | 40.4 | 20.186 | 2011 | 3.6988 | 3.005
666 | UG | 25.92 | 16.4708 | 1987 | 14.08 | 3.6888 | 2008 | 40 | 20.1596 | 2008 | 3.6889 | 3.0037
556 | UG | 8.656 | 8.7898 | 1985 | 4.344 | 3.2484 | 2007 | 13 | 12.0381 | 2007 | 2.5649 | 2.4881
452 | UG | 10.781 | 9.9671 | 1986 | 3.619 | 3.4437 | 2005 | 14.4 | 13.4108 | 2005 | 2.6672 | 2.5961
613 | UG | 6.2 | 7.261 | 1999 | 2.2 | 0.43132 | 2006 | 8.4 | 7.6923 | 2006 | 2.1282 | 2.0402
778 | UG | 0.1 | 0.68341 | 1988 | 1.9 | 0.48701 | 2008 | 2 | 1.1704 | 2008 | 0.69315 | 0.15736
1571 | UG | 2 | 3.7988 | 1988 | 11 | 1.592 | 2016 | 13 | 5.3908 | 2016 | 2.5649 | 1.6847
525 | UG | 11.55 | 10.3682 | 1995 | 14 | 2.1078 | 2006 | 25.55 | 12.476 | 2006 | 3.2406 | 2.5238
1324 | UG | 15.8 | 12.4056 | 2012 | 12.3 | 2.2693 | 2014 | 28.1 | 14.6749 | 2014 | 3.3358 | 2.6861
511 | UG | 13.95 | 11.5519 | 2004 | 4.05 | 0.42904 | 2004 | 18 | 11.9809 | 2004 | 2.8904 | 2.4833
1094 | UG | 18 | 13.3671 | 2004 | 6 | 1.0646 | 2011 | 24 | 14.4317 | 2011 | 3.1781 | 2.6694
775 | UG | 8 | 8.4019 | 2002 | 7 | 1.4059 | 2008 | 15 | 9.8078 | 2008 | 2.7081 | 2.2832
1646 | UG | 2.88 | 4.6808 | unknown | 3.52 | 6.6896 | 2016 | 6.4 | 11.3704 | 2016 | 1.8563 | 2.431
467 | UG | 5.7 | 6.9197 | 1996 | 7.9 | 3.4855 | 2005 | 13.6 | 10.4052 | 2005 | 2.6101 | 2.3423
437 | UG | 23 | 15.3813 | 2001 | 17 | 3.6314 | 2008 | 40 | 19.0127 | 2008 | 3.6889 | 2.9451
1233 | UG | 40 | 21.1157 | 2001 | 10 | 3.8904 | 2011 | 50 | 25.0061 | 2011 | 3.912 | 3.2191
361 | UG | 12.22 | 10.7084 | 1986 | 13 | 1.172 | 2002 | 25.22 | 11.8804 | 2002 | 3.2276 | 2.4749
645 | UG | 25.22 | 16.2146 | 1986 | 1 | 0.22668 | 2006 | 26.22 | 16.4413 | 2006 | 3.2665 | 2.7998
720 | UG | 5.29 | 6.6301 | 1974 | 3.91 | 3.2147 | 2009 | 9.2 | 9.8448 | 2009 | 2.2192 | 2.2869
1554 | UG | 18 | 13.3671 | 2013 | 13 | 4.0041 | 2015 | 31 | 17.3712 | 2015 | 3.434 | 2.8548
1570 | UG | 12 | 10.5976 | 0 | 7 | 5.7129 | 2016 | 19 | 16.3105 | 2016 | 2.9444 | 2.7918
1280 | UG | 10 | 9.5471 | 0 | 10 | 3.9567 | 2013 | 20 | 13.5038 | 2013 | 2.9957 | 2.603
659 | UG | 51 | 24.2672 | 1974 | 7 | 0.19039 | 2006 | 58 | 24.4576 | 2006 | 4.0604 | 3.1969
1240 | UG | 9 | 8.9881 | 0 | 12 | 2.4762 | 2013 | 21 | 11.4644 | 2013 | 3.0445 | 2.4392
317 | UG | 26.67 | 16.742 | 1978 | 8.46 | 3.7336 | 2002 | 35.13 | 20.4756 | 2002 | 3.5591 | 3.0192
1510 | UG | 35.13 | 19.603 | 1978 | 0 | 1.0378 | 2014 | 35.13 | 20.6408 | 2014 | 3.5591 | 3.0273
1678 | UG | 71.19 | 29.3738 | 0 | 3.81 | 0.18769 | 2015 | 75 | 29.5615 | 2015 | 4.3175 | 3.3865
409 | UG | 50.9 | 24.24 | unknown | 0 | 6.95 | 2004 | 50.9 | 31.19 | 2004 | 3.9299 | 3.4401
620 | UG | 66.04 | 28.1376 | unknown | 1 | 0.052327 | 2006 | 67.04 | 28.1899 | 2006 | 4.2053 | 3.339
1085 | UG | 67.04 | 28.3807 | unknown | 2 | 0.079312 | 2010 | 69.04 | 28.4601 | 2010 | 4.2347 | 3.3485
589 | UG | 36.963 | 20.1823 | 1974 | 0 | 0.032007 | 2005 | 36.963 | 20.2143 | 2005 | 3.6099 | 3.0064
836 | UG | 33.963 | 19.2274 | 1974 | 10.037 | 0.20825 | 2008 | 44 | 19.4356 | 2008 | 3.7842 | 2.9671
1417 | UG | 53.176 | 24.8548 | 0 | 2.824 | 0.36632 | 2013 | 56 | 25.2211 | 2013 | 4.0254 | 3.2277
1575 | UG | 107.8 | 37.2513 | 0 | 2.2 | 0.084606 | 2014 | 110 | 37.3359 | 2014 | 4.7005 | 3.62
1480 | UG | 92 | 34.0196 | 0 | 9 | 1.4186 | 2015 | 101 | 35.4382 | 2015 | 4.6151 | 3.5678
1644 | UG | 25 | 16.1335 | 0 | 14 | 6.4882 | 2016 | 39 | 22.6216 | 2016 | 3.6636 | 3.1189
1276 | UG | 34 | 19.2394 | unknown | 4 | 0.69755 | 2012 | 38 | 19.9369 | 2012 | 3.6376 | 2.9926
823 | UG | 10 | 9.5471 | unknown | 25 | 8.3157 | 2009 | 35 | 17.8627 | 2009 | 3.5553 | 2.8827
1601 | UG | 77 | 30.7234 | 0 | 0 | 4.0095 | 2015 | 77 | 34.7329 | 2015 | 4.3438 | 3.5477
1046 | UG | 33 | 18.9133 | unknown | 17 | 13.8381 | 2011 | 50 | 32.7514 | 2011 | 3.912 | 3.4889
873 | UG | 38 | 20.5046 | unknown | 10 | 10.835 | 2011 | 48 | 31.3396 | 2011 | 3.8712 | 3.4449
630 | UG | 36.4 | 20.0057 | unknown | 3.6 | 0.76182 | 2007 | 40 | 20.7675 | 2007 | 3.6889 | 3.0334
1107 | UG | 16 | 12.4953 | 2010 | 24 | 7.7 | 2014 | 40 | 20.1953 | 2014 | 3.6889 | 3.0055
682 | UG | 12 | 10.5976 | 2005 | 18 | 4.2252 | 2009 | 30 | 14.8228 | 2009 | 3.4012 | 2.6962
677 | UG | 117 | 39.0397 | unknown | 0 | 5.9673 | 2009 | 117 | 45.007 | 2009 | 4.7622 | 3.8068
643 | UG | 53.37 | 24.9067 | unknown | 0.5 | 4.4087 | 2009 | 53.87 | 29.3154 | 2009 | 3.9866 | 3.3781
* Type is either Greenfield (“GF”) or Upgrade (“UG”), where Upgrade refers to additional facilities that increase the capacity of an existing Greenfield project
** For Iteration 12, Greenfield Cost for an Upgrade project is estimated using the Iteration 11 power curve for greenfield and upgrade projects

## GF + UG Iteration 13
Alberta Electric System Operator
2018 ISO Tariff Application
Appendix G - Point of Delivery Cost Function Workbook
Thirteenth-Interation Calculation of Power Curve for Greenfield and Upgrade Projects
August 17, 2018
Project | Type * | Greenfield MW | Greenfield Cost ** | Greenfield Year | Upgrade MW | Upgrade Cost | Upgrade Year | Total MW | Total Cost | Total Year | LN(MW) | LN(Cost) |  | ln(y)=m*ln(x) + b Linear Regression
476 | GF | 14 | 16.8618 | 2003 |  |  |  | 14 | 16.8618 | 2003 | 2.6391 | 2.8251 | m | 0.5726 | 0.93776 | b
478 | GF | 8.5 | 6.0182 | 2003 |  |  |  | 8.5 | 6.0182 | 2003 | 2.1401 | 1.7948 | se | 0.032094 | 0.10234 | seb
473 | GF | 30 | 14.999 | 2003 |  |  |  | 30 | 14.999 | 2003 | 3.4012 | 2.708 | R2 | 0.52936 | 0.39316 | sev
1042 | GF | 13 | 11.1648 | 2011 |  |  |  | 13 | 11.1648 | 2011 | 2.5649 | 2.4128 | F | 318.3079 | 283 | df
443 | GF | 24.3 | 11.7056 | 2006 |  |  |  | 24.3 | 11.7056 | 2006 | 3.1905 | 2.4601 | ssreg | 49.2028 | 43.745 | ssresid
1195 | GF | 18 | 31.6599 | 2011 |  |  |  | 18 | 31.6599 | 2011 | 2.8904 | 3.4551
420 | GF | 6 | 9.6396 | 2007 |  |  |  | 6 | 9.6396 | 2007 | 1.7918 | 2.2659 |  | y=cx^m, where c=e^b
440 | GF | 10 | 16.0096 | 2006 |  |  |  | 10 | 16.0096 | 2006 | 2.3026 | 2.7732 | m | 0.5726 | 0.0002482% | change
1102 | GF | 20 | 16.2936 | 2011 |  |  |  | 20 | 16.2936 | 2011 | 2.9957 | 2.7908 | c | 2.5543 | -0.0006183% | from
324 | GF | 17.2 | 8.9094 | 2003 |  |  |  | 17.2 | 8.9094 | 2003 | 2.8449 | 2.1871 |  |  |  | prior
1103 | GF | 20 | 17.2995 | 2011 |  |  |  | 20 | 17.2995 | 2011 | 2.9957 | 2.8507 |  |  |  | iteration
386 | GF | 9 | 9.9511 | 2003 |  |  |  | 9 | 9.9511 | 2003 | 2.1972 | 2.2977
80 | GF | 8 | 6.0754 | 2001 |  |  |  | 8 | 6.0754 | 2001 | 2.0794 | 1.8042
1052 | GF | 13.6 | 10.9027 | 2011 |  |  |  | 13.6 | 10.9027 | 2011 | 2.6101 | 2.389
347 | GF | 10.548 | 9.3005 | 2003 |  |  |  | 10.548 | 9.3005 | 2003 | 2.3559 | 2.2301
1358 | GF | 27 | 13.0727 | 2011 |  |  |  | 27 | 13.0727 | 2011 | 3.2958 | 2.5705
584 | GF | 28 | 34.9037 | 2011 |  |  |  | 28 | 34.9037 | 2011 | 3.3322 | 3.5526
422 | GF | 24 | 13.6508 | 2003 |  |  |  | 24 | 13.6508 | 2003 | 3.1781 | 2.6138
944 | GF | 43 | 26.8161 | 2010 |  |  |  | 43 | 26.8161 | 2010 | 3.7612 | 3.289
387 | GF | 7.5 | 9.5131 | 2003 |  |  |  | 7.5 | 9.5131 | 2003 | 2.0149 | 2.2527
587 | GF | 17.8 | 13.1522 | 2006 |  |  |  | 17.8 | 13.1522 | 2006 | 2.8792 | 2.5766
585 | GF | 20.6 | 11.2912 | 2007 |  |  |  | 20.6 | 11.2912 | 2007 | 3.0253 | 2.424
831 | GF | 19.6 | 20.9656 | 2011 |  |  |  | 19.6 | 20.9656 | 2011 | 2.9755 | 3.0429
340 | GF | 22 | 13.3096 | 2003 |  |  |  | 22 | 13.3096 | 2003 | 3.091 | 2.5885
334 | GF | 18.8 | 7.9464 | 2003 |  |  |  | 18.8 | 7.9464 | 2003 | 2.9339 | 2.0727
343 | GF | 15.6 | 13.9997 | 2003 |  |  |  | 15.6 | 13.9997 | 2003 | 2.7473 | 2.639
358 | GF | 19.8 | 7.2249 | 2003 |  |  |  | 19.8 | 7.2249 | 2003 | 2.9857 | 1.9775
702 | GF | 28.4 | 5.2102 | 2007 |  |  |  | 28.4 | 5.2102 | 2007 | 3.3464 | 1.6506
526 | GF | 19 | 13.7588 | 2007 |  |  |  | 19 | 13.7588 | 2007 | 2.9444 | 2.6217
288 | GF | 12 | 4.4534 | 2001 |  |  |  | 12 | 4.4534 | 2001 | 2.4849 | 1.4937
851 | GF | 25 | 12.9318 | 2007 |  |  |  | 25 | 12.9318 | 2007 | 3.2189 | 2.5597
648 | GF | 15 | 14.9737 | 2007 |  |  |  | 15 | 14.9737 | 2007 | 2.7081 | 2.7063
855 | GF | 23 | 28.6671 | 2011 |  |  |  | 23 | 28.6671 | 2011 | 3.1355 | 3.3557
700 | GF | 9.8 | 7.0658 | 2007 |  |  |  | 9.8 | 7.0658 | 2007 | 2.2824 | 1.9553
683 | GF | 30 | 16.0323 | 2011 |  |  |  | 30 | 16.0323 | 2011 | 3.4012 | 2.7746
559 | GF | 115 | 56.8595 | 2011 |  |  |  | 115 | 56.8595 | 2011 | 4.7449 | 4.0406
1074 | GF | 67 | 43.1388 | 2011 |  |  |  | 67 | 43.1388 | 2011 | 4.2047 | 3.7644
34 | GF | 16 | 7.5134 | 2000 |  |  |  | 16 | 7.5134 | 2000 | 2.7726 | 2.0167
433 | GF | 25 | 22.3083 | 2003 |  |  |  | 25 | 22.3083 | 2003 | 3.2189 | 3.105
79A | GF | 8 | 5.0823 | 2000 |  |  |  | 8 | 5.0823 | 2000 | 2.0794 | 1.6258
10A | GF | 6.2 | 8.916 | 2001 |  |  |  | 6.2 | 8.916 | 2001 | 1.8245 | 2.1878
345 | GF | 35 | 8.369 | 2003 |  |  |  | 35 | 8.369 | 2003 | 3.5553 | 2.1245
1049 | GF | 15.2 | 54.5518 | 2011 |  |  |  | 15.2 | 54.5518 | 2011 | 2.7213 | 3.9992
230 | GF | 17 | 10.7399 | 2003 |  |  |  | 17 | 10.7399 | 2003 | 2.8332 | 2.374
79B | GF | 8 | 3.3788 | 2000 |  |  |  | 8 | 3.3788 | 2000 | 2.0794 | 1.2175
10B | GF | 9.406 | 9.7991 | 2001 |  |  |  | 9.406 | 9.7991 | 2001 | 2.2413 | 2.2823
8 | GF | 18 | 11.9841 | 2000 |  |  |  | 18 | 11.9841 | 2000 | 2.8904 | 2.4836
487 | GF | 22 | 16.6067 | 2007 |  |  |  | 22 | 16.6067 | 2007 | 3.091 | 2.8098
385 | GF | 7.5 | 8.5881 | 2003 |  |  |  | 7.5 | 8.5881 | 2003 | 2.0149 | 2.1504
865 | GF | 25 | 8.6092 | 2007 |  |  |  | 25 | 8.6092 | 2007 | 3.2189 | 2.1528
863 | GF | 25 | 8.2434 | 2007 |  |  |  | 25 | 8.2434 | 2007 | 3.2189 | 2.1094
527 | GF | 17 | 6.9319 | 2007 |  |  |  | 17 | 6.9319 | 2007 | 2.8332 | 1.9361
595 | GF | 11 | 19.0874 | 2007 |  |  |  | 11 | 19.0874 | 2007 | 2.3979 | 2.949
528 | GF | 17 | 5.2658 | 2007 |  |  |  | 17 | 5.2658 | 2007 | 2.8332 | 1.6612
529 | GF | 17 | 7.7922 | 2007 |  |  |  | 17 | 7.7922 | 2007 | 2.8332 | 2.0531
1095 | GF | 18 | 11.9234 | 2011 |  |  |  | 18 | 11.9234 | 2011 | 2.8904 | 2.4785
561 | GF | 46 | 58.1001 | 2011 |  |  |  | 46 | 58.1001 | 2011 | 3.8286 | 4.0622
1018 | GF | 3 | 10.6346 | 2011 |  |  |  | 3 | 10.6346 | 2011 | 1.0986 | 2.3641
360 | GF | 22 | 7.1175 | 2003 |  |  |  | 22 | 7.1175 | 2003 | 3.091 | 1.9626
1106 | GF | 12 | 20.2179 | 2011 |  |  |  | 12 | 20.2179 | 2011 | 2.4849 | 3.0066
899 | GF | 25 | 15.1725 | 2010 |  |  |  | 25 | 15.1725 | 2010 | 3.2189 | 2.7195
1191 | GF | 11 | 12.6281 | 2011 |  |  |  | 11 | 12.6281 | 2011 | 2.3979 | 2.5359
1115 | GF | 10 | 24.3628 | 2011 |  |  |  | 10 | 24.3628 | 2011 | 2.3026 | 3.1931
1053 | GF | 9 | 14.7144 | 2011 |  |  |  | 9 | 14.7144 | 2011 | 2.1972 | 2.6888
864 | GF | 25 | 9.8258 | 2007 |  |  |  | 25 | 9.8258 | 2007 | 3.2189 | 2.285
834 | GF | 45 | 25.7984 | 2010 |  |  |  | 45 | 25.7984 | 2010 | 3.8067 | 3.2503
722 | GF | 10.5 | 13.5015 | 2010 |  |  |  | 10.5 | 13.5015 | 2010 | 2.3514 | 2.6028
927 | GF | 60 | 25.8871 | 2011 |  |  |  | 60 | 25.8871 | 2011 | 4.0943 | 3.2537
1068 | GF | 11.2 | 26.9182 | 2011 |  |  |  | 11.2 | 26.9182 | 2011 | 2.4159 | 3.2928
506 | GF | 20 | 13.9693 | 2003 |  |  |  | 20 | 13.9693 | 2003 | 2.9957 | 2.6369
456 | GF | 16 | 17.647 | 2007 |  |  |  | 16 | 17.647 | 2007 | 2.7726 | 2.8706
130 | GF | 18 | 8.437 | 2001 |  |  |  | 18 | 8.437 | 2001 | 2.8904 | 2.1326
308 | GF | 10 | 8.8754 | 2003 |  |  |  | 10 | 8.8754 | 2003 | 2.3026 | 2.1833
829 | GF | 20 | 27.7611 | 2011 |  |  |  | 20 | 27.7611 | 2011 | 2.9957 | 3.3236
425 | GF | 17 | 11.7254 | 2006 |  |  |  | 17 | 11.7254 | 2006 | 2.8332 | 2.4618
333 | GF | 12 | 7.5607 | 2003 |  |  |  | 12 | 7.5607 | 2003 | 2.4849 | 2.023
769 | GF | 40 | 26.3813 | 2007 |  |  |  | 40 | 26.3813 | 2007 | 3.6889 | 3.2727
948 | GF | 57 | 12.6537 | 2014 |  |  |  | 57 | 12.6537 | 2014 | 4.0431 | 2.5379
1128 | GF | 45 | 63.5562 | 2013 |  |  |  | 45 | 63.5562 | 2013 | 3.8067 | 4.1519
1214 | GF | 52 | 22.6317 | 2013 |  |  |  | 52 | 22.6317 | 2013 | 3.9512 | 3.1194
1225 | GF | 20 | 18.6367 | 2013 |  |  |  | 20 | 18.6367 | 2013 | 2.9957 | 2.9251
1263 | GF | 8 | 19.6117 | 2013 |  |  |  | 8 | 19.6117 | 2013 | 2.0794 | 2.9761
1309 | GF | 15 | 16.1093 | 2013 |  |  |  | 15 | 16.1093 | 2013 | 2.7081 | 2.7794
1349 | GF | 34 | 8.968 | 2013 |  |  |  | 34 | 8.968 | 2013 | 3.5264 | 2.1937
1358 | GF | 27 | 13.0727 | 2013 |  |  |  | 27 | 13.0727 | 2013 | 3.2958 | 2.5705
1404 | GF | 35 | 35.2763 | 2013 |  |  |  | 35 | 35.2763 | 2013 | 3.5553 | 3.5632
1482 | GF | 18.4 | 18.7658 | 2013 |  |  |  | 18.4 | 18.7658 | 2013 | 2.9124 | 2.932
1515 | GF | 7.2 | 12.9927 | 2013 |  |  |  | 7.2 | 12.9927 | 2013 | 1.9741 | 2.5644
1618 | GF | 21 | 15.966 | 2016 |  |  |  | 21 | 15.966 | 2016 | 3.0445 | 2.7705
1634 | GF | 17.9 | 17.1728 | 2015 |  |  |  | 17.9 | 17.1728 | 2015 | 2.8848 | 2.8433
1258 | GF | 46 | 53.5183 | 2017 |  |  |  | 46 | 53.5183 | 2017 | 3.8286 | 3.98
1284 | GF | 24.1 | 7.0843 | 2013 |  |  |  | 24.1 | 7.0843 | 2013 | 3.1822 | 1.9579
Pre-01 | GF | 2.2 | 2.4934 | 1990 |  |  |  | 2.2 | 2.4934 | 1990 | 0.78846 | 0.91364
Pre-02 | GF | 1.464 | 1.494 | 1987 |  |  |  | 1.464 | 1.494 | 1987 | 0.38117 | 0.40147
Pre-03 | GF | 4.075 | 1.9369 | 1990 |  |  |  | 4.075 | 1.9369 | 1990 | 1.4049 | 0.66111
Pre-04 | GF | 10 | 8.5265 | 1991 |  |  |  | 10 | 8.5265 | 1991 | 2.3026 | 2.1432
Pre-05 | GF | 4.8 | 4.0522 | 1988 |  |  |  | 4.8 | 4.0522 | 1988 | 1.5686 | 1.3993
Pre-06 | GF | 5.1 | 9.6482 | 1989 |  |  |  | 5.1 | 9.6482 | 1989 | 1.6292 | 2.2668
Pre-07 | GF | 6.9 | 5.0294 | 1997 |  |  |  | 6.9 | 5.0294 | 1997 | 1.9315 | 1.6153
Pre-08 | GF | 11.8 | 6.3729 | 1987 |  |  |  | 11.8 | 6.3729 | 1987 | 2.4681 | 1.8521
Pre-09 | GF | 9.7 | 2.9443 | 1997 |  |  |  | 9.7 | 2.9443 | 1997 | 2.2721 | 1.0799
Pre-10 | GF | 6.12 | 13.4811 | 1990 |  |  |  | 6.12 | 13.4811 | 1990 | 1.8116 | 2.6013
Pre-11 | GF | 6.2672 | 2.9102 | 1987 |  |  |  | 6.2672 | 2.9102 | 1987 | 1.8353 | 1.0682
Pre-12 | GF | 6.366 | 9.8907 | 1993 |  |  |  | 6.366 | 9.8907 | 1993 | 1.851 | 2.2916
Pre-13 | GF | 8.5 | 5.9446 | 1990 |  |  |  | 8.5 | 5.9446 | 1990 | 2.1401 | 1.7825
Pre-14 | GF | 46.55 | 7.1936 | 1991 |  |  |  | 46.55 | 7.1936 | 1991 | 3.8405 | 1.9732
Pre-15 | GF | 56.8 | 17.5945 | 1990 |  |  |  | 56.8 | 17.5945 | 1990 | 4.0395 | 2.8676
Pre-16 | GF | 81.576 | 14.0262 | 1988 |  |  |  | 81.576 | 14.0262 | 1988 | 4.4015 | 2.6409
Pre-17 | GF | 95.2 | 14.2199 | 1999 |  |  |  | 95.2 | 14.2199 | 1999 | 4.556 | 2.6546
Pre-18 | GF | 122.772 | 23.4475 | 1990 |  |  |  | 122.772 | 23.4475 | 1990 | 4.8103 | 3.1548
1184 | UG | 30 | 17.9088 | 2013 | 18.2 | 18.8693 | 2012 | 48.2 | 36.7781 | 2013 | 3.8754 | 3.6049
1481 | UG | 48.2 | 23.4952 | 2013 | 0 | 1.1114 | 2014 | 48.2 | 24.6066 | 2014 | 3.8754 | 3.203
457 | UG | 10.77 | 9.9612 | 1990 | 10 | 3.2891 | 2006 | 20.77 | 13.2504 | 2006 | 3.0335 | 2.584
407 | UG | 25.4 | 16.2807 | 1982 | 2 | 0.60107 | 2004 | 27.4 | 16.8818 | 2004 | 3.3105 | 2.8262
706 | UG | 14.85 | 11.9728 | 1984 | 14.25 | 5.8346 | 2008 | 29.1 | 17.8074 | 2008 | 3.3707 | 2.8796
1070 | UG | 34 | 19.2394 | 1984 | 4.9 | 0.83608 | 2011 | 38.9 | 20.0755 | 2011 | 3.661 | 2.9995
1264 | UG | 38.9 | 20.7812 | 1984 | 7.2 | 8.0579 | 2013 | 46.1 | 28.8391 | 2013 | 3.8308 | 3.3617
1208 | UG | 14.1 | 11.6228 | 1961 | 11.5 | 2.7992 | 2012 | 25.6 | 14.422 | 2012 | 3.2426 | 2.6688
655 | UG | 12.053 | 10.6243 | 1974 | 2.339 | 0.59465 | 2007 | 14.392 | 11.219 | 2007 | 2.6667 | 2.4176
733 | UG | 24.3 | 15.8732 | 2007 | 17.1 | 6.7726 | 2009 | 41.4 | 22.6458 | 2009 | 3.7233 | 3.12
1700 | UG | 13.4 | 11.2888 | 0 | 0 | 4.0239 | 2016 | 13.4 | 15.3126 | 2016 | 2.5953 | 2.7287
1569 | UG | 17.7 | 13.239 | 1997 | 0 | 3.7373 | 2015 | 17.7 | 16.9763 | 2015 | 2.8736 | 2.8318
401 | UG | 2 | 3.7987 | 1986 | 1.5 | 0.36204 | 2004 | 3.5 | 4.1608 | 2004 | 1.2528 | 1.4257
1412 | UG | 3.5 | 5.2336 | 1986 | 11 | 4.3575 | 2015 | 14.5 | 9.5911 | 2015 | 2.6741 | 2.2608
1318 | UG | 22.3 | 15.1114 | 1997 | 28.9 | 1.6878 | 2013 | 51.2 | 16.7992 | 2013 | 3.9357 | 2.8213
1194 | UG | 5.8 | 6.9888 | 1980 | 9.6 | 1.6086 | 2011 | 15.4 | 8.5974 | 2011 | 2.7344 | 2.1515
801 | UG | 10 | 9.547 | 2008 | 0 | 6.3106 | 2009 | 10 | 15.8576 | 2009 | 2.3026 | 2.7637
804 | UG | 14.429 | 11.7773 | 1982 | 9.871 | 9.1567 | 2009 | 24.3 | 20.934 | 2009 | 3.1905 | 3.0414
365 | UG | 15.9 | 12.4505 | 1982 | 0.269 | 0.59607 | 2003 | 16.169 | 13.0466 | 2003 | 2.7831 | 2.5685
708 | UG | 16.2 | 12.5845 | 1982 | 11.5 | 6.8375 | 2007 | 27.7 | 19.4219 | 2007 | 3.3214 | 2.9664
1568 | UG | 27.7 | 17.1092 | 1997 | 8.1 | 3.5849 | 2015 | 35.8 | 20.6941 | 2015 | 3.5779 | 3.0298
398 | UG | 27.329 | 16.9776 | 1981 | 2 | 1.4547 | 2004 | 29.329 | 18.4323 | 2004 | 3.3786 | 2.9141
1642 | UG | 16.12 | 12.5488 | unknown | 2.78 | 10.1341 | 2015 | 18.9 | 22.683 | 2015 | 2.9392 | 3.1216
522 | UG | 38.7 | 20.72 | 1981 | 2.3 | 0.49327 | 2006 | 41 | 21.2133 | 2006 | 3.7136 | 3.0546
170 | UG | 20.4 | 14.3602 | unknown | 5.6 | 4.4337 | 2001 | 26 | 18.7939 | 2001 | 3.2581 | 2.9335
1312 | UG | 23.63 | 15.6211 | unknown | 0 | 6.0245 | 2013 | 23.63 | 21.6456 | 2013 | 3.1625 | 3.0748
170 | UG | 21.6 | 14.838 | unknown | 1 | 4.883 | 2001 | 22.6 | 19.721 | 2001 | 3.1179 | 2.9817
1366 | UG | 25.5 | 16.3174 | 0 | 14 | 5.5737 | 2013 | 39.5 | 21.8911 | 2013 | 3.6763 | 3.0861
170 | UG | 5.4 | 6.7086 | unknown | 10.6 | 5.2097 | 2001 | 16 | 11.9184 | 2001 | 2.7726 | 2.4781
1350 | UG | 16 | 12.4953 | 0 | 20 | 6.53 | 2013 | 36 | 19.0253 | 2013 | 3.5835 | 2.9458
658 | UG | 1.6 | 3.3431 | 1996 | 13.2 | 7.1147 | 2008 | 14.8 | 10.4577 | 2008 | 2.6946 | 2.3473
897 | UG | 14.8 | 11.9497 | 1996 | 3 | 6.2372 | 2010 | 17.8 | 18.1869 | 2010 | 2.8792 | 2.9007
483 | UG | 20.7 | 14.4807 | 1986 | 18.1 | 3.6201 | 2005 | 38.8 | 18.1008 | 2005 | 3.6584 | 2.896
1494 | UG | 13.3 | 11.2404 | 0 | 6 | 6.4297 | 2014 | 19.3 | 17.6702 | 2014 | 2.9601 | 2.8719
488 | UG | 41.3 | 21.506 | 1982 | 24.2 | 0.40463 | 2006 | 65.5 | 21.9106 | 2006 | 4.1821 | 3.087
1692 | UG | 65.5 | 28.0057 | 0 | 0 | 2.2188 | 2016 | 65.5 | 30.2245 | 2016 | 4.1821 | 3.4087
318 | UG | 22.87 | 15.3314 | 1996 | 1 | 0.76702 | 2001 | 23.87 | 16.0984 | 2001 | 3.1726 | 2.7787
806 | UG | 23.867 | 15.7106 | 1996 | 5.433 | 0.68948 | 2008 | 29.3 | 16.4001 | 2008 | 3.3776 | 2.7973
1495 | UG | 29.3 | 17.6683 | 1996 | 0 | 5.1428 | 2014 | 29.3 | 22.8111 | 2014 | 3.3776 | 3.1272
1386 | UG | 32.7 | 18.8147 | 0 | 13.5 | 0.85934 | 2013 | 46.2 | 19.674 | 2013 | 3.833 | 2.9793
928 | UG | 18.02 | 13.3755 | 1992 | 3.48 | 10.3644 | 2010 | 21.5 | 23.7399 | 2010 | 3.0681 | 3.1672
1450 | UG | 21.5 | 14.7986 | 1992 | 16.3 | 5.153 | 2014 | 37.8 | 19.9516 | 2014 | 3.6323 | 2.9933
170 | UG | 17.7 | 13.239 | unknown | 8.8 | 1.1342 | 2001 | 26.5 | 14.3732 | 2001 | 3.2771 | 2.6654
649 | UG | 26.5 | 16.6808 | 1997 | 33.8 | 5.0181 | 2007 | 60.3 | 21.6989 | 2007 | 4.0993 | 3.0773
1203 | UG | 20.5 | 14.4005 | 1977 | 4.1 | 12.4436 | 2012 | 24.6 | 26.8441 | 2012 | 3.2027 | 3.29
170 | UG | 7.9 | 8.3416 | 1972 | 6.1 | 2.9005 | 2001 | 14 | 11.2421 | 2001 | 2.6391 | 2.4197
363 | UG | 21.226 | 14.6903 | 1975 | 4.2 | 0.82194 | 2004 | 25.426 | 15.5123 | 2004 | 3.2358 | 2.7416
493 | UG | 25.4 | 16.2807 | 1975 | 3.3 | 3.4003 | 2006 | 28.7 | 19.681 | 2006 | 3.3569 | 2.9797
685 | UG | 28.7 | 17.4602 | 1975 | 4.2 | 0.94607 | 2007 | 32.9 | 18.4063 | 2007 | 3.4935 | 2.9127
1574 | UG | 28 | 17.2151 | 2013 | 0 | 6.2662 | 2015 | 28 | 23.4813 | 2015 | 3.3322 | 3.1562
435 | UG | 10.6 | 9.8709 | 1990 | 8.4 | 3.0774 | 2004 | 19 | 12.9483 | 2004 | 2.9444 | 2.561
652 | UG | 10.195 | 9.6531 | 1986 | 3.405 | 4.3802 | 2007 | 13.6 | 14.0334 | 2007 | 2.6101 | 2.6414
366 | UG | 11.1 | 10.1349 | 1981 | 4.8 | 0.60208 | 2003 | 15.9 | 10.7369 | 2003 | 2.7663 | 2.3737
1640 | UG | 15.9 | 12.4505 | 1981 | 2.5 | 8.3244 | 2015 | 18.4 | 20.7749 | 2015 | 2.9124 | 3.0337
367 | UG | 11.211 | 10.1928 | 1988 | 1 | 0.55589 | 2004 | 12.211 | 10.7487 | 2004 | 2.5023 | 2.3748
650 | UG | 23 | 15.3812 | 1981 | 0 | 5.9477 | 2007 | 23 | 21.3289 | 2007 | 3.1355 | 3.0601
902 | UG | 19.2 | 13.8703 | 2002 | 13.5 | 0.547 | 2009 | 32.7 | 14.4173 | 2009 | 3.4874 | 2.6684
1202 | UG | 19.4 | 13.9528 | 1989 | 1.6 | 10.745 | 2012 | 21 | 24.6978 | 2012 | 3.0445 | 3.2067
1338 | UG | 7.5 | 8.097 | unknown | 2 | 6.6636 | 2013 | 9.5 | 14.7606 | 2013 | 2.2513 | 2.692
212 | UG | 36.55 | 20.0528 | 1978 | 28 | 4.6265 | 2003 | 64.55 | 24.6793 | 2003 | 4.1674 | 3.206
653 | UG | 64.55 | 27.7724 | 1977 | 1.32 | 0.56895 | 2007 | 65.87 | 28.3413 | 2007 | 4.1877 | 3.3443
1679 | UG | 65.87 | 28.0961 | 1977 | 0 | 3.0359 | 2016 | 65.87 | 31.1321 | 2016 | 4.1877 | 3.4382
1382 | UG | 24.2 | 15.8358 | unknown | 11.9 | 2.4484 | 2013 | 36.1 | 18.2842 | 2013 | 3.5863 | 2.906
1638 | UG | 36.1 | 19.9111 | unknown | 0 | 1.4308 | 2015 | 36.1 | 21.3418 | 2015 | 3.5863 | 3.0607
874 | UG | 6.4 | 7.3941 | 1997 | 0.5 | 3.6334 | 2009 | 6.9 | 11.0275 | 2009 | 1.9315 | 2.4004
491 | UG | 27.9 | 17.1798 | 1984 | 1 | 0.19252 | 2006 | 28.9 | 17.3724 | 2006 | 3.3638 | 2.8549
1396 | UG | 20.6 | 14.4406 | 2009 | 5.4 | 0.37351 | 2013 | 26 | 14.8142 | 2013 | 3.2581 | 2.6956
1597 | UG | 26 | 16.4998 | 2009 | 27.3 | 4.2356 | 2015 | 53.3 | 20.7354 | 2015 | 3.9759 | 3.0318
1292 | UG | 30.3 | 18.0111 | unknown | 2.5 | 4.4712 | 2013 | 32.8 | 22.4823 | 2013 | 3.4904 | 3.1127
364 | UG | 44.904 | 22.5613 | 1975 | 2 | 1.3175 | 2004 | 46.904 | 23.8788 | 2004 | 3.8481 | 3.173
1306 | UG | 23.1 | 15.4195 | 1985 | 2.1 | 5.9849 | 2013 | 25.2 | 21.4044 | 2013 | 3.2268 | 3.0636
858 | UG | 28.4 | 17.3555 | 2009 | 13.3 | 5.4359 | 2010 | 41.7 | 22.7913 | 2010 | 3.7305 | 3.1264
1454 | UG | 41.7 | 21.625 | 2009 | 5.7 | 0.45762 | 2013 | 47.4 | 22.0826 | 2013 | 3.8586 | 3.0948
637 | UG | 15.5 | 12.2702 | 1989 | 8.4 | 5.0689 | 2007 | 23.9 | 17.339 | 2007 | 3.1739 | 2.853
1254 | UG | 23.9 | 15.7231 | 1989 | 15.4 | 6.5284 | 2012 | 39.3 | 22.2515 | 2012 | 3.6712 | 3.1024
734 | UG | 20 | 14.1983 | 1974 | 4.4 | 11.2611 | 2011 | 24.4 | 25.4594 | 2011 | 3.1946 | 3.2371
1594 | UG | 24.4 | 15.9106 | 1974 | 0 | 17.2334 | 2017 | 24.4 | 33.144 | 2017 | 3.1946 | 3.5009
1674 | UG | 17.4 | 13.1101 | 0 | 3.7 | 10.3273 | 2016 | 21.1 | 23.4373 | 2016 | 3.0493 | 3.1543
711 | UG | 11.5 | 10.3424 | 1976 | 13.7 | 9.2618 | 2009 | 25.2 | 19.6042 | 2009 | 3.2268 | 2.9757
408 | UG | 37.7 | 20.4117 | 1976 | 2.042 | 0.58016 | 2004 | 39.742 | 20.9919 | 2004 | 3.6824 | 3.0441
698 | UG | 39.7 | 21.0249 | 1976 | 20.9 | 1.4407 | 2007 | 60.6 | 22.4656 | 2007 | 4.1043 | 3.112
696 | UG | 9.137 | 9.0661 | 1981 | 8.063 | 0.2681 | 2007 | 17.2 | 9.3342 | 2007 | 2.8449 | 2.2337
1636 | UG | 17.2 | 13.0236 | 1981 | 0 | 6.6059 | 2015 | 17.2 | 19.6295 | 2015 | 2.8449 | 2.977
1185 | UG | 32.4 | 18.7156 | 1988 | 2.5 | 2.8088 | 2011 | 34.9 | 21.5244 | 2011 | 3.5525 | 3.0692
568 | UG | 38.04 | 20.5169 | 1978 | 1 | 0.028819 | 2006 | 39.04 | 20.5457 | 2006 | 3.6646 | 3.0227
853 | UG | 20 | 14.1983 | 1991 | 21.7 | 4.2556 | 2009 | 41.7 | 18.4539 | 2009 | 3.7305 | 2.9153
1201 | UG | 13.3 | 11.2404 | unknown | 10.6 | 7.6365 | 2012 | 23.9 | 18.8769 | 2012 | 3.1739 | 2.9379
654 | UG | 7.29 | 7.9664 | 1976 | 4.41 | 0.73673 | 2007 | 11.7 | 8.7032 | 2007 | 2.4596 | 2.1637
1394 | UG | 11.7 | 10.445 | 1976 | 10 | 5.0058 | 2014 | 21.7 | 15.4508 | 2014 | 3.0773 | 2.7377
1294 | UG | 8.5 | 8.6986 | 0 | 1.6 | 4.562 | 2014 | 10.1 | 13.2606 | 2014 | 2.3125 | 2.5848
1670 | UG | 31.45 | 18.3994 | 0 | 24.25 | 2.7944 | 2016 | 55.7 | 21.1938 | 2016 | 4.02 | 3.0537
579 | UG | 17.1 | 12.9802 | unknown | 11 | 3.6516 | 2008 | 28.1 | 16.6318 | 2008 | 3.3358 | 2.8113
1670 | UG | 18.79 | 13.6999 | 0 | 30.51 | 18.3637 | 2016 | 49.3 | 32.0636 | 2016 | 3.8979 | 3.4677
1083 | UG | 7.53 | 8.1156 | 1981 | 5.87 | 7.4125 | 2011 | 13.4 | 15.5281 | 2011 | 2.5953 | 2.7426
552 | UG | 20.23 | 14.2916 | 1991 | 10.47 | 1.1458 | 2006 | 30.7 | 15.4373 | 2006 | 3.4243 | 2.7368
1311 | UG | 30.7 | 18.1469 | 1991 | 19.3 | 5.9841 | 2013 | 50 | 24.131 | 2013 | 3.912 | 3.1835
1078 | UG | 17.66 | 13.2219 | 1957 | 7.34 | 1.0936 | 2011 | 25 | 14.3155 | 2011 | 3.2189 | 2.6613
495 | UG | 12.974 | 11.0819 | 1982 | 0 | 3.5908 | 2006 | 12.974 | 14.6726 | 2006 | 2.5629 | 2.686
383 | UG | 0.51 | 1.7371 | 1984 | 8 | 3.9502 | 2005 | 8.51 | 5.6873 | 2005 | 2.1412 | 1.7382
1020 | UG | 13 | 11.0946 | 1977 | 9 | 7.345 | 2010 | 22 | 18.4395 | 2010 | 3.091 | 2.9145
1364 | UG | 8.5 | 8.6986 | 0 | 34 | 8.7951 | 2013 | 42.5 | 17.4938 | 2013 | 3.7495 | 2.8618
503 | UG | 31 | 18.2482 | 1972 | 16 | 3.8033 | 2007 | 47 | 22.0515 | 2007 | 3.8501 | 3.0934
925 | UG | 47 | 23.1584 | 1972 | 9 | 3.3165 | 2011 | 56 | 26.4749 | 2011 | 4.0254 | 3.2762
821 | UG | 25 | 16.1334 | 2006 | 32 | 9.4177 | 2011 | 57 | 25.5512 | 2011 | 4.0431 | 3.2407
486 | UG | 10.81 | 9.9824 | 1993 | 3.14 | 0.34692 | 2005 | 13.95 | 10.3293 | 2005 | 2.6355 | 2.335
779 | UG | 13.95 | 11.5518 | 1993 | 4.05 | 0.91576 | 2008 | 18 | 12.4676 | 2008 | 2.8904 | 2.5231
1416 | UG | 18 | 13.367 | 1993 | 6 | 1.4182 | 2014 | 24 | 14.7852 | 2014 | 3.1781 | 2.6936
554 | UG | 23 | 15.3812 | 1968 | 8.26 | 1.0611 | 2006 | 31.26 | 16.4423 | 2006 | 3.4423 | 2.7999
1581 | UG | 7.44 | 8.0599 | unknown | 9.36 | 5.3848 | 2015 | 16.8 | 13.4447 | 2015 | 2.8214 | 2.5986
880 | UG | 8.95 | 8.9594 | 1966 | 2.05 | 4.5764 | 2010 | 11 | 13.5358 | 2010 | 2.3979 | 2.6053
1047 | UG | 10 | 9.547 | 1965 | 5 | 6.2586 | 2012 | 15 | 15.8056 | 2012 | 2.7081 | 2.7604
1045 | UG | 24.066 | 15.7855 | 1971 | 7.934 | 3.8009 | 2011 | 32 | 19.5864 | 2011 | 3.4657 | 2.9748
1616 | UG | 21.68 | 14.8694 | unknown | 25.75 | 0.84819 | 2015 | 47.43 | 15.7176 | 2015 | 3.8593 | 2.7548
362 | UG | 51.8 | 24.4845 | 1971 | 1 | 0.78848 | 2004 | 52.8 | 25.273 | 2004 | 3.9665 | 3.2297
924 | UG | 45.94 | 22.8579 | 1982 | 6.06 | 1.4264 | 2010 | 52 | 24.2844 | 2010 | 3.9512 | 3.1898
1241 | UG | 20.29 | 14.3158 | unknown | 6 | 2.625 | 2012 | 26.29 | 16.9408 | 2012 | 3.2692 | 2.8297
438 | UG | 8.246 | 8.5488 | 1978 | 1 | 0.18095 | 2004 | 9.246 | 8.7298 | 2004 | 2.2242 | 2.1667
748 | UG | 25.541 | 16.3324 | 1995 | 1 | 0.38858 | 2008 | 26.541 | 16.721 | 2008 | 3.2787 | 2.8167
1319 | UG | 15.71 | 12.3651 | 0 | 4.29 | 3.2377 | 2014 | 20 | 15.6028 | 2014 | 2.9957 | 2.7474
892 | UG | 13.05 | 11.119 | 1972 | 0 | 3.2491 | 2011 | 13.05 | 14.3681 | 2011 | 2.5688 | 2.665
504 | UG | 10.496 | 9.8153 | 2007 | 0 | 2.1923 | 2006 | 10.496 | 12.0076 | 2007 | 2.351 | 2.4855
618 | UG | 11 | 10.0825 | 1995 | 11.5 | 2.3465 | 2006 | 22.5 | 12.429 | 2006 | 3.1135 | 2.52
712 | UG | 7.5 | 8.097 | 1980 | 1 | 7.8904 | 2011 | 8.5 | 15.9875 | 2011 | 2.1401 | 2.7718
726 | UG | 25.6354 | 16.367 | 1982 | 5.3646 | 1.0316 | 2008 | 31 | 17.3986 | 2008 | 3.434 | 2.8564
530 | UG | 25 | 16.1334 | 1982 | 20 | 4.5023 | 2006 | 45 | 20.6357 | 2006 | 3.8067 | 3.027
755 | UG | 8.698 | 8.8141 | 1983 | 3.302 | 0.74649 | 2008 | 12 | 9.5606 | 2008 | 2.4849 | 2.2576
1081 | UG | 12 | 10.5975 | 1983 | 4 | 0.74616 | 2010 | 16 | 11.3437 | 2010 | 2.7726 | 2.4287
307 | UG | 9.07 | 9.028 | 1985 | 1.002 | 2.5231 | 2003 | 10.072 | 11.5511 | 2003 | 2.3098 | 2.4468
1466 | UG | 10.07 | 9.5852 | 1985 | 4.93 | 4.6348 | 2015 | 15 | 14.22 | 2015 | 2.7081 | 2.6547
1091 | UG | 16.06 | 12.5221 | 1982 | 24.34 | 7.6638 | 2011 | 40.4 | 20.1859 | 2011 | 3.6988 | 3.005
666 | UG | 25.92 | 16.4708 | 1987 | 14.08 | 3.6888 | 2008 | 40 | 20.1595 | 2008 | 3.6889 | 3.0037
556 | UG | 8.656 | 8.7897 | 1985 | 4.344 | 3.2484 | 2007 | 13 | 12.0381 | 2007 | 2.5649 | 2.4881
452 | UG | 10.781 | 9.9671 | 1986 | 3.619 | 3.4437 | 2005 | 14.4 | 13.4108 | 2005 | 2.6672 | 2.5961
613 | UG | 6.2 | 7.2609 | 1999 | 2.2 | 0.43132 | 2006 | 8.4 | 7.6922 | 2006 | 2.1282 | 2.0402
778 | UG | 0.1 | 0.68339 | 1988 | 1.9 | 0.48701 | 2008 | 2 | 1.1704 | 2008 | 0.69315 | 0.15734
1571 | UG | 2 | 3.7987 | 1988 | 11 | 1.592 | 2016 | 13 | 5.3908 | 2016 | 2.5649 | 1.6847
525 | UG | 11.55 | 10.3681 | 1995 | 14 | 2.1078 | 2006 | 25.55 | 12.476 | 2006 | 3.2406 | 2.5238
1324 | UG | 15.8 | 12.4056 | 2012 | 12.3 | 2.2693 | 2014 | 28.1 | 14.6749 | 2014 | 3.3358 | 2.6861
511 | UG | 13.95 | 11.5518 | 2004 | 4.05 | 0.42904 | 2004 | 18 | 11.9808 | 2004 | 2.8904 | 2.4833
1094 | UG | 18 | 13.367 | 2004 | 6 | 1.0646 | 2011 | 24 | 14.4317 | 2011 | 3.1781 | 2.6694
775 | UG | 8 | 8.4019 | 2002 | 7 | 1.4059 | 2008 | 15 | 9.8077 | 2008 | 2.7081 | 2.2832
1646 | UG | 2.88 | 4.6807 | unknown | 3.52 | 6.6896 | 2016 | 6.4 | 11.3703 | 2016 | 1.8563 | 2.431
467 | UG | 5.7 | 6.9196 | 1996 | 7.9 | 3.4855 | 2005 | 13.6 | 10.4051 | 2005 | 2.6101 | 2.3423
437 | UG | 23 | 15.3812 | 2001 | 17 | 3.6314 | 2008 | 40 | 19.0126 | 2008 | 3.6889 | 2.9451
1233 | UG | 40 | 21.1157 | 2001 | 10 | 3.8904 | 2011 | 50 | 25.0061 | 2011 | 3.912 | 3.2191
361 | UG | 12.22 | 10.7084 | 1986 | 13 | 1.172 | 2002 | 25.22 | 11.8803 | 2002 | 3.2276 | 2.4749
645 | UG | 25.22 | 16.2146 | 1986 | 1 | 0.22668 | 2006 | 26.22 | 16.4412 | 2006 | 3.2665 | 2.7998
720 | UG | 5.29 | 6.6301 | 1974 | 3.91 | 3.2147 | 2009 | 9.2 | 9.8447 | 2009 | 2.2192 | 2.2869
1554 | UG | 18 | 13.367 | 2013 | 13 | 4.0041 | 2015 | 31 | 17.3711 | 2015 | 3.434 | 2.8548
1570 | UG | 12 | 10.5975 | 0 | 7 | 5.7129 | 2016 | 19 | 16.3104 | 2016 | 2.9444 | 2.7918
1280 | UG | 10 | 9.547 | 0 | 10 | 3.9567 | 2013 | 20 | 13.5037 | 2013 | 2.9957 | 2.603
659 | UG | 51 | 24.2673 | 1974 | 7 | 0.19039 | 2006 | 58 | 24.4577 | 2006 | 4.0604 | 3.1969
1240 | UG | 9 | 8.988 | 0 | 12 | 2.4762 | 2013 | 21 | 11.4643 | 2013 | 3.0445 | 2.4392
317 | UG | 26.67 | 16.742 | 1978 | 8.46 | 3.7336 | 2002 | 35.13 | 20.4756 | 2002 | 3.5591 | 3.0192
1510 | UG | 35.13 | 19.603 | 1978 | 0 | 1.0378 | 2014 | 35.13 | 20.6408 | 2014 | 3.5591 | 3.0273
1678 | UG | 71.19 | 29.3739 | 0 | 3.81 | 0.18769 | 2015 | 75 | 29.5616 | 2015 | 4.3175 | 3.3865
409 | UG | 50.9 | 24.24 | unknown | 0 | 6.95 | 2004 | 50.9 | 31.19 | 2004 | 3.9299 | 3.4401
620 | UG | 66.04 | 28.1376 | unknown | 1 | 0.052327 | 2006 | 67.04 | 28.19 | 2006 | 4.2053 | 3.339
1085 | UG | 67.04 | 28.3808 | unknown | 2 | 0.079312 | 2010 | 69.04 | 28.4601 | 2010 | 4.2347 | 3.3485
589 | UG | 36.963 | 20.1823 | 1974 | 0 | 0.032007 | 2005 | 36.963 | 20.2143 | 2005 | 3.6099 | 3.0064
836 | UG | 33.963 | 19.2274 | 1974 | 10.037 | 0.20825 | 2008 | 44 | 19.4356 | 2008 | 3.7842 | 2.9671
1417 | UG | 53.176 | 24.8548 | 0 | 2.824 | 0.36632 | 2013 | 56 | 25.2212 | 2013 | 4.0254 | 3.2277
1575 | UG | 107.8 | 37.2515 | 0 | 2.2 | 0.084606 | 2014 | 110 | 37.3361 | 2014 | 4.7005 | 3.62
1480 | UG | 92 | 34.0198 | 0 | 9 | 1.4186 | 2015 | 101 | 35.4384 | 2015 | 4.6151 | 3.5678
1644 | UG | 25 | 16.1334 | 0 | 14 | 6.4882 | 2016 | 39 | 22.6216 | 2016 | 3.6636 | 3.1189
1276 | UG | 34 | 19.2394 | unknown | 4 | 0.69755 | 2012 | 38 | 19.9369 | 2012 | 3.6376 | 2.9926
823 | UG | 10 | 9.547 | unknown | 25 | 8.3157 | 2009 | 35 | 17.8626 | 2009 | 3.5553 | 2.8827
1601 | UG | 77 | 30.7235 | 0 | 0 | 4.0095 | 2015 | 77 | 34.733 | 2015 | 4.3438 | 3.5477
1046 | UG | 33 | 18.9133 | unknown | 17 | 13.8381 | 2011 | 50 | 32.7514 | 2011 | 3.912 | 3.4889
873 | UG | 38 | 20.5046 | unknown | 10 | 10.835 | 2011 | 48 | 31.3396 | 2011 | 3.8712 | 3.4449
630 | UG | 36.4 | 20.0057 | unknown | 3.6 | 0.76182 | 2007 | 40 | 20.7675 | 2007 | 3.6889 | 3.0334
1107 | UG | 16 | 12.4953 | 2010 | 24 | 7.7 | 2014 | 40 | 20.1953 | 2014 | 3.6889 | 3.0054
682 | UG | 12 | 10.5975 | 2005 | 18 | 4.2252 | 2009 | 30 | 14.8228 | 2009 | 3.4012 | 2.6962
677 | UG | 117 | 39.04 | unknown | 0 | 5.9673 | 2009 | 117 | 45.0072 | 2009 | 4.7622 | 3.8068
643 | UG | 53.37 | 24.9067 | unknown | 0.5 | 4.4087 | 2009 | 53.87 | 29.3154 | 2009 | 3.9866 | 3.3781
* Type is either Greenfield (“GF”) or Upgrade (“UG”), where Upgrade refers to additional facilities that increase the capacity of an existing Greenfield project
** For Iteration 13, Greenfield Cost for an Upgrade project is estimated using the Iteration 12 power curve for greenfield and upgrade projects

## GF + UG Iteration 14
Alberta Electric System Operator
2018 ISO Tariff Application
Appendix G - Point of Delivery Cost Function Workbook
Fourtheenth-Interation Calculation of Power Curve for Greenfield and Upgrade Projects
August 17, 2018
Project | Type * | Greenfield MW | Greenfield Cost ** | Greenfield Year | Upgrade MW | Upgrade Cost | Upgrade Year | Total MW | Total Cost | Total Year | LN(MW) | LN(Cost) |  | ln(y)=m*ln(x) + b Linear Regression
476 | GF | 14 | 16.8618 | 2003 |  |  |  | 14 | 16.8618 | 2003 | 2.6391 | 2.8251 | m | 0.5726 | 0.93776 | b
478 | GF | 8.5 | 6.0182 | 2003 |  |  |  | 8.5 | 6.0182 | 2003 | 2.1401 | 1.7948 | se | 0.032094 | 0.10234 | seb
473 | GF | 30 | 14.999 | 2003 |  |  |  | 30 | 14.999 | 2003 | 3.4012 | 2.708 | R2 | 0.52936 | 0.39316 | sev
1042 | GF | 13 | 11.1648 | 2011 |  |  |  | 13 | 11.1648 | 2011 | 2.5649 | 2.4128 | F | 318.308 | 283 | df
443 | GF | 24.3 | 11.7056 | 2006 |  |  |  | 24.3 | 11.7056 | 2006 | 3.1905 | 2.4601 | ssreg | 49.2028 | 43.745 | ssresid
1195 | GF | 18 | 31.6599 | 2011 |  |  |  | 18 | 31.6599 | 2011 | 2.8904 | 3.4551
420 | GF | 6 | 9.6396 | 2007 |  |  |  | 6 | 9.6396 | 2007 | 1.7918 | 2.2659 |  | y=cx^m, where c=e^b
440 | GF | 10 | 16.0096 | 2006 |  |  |  | 10 | 16.0096 | 2006 | 2.3026 | 2.7732 | m | 0.5726 | 3.332e-05% | change
1102 | GF | 20 | 16.2936 | 2011 |  |  |  | 20 | 16.2936 | 2011 | 2.9957 | 2.7908 | c | 2.5542 | -0.0001537% | from
324 | GF | 17.2 | 8.9094 | 2003 |  |  |  | 17.2 | 8.9094 | 2003 | 2.8449 | 2.1871 |  |  |  | prior
1103 | GF | 20 | 17.2995 | 2011 |  |  |  | 20 | 17.2995 | 2011 | 2.9957 | 2.8507 |  |  |  | iteration
386 | GF | 9 | 9.9511 | 2003 |  |  |  | 9 | 9.9511 | 2003 | 2.1972 | 2.2977
80 | GF | 8 | 6.0754 | 2001 |  |  |  | 8 | 6.0754 | 2001 | 2.0794 | 1.8042
1052 | GF | 13.6 | 10.9027 | 2011 |  |  |  | 13.6 | 10.9027 | 2011 | 2.6101 | 2.389
347 | GF | 10.548 | 9.3005 | 2003 |  |  |  | 10.548 | 9.3005 | 2003 | 2.3559 | 2.2301
1358 | GF | 27 | 13.0727 | 2011 |  |  |  | 27 | 13.0727 | 2011 | 3.2958 | 2.5705
584 | GF | 28 | 34.9037 | 2011 |  |  |  | 28 | 34.9037 | 2011 | 3.3322 | 3.5526
422 | GF | 24 | 13.6508 | 2003 |  |  |  | 24 | 13.6508 | 2003 | 3.1781 | 2.6138
944 | GF | 43 | 26.8161 | 2010 |  |  |  | 43 | 26.8161 | 2010 | 3.7612 | 3.289
387 | GF | 7.5 | 9.5131 | 2003 |  |  |  | 7.5 | 9.5131 | 2003 | 2.0149 | 2.2527
587 | GF | 17.8 | 13.1522 | 2006 |  |  |  | 17.8 | 13.1522 | 2006 | 2.8792 | 2.5766
585 | GF | 20.6 | 11.2912 | 2007 |  |  |  | 20.6 | 11.2912 | 2007 | 3.0253 | 2.424
831 | GF | 19.6 | 20.9656 | 2011 |  |  |  | 19.6 | 20.9656 | 2011 | 2.9755 | 3.0429
340 | GF | 22 | 13.3096 | 2003 |  |  |  | 22 | 13.3096 | 2003 | 3.091 | 2.5885
334 | GF | 18.8 | 7.9464 | 2003 |  |  |  | 18.8 | 7.9464 | 2003 | 2.9339 | 2.0727
343 | GF | 15.6 | 13.9997 | 2003 |  |  |  | 15.6 | 13.9997 | 2003 | 2.7473 | 2.639
358 | GF | 19.8 | 7.2249 | 2003 |  |  |  | 19.8 | 7.2249 | 2003 | 2.9857 | 1.9775
702 | GF | 28.4 | 5.2102 | 2007 |  |  |  | 28.4 | 5.2102 | 2007 | 3.3464 | 1.6506
526 | GF | 19 | 13.7588 | 2007 |  |  |  | 19 | 13.7588 | 2007 | 2.9444 | 2.6217
288 | GF | 12 | 4.4534 | 2001 |  |  |  | 12 | 4.4534 | 2001 | 2.4849 | 1.4937
851 | GF | 25 | 12.9318 | 2007 |  |  |  | 25 | 12.9318 | 2007 | 3.2189 | 2.5597
648 | GF | 15 | 14.9737 | 2007 |  |  |  | 15 | 14.9737 | 2007 | 2.7081 | 2.7063
855 | GF | 23 | 28.6671 | 2011 |  |  |  | 23 | 28.6671 | 2011 | 3.1355 | 3.3557
700 | GF | 9.8 | 7.0658 | 2007 |  |  |  | 9.8 | 7.0658 | 2007 | 2.2824 | 1.9553
683 | GF | 30 | 16.0323 | 2011 |  |  |  | 30 | 16.0323 | 2011 | 3.4012 | 2.7746
559 | GF | 115 | 56.8595 | 2011 |  |  |  | 115 | 56.8595 | 2011 | 4.7449 | 4.0406
1074 | GF | 67 | 43.1388 | 2011 |  |  |  | 67 | 43.1388 | 2011 | 4.2047 | 3.7644
34 | GF | 16 | 7.5134 | 2000 |  |  |  | 16 | 7.5134 | 2000 | 2.7726 | 2.0167
433 | GF | 25 | 22.3083 | 2003 |  |  |  | 25 | 22.3083 | 2003 | 3.2189 | 3.105
79A | GF | 8 | 5.0823 | 2000 |  |  |  | 8 | 5.0823 | 2000 | 2.0794 | 1.6258
10A | GF | 6.2 | 8.916 | 2001 |  |  |  | 6.2 | 8.916 | 2001 | 1.8245 | 2.1878
345 | GF | 35 | 8.369 | 2003 |  |  |  | 35 | 8.369 | 2003 | 3.5553 | 2.1245
1049 | GF | 15.2 | 54.5518 | 2011 |  |  |  | 15.2 | 54.5518 | 2011 | 2.7213 | 3.9992
230 | GF | 17 | 10.7399 | 2003 |  |  |  | 17 | 10.7399 | 2003 | 2.8332 | 2.374
79B | GF | 8 | 3.3788 | 2000 |  |  |  | 8 | 3.3788 | 2000 | 2.0794 | 1.2175
10B | GF | 9.406 | 9.7991 | 2001 |  |  |  | 9.406 | 9.7991 | 2001 | 2.2413 | 2.2823
8 | GF | 18 | 11.9841 | 2000 |  |  |  | 18 | 11.9841 | 2000 | 2.8904 | 2.4836
487 | GF | 22 | 16.6067 | 2007 |  |  |  | 22 | 16.6067 | 2007 | 3.091 | 2.8098
385 | GF | 7.5 | 8.5881 | 2003 |  |  |  | 7.5 | 8.5881 | 2003 | 2.0149 | 2.1504
865 | GF | 25 | 8.6092 | 2007 |  |  |  | 25 | 8.6092 | 2007 | 3.2189 | 2.1528
863 | GF | 25 | 8.2434 | 2007 |  |  |  | 25 | 8.2434 | 2007 | 3.2189 | 2.1094
527 | GF | 17 | 6.9319 | 2007 |  |  |  | 17 | 6.9319 | 2007 | 2.8332 | 1.9361
595 | GF | 11 | 19.0874 | 2007 |  |  |  | 11 | 19.0874 | 2007 | 2.3979 | 2.949
528 | GF | 17 | 5.2658 | 2007 |  |  |  | 17 | 5.2658 | 2007 | 2.8332 | 1.6612
529 | GF | 17 | 7.7922 | 2007 |  |  |  | 17 | 7.7922 | 2007 | 2.8332 | 2.0531
1095 | GF | 18 | 11.9234 | 2011 |  |  |  | 18 | 11.9234 | 2011 | 2.8904 | 2.4785
561 | GF | 46 | 58.1001 | 2011 |  |  |  | 46 | 58.1001 | 2011 | 3.8286 | 4.0622
1018 | GF | 3 | 10.6346 | 2011 |  |  |  | 3 | 10.6346 | 2011 | 1.0986 | 2.3641
360 | GF | 22 | 7.1175 | 2003 |  |  |  | 22 | 7.1175 | 2003 | 3.091 | 1.9626
1106 | GF | 12 | 20.2179 | 2011 |  |  |  | 12 | 20.2179 | 2011 | 2.4849 | 3.0066
899 | GF | 25 | 15.1725 | 2010 |  |  |  | 25 | 15.1725 | 2010 | 3.2189 | 2.7195
1191 | GF | 11 | 12.6281 | 2011 |  |  |  | 11 | 12.6281 | 2011 | 2.3979 | 2.5359
1115 | GF | 10 | 24.3628 | 2011 |  |  |  | 10 | 24.3628 | 2011 | 2.3026 | 3.1931
1053 | GF | 9 | 14.7144 | 2011 |  |  |  | 9 | 14.7144 | 2011 | 2.1972 | 2.6888
864 | GF | 25 | 9.8258 | 2007 |  |  |  | 25 | 9.8258 | 2007 | 3.2189 | 2.285
834 | GF | 45 | 25.7984 | 2010 |  |  |  | 45 | 25.7984 | 2010 | 3.8067 | 3.2503
722 | GF | 10.5 | 13.5015 | 2010 |  |  |  | 10.5 | 13.5015 | 2010 | 2.3514 | 2.6028
927 | GF | 60 | 25.8871 | 2011 |  |  |  | 60 | 25.8871 | 2011 | 4.0943 | 3.2537
1068 | GF | 11.2 | 26.9182 | 2011 |  |  |  | 11.2 | 26.9182 | 2011 | 2.4159 | 3.2928
506 | GF | 20 | 13.9693 | 2003 |  |  |  | 20 | 13.9693 | 2003 | 2.9957 | 2.6369
456 | GF | 16 | 17.647 | 2007 |  |  |  | 16 | 17.647 | 2007 | 2.7726 | 2.8706
130 | GF | 18 | 8.437 | 2001 |  |  |  | 18 | 8.437 | 2001 | 2.8904 | 2.1326
308 | GF | 10 | 8.8754 | 2003 |  |  |  | 10 | 8.8754 | 2003 | 2.3026 | 2.1833
829 | GF | 20 | 27.7611 | 2011 |  |  |  | 20 | 27.7611 | 2011 | 2.9957 | 3.3236
425 | GF | 17 | 11.7254 | 2006 |  |  |  | 17 | 11.7254 | 2006 | 2.8332 | 2.4618
333 | GF | 12 | 7.5607 | 2003 |  |  |  | 12 | 7.5607 | 2003 | 2.4849 | 2.023
769 | GF | 40 | 26.3813 | 2007 |  |  |  | 40 | 26.3813 | 2007 | 3.6889 | 3.2727
948 | GF | 57 | 12.6537 | 2014 |  |  |  | 57 | 12.6537 | 2014 | 4.0431 | 2.5379
1128 | GF | 45 | 63.5562 | 2013 |  |  |  | 45 | 63.5562 | 2013 | 3.8067 | 4.1519
1214 | GF | 52 | 22.6317 | 2013 |  |  |  | 52 | 22.6317 | 2013 | 3.9512 | 3.1194
1225 | GF | 20 | 18.6367 | 2013 |  |  |  | 20 | 18.6367 | 2013 | 2.9957 | 2.9251
1263 | GF | 8 | 19.6117 | 2013 |  |  |  | 8 | 19.6117 | 2013 | 2.0794 | 2.9761
1309 | GF | 15 | 16.1093 | 2013 |  |  |  | 15 | 16.1093 | 2013 | 2.7081 | 2.7794
1349 | GF | 34 | 8.968 | 2013 |  |  |  | 34 | 8.968 | 2013 | 3.5264 | 2.1937
1358 | GF | 27 | 13.0727 | 2013 |  |  |  | 27 | 13.0727 | 2013 | 3.2958 | 2.5705
1404 | GF | 35 | 35.2763 | 2013 |  |  |  | 35 | 35.2763 | 2013 | 3.5553 | 3.5632
1482 | GF | 18.4 | 18.7658 | 2013 |  |  |  | 18.4 | 18.7658 | 2013 | 2.9124 | 2.932
1515 | GF | 7.2 | 12.9927 | 2013 |  |  |  | 7.2 | 12.9927 | 2013 | 1.9741 | 2.5644
1618 | GF | 21 | 15.966 | 2016 |  |  |  | 21 | 15.966 | 2016 | 3.0445 | 2.7705
1634 | GF | 17.9 | 17.1728 | 2015 |  |  |  | 17.9 | 17.1728 | 2015 | 2.8848 | 2.8433
1258 | GF | 46 | 53.5183 | 2017 |  |  |  | 46 | 53.5183 | 2017 | 3.8286 | 3.98
1284 | GF | 24.1 | 7.0843 | 2013 |  |  |  | 24.1 | 7.0843 | 2013 | 3.1822 | 1.9579
Pre-01 | GF | 2.2 | 2.4934 | 1990 |  |  |  | 2.2 | 2.4934 | 1990 | 0.78846 | 0.91364
Pre-02 | GF | 1.464 | 1.494 | 1987 |  |  |  | 1.464 | 1.494 | 1987 | 0.38117 | 0.40147
Pre-03 | GF | 4.075 | 1.9369 | 1990 |  |  |  | 4.075 | 1.9369 | 1990 | 1.4049 | 0.66111
Pre-04 | GF | 10 | 8.5265 | 1991 |  |  |  | 10 | 8.5265 | 1991 | 2.3026 | 2.1432
Pre-05 | GF | 4.8 | 4.0522 | 1988 |  |  |  | 4.8 | 4.0522 | 1988 | 1.5686 | 1.3993
Pre-06 | GF | 5.1 | 9.6482 | 1989 |  |  |  | 5.1 | 9.6482 | 1989 | 1.6292 | 2.2668
Pre-07 | GF | 6.9 | 5.0294 | 1997 |  |  |  | 6.9 | 5.0294 | 1997 | 1.9315 | 1.6153
Pre-08 | GF | 11.8 | 6.3729 | 1987 |  |  |  | 11.8 | 6.3729 | 1987 | 2.4681 | 1.8521
Pre-09 | GF | 9.7 | 2.9443 | 1997 |  |  |  | 9.7 | 2.9443 | 1997 | 2.2721 | 1.0799
Pre-10 | GF | 6.12 | 13.4811 | 1990 |  |  |  | 6.12 | 13.4811 | 1990 | 1.8116 | 2.6013
Pre-11 | GF | 6.2672 | 2.9102 | 1987 |  |  |  | 6.2672 | 2.9102 | 1987 | 1.8353 | 1.0682
Pre-12 | GF | 6.366 | 9.8907 | 1993 |  |  |  | 6.366 | 9.8907 | 1993 | 1.851 | 2.2916
Pre-13 | GF | 8.5 | 5.9446 | 1990 |  |  |  | 8.5 | 5.9446 | 1990 | 2.1401 | 1.7825
Pre-14 | GF | 46.55 | 7.1936 | 1991 |  |  |  | 46.55 | 7.1936 | 1991 | 3.8405 | 1.9732
Pre-15 | GF | 56.8 | 17.5945 | 1990 |  |  |  | 56.8 | 17.5945 | 1990 | 4.0395 | 2.8676
Pre-16 | GF | 81.576 | 14.0262 | 1988 |  |  |  | 81.576 | 14.0262 | 1988 | 4.4015 | 2.6409
Pre-17 | GF | 95.2 | 14.2199 | 1999 |  |  |  | 95.2 | 14.2199 | 1999 | 4.556 | 2.6546
Pre-18 | GF | 122.772 | 23.4475 | 1990 |  |  |  | 122.772 | 23.4475 | 1990 | 4.8103 | 3.1548
1184 | UG | 30 | 17.9087 | 2013 | 18.2 | 18.8693 | 2012 | 48.2 | 36.7781 | 2013 | 3.8754 | 3.6049
1481 | UG | 48.2 | 23.4952 | 2013 | 0 | 1.1114 | 2014 | 48.2 | 24.6066 | 2014 | 3.8754 | 3.203
457 | UG | 10.77 | 9.9612 | 1990 | 10 | 3.2891 | 2006 | 20.77 | 13.2503 | 2006 | 3.0335 | 2.584
407 | UG | 25.4 | 16.2807 | 1982 | 2 | 0.60107 | 2004 | 27.4 | 16.8818 | 2004 | 3.3105 | 2.8262
706 | UG | 14.85 | 11.9728 | 1984 | 14.25 | 5.8346 | 2008 | 29.1 | 17.8074 | 2008 | 3.3707 | 2.8796
1070 | UG | 34 | 19.2394 | 1984 | 4.9 | 0.83608 | 2011 | 38.9 | 20.0754 | 2011 | 3.661 | 2.9995
1264 | UG | 38.9 | 20.7812 | 1984 | 7.2 | 8.0579 | 2013 | 46.1 | 28.8391 | 2013 | 3.8308 | 3.3617
1208 | UG | 14.1 | 11.6227 | 1961 | 11.5 | 2.7992 | 2012 | 25.6 | 14.4219 | 2012 | 3.2426 | 2.6688
655 | UG | 12.053 | 10.6243 | 1974 | 2.339 | 0.59465 | 2007 | 14.392 | 11.2189 | 2007 | 2.6667 | 2.4176
733 | UG | 24.3 | 15.8732 | 2007 | 17.1 | 6.7726 | 2009 | 41.4 | 22.6458 | 2009 | 3.7233 | 3.12
1700 | UG | 13.4 | 11.2887 | 0 | 0 | 4.0239 | 2016 | 13.4 | 15.3126 | 2016 | 2.5953 | 2.7287
1569 | UG | 17.7 | 13.239 | 1997 | 0 | 3.7373 | 2015 | 17.7 | 16.9763 | 2015 | 2.8736 | 2.8318
401 | UG | 2 | 3.7987 | 1986 | 1.5 | 0.36204 | 2004 | 3.5 | 4.1607 | 2004 | 1.2528 | 1.4257
1412 | UG | 3.5 | 5.2336 | 1986 | 11 | 4.3575 | 2015 | 14.5 | 9.591 | 2015 | 2.6741 | 2.2608
1318 | UG | 22.3 | 15.1114 | 1997 | 28.9 | 1.6878 | 2013 | 51.2 | 16.7992 | 2013 | 3.9357 | 2.8213
1194 | UG | 5.8 | 6.9888 | 1980 | 9.6 | 1.6086 | 2011 | 15.4 | 8.5974 | 2011 | 2.7344 | 2.1515
801 | UG | 10 | 9.547 | 2008 | 0 | 6.3106 | 2009 | 10 | 15.8576 | 2009 | 2.3026 | 2.7636
804 | UG | 14.429 | 11.7772 | 1982 | 9.871 | 9.1567 | 2009 | 24.3 | 20.9339 | 2009 | 3.1905 | 3.0414
365 | UG | 15.9 | 12.4505 | 1982 | 0.269 | 0.59607 | 2003 | 16.169 | 13.0465 | 2003 | 2.7831 | 2.5685
708 | UG | 16.2 | 12.5844 | 1982 | 11.5 | 6.8375 | 2007 | 27.7 | 19.4219 | 2007 | 3.3214 | 2.9664
1568 | UG | 27.7 | 17.1092 | 1997 | 8.1 | 3.5849 | 2015 | 35.8 | 20.6941 | 2015 | 3.5779 | 3.0298
398 | UG | 27.329 | 16.9776 | 1981 | 2 | 1.4547 | 2004 | 29.329 | 18.4323 | 2004 | 3.3786 | 2.9141
1642 | UG | 16.12 | 12.5488 | unknown | 2.78 | 10.1341 | 2015 | 18.9 | 22.6829 | 2015 | 2.9392 | 3.1216
522 | UG | 38.7 | 20.72 | 1981 | 2.3 | 0.49327 | 2006 | 41 | 21.2132 | 2006 | 3.7136 | 3.0546
170 | UG | 20.4 | 14.3602 | unknown | 5.6 | 4.4337 | 2001 | 26 | 18.7939 | 2001 | 3.2581 | 2.9335
1312 | UG | 23.63 | 15.6211 | unknown | 0 | 6.0245 | 2013 | 23.63 | 21.6456 | 2013 | 3.1625 | 3.0748
170 | UG | 21.6 | 14.8379 | unknown | 1 | 4.883 | 2001 | 22.6 | 19.7209 | 2001 | 3.1179 | 2.9817
1366 | UG | 25.5 | 16.3174 | 0 | 14 | 5.5737 | 2013 | 39.5 | 21.8911 | 2013 | 3.6763 | 3.0861
170 | UG | 5.4 | 6.7086 | unknown | 10.6 | 5.2097 | 2001 | 16 | 11.9183 | 2001 | 2.7726 | 2.4781
1350 | UG | 16 | 12.4952 | 0 | 20 | 6.53 | 2013 | 36 | 19.0253 | 2013 | 3.5835 | 2.9458
658 | UG | 1.6 | 3.343 | 1996 | 13.2 | 7.1147 | 2008 | 14.8 | 10.4577 | 2008 | 2.6946 | 2.3473
897 | UG | 14.8 | 11.9497 | 1996 | 3 | 6.2372 | 2010 | 17.8 | 18.1869 | 2010 | 2.8792 | 2.9007
483 | UG | 20.7 | 14.4807 | 1986 | 18.1 | 3.6201 | 2005 | 38.8 | 18.1008 | 2005 | 3.6584 | 2.896
1494 | UG | 13.3 | 11.2404 | 0 | 6 | 6.4297 | 2014 | 19.3 | 17.6702 | 2014 | 2.9601 | 2.8719
488 | UG | 41.3 | 21.506 | 1982 | 24.2 | 0.40463 | 2006 | 65.5 | 21.9106 | 2006 | 4.1821 | 3.087
1692 | UG | 65.5 | 28.0057 | 0 | 0 | 2.2188 | 2016 | 65.5 | 30.2245 | 2016 | 4.1821 | 3.4087
318 | UG | 22.87 | 15.3314 | 1996 | 1 | 0.76702 | 2001 | 23.87 | 16.0984 | 2001 | 3.1726 | 2.7787
806 | UG | 23.867 | 15.7106 | 1996 | 5.433 | 0.68948 | 2008 | 29.3 | 16.4001 | 2008 | 3.3776 | 2.7973
1495 | UG | 29.3 | 17.6683 | 1996 | 0 | 5.1428 | 2014 | 29.3 | 22.8111 | 2014 | 3.3776 | 3.1272
1386 | UG | 32.7 | 18.8146 | 0 | 13.5 | 0.85934 | 2013 | 46.2 | 19.674 | 2013 | 3.833 | 2.9793
928 | UG | 18.02 | 13.3755 | 1992 | 3.48 | 10.3644 | 2010 | 21.5 | 23.7399 | 2010 | 3.0681 | 3.1672
1450 | UG | 21.5 | 14.7986 | 1992 | 16.3 | 5.153 | 2014 | 37.8 | 19.9516 | 2014 | 3.6323 | 2.9933
170 | UG | 17.7 | 13.239 | unknown | 8.8 | 1.1342 | 2001 | 26.5 | 14.3732 | 2001 | 3.2771 | 2.6654
649 | UG | 26.5 | 16.6808 | 1997 | 33.8 | 5.0181 | 2007 | 60.3 | 21.6989 | 2007 | 4.0993 | 3.0773
1203 | UG | 20.5 | 14.4004 | 1977 | 4.1 | 12.4436 | 2012 | 24.6 | 26.8441 | 2012 | 3.2027 | 3.29
170 | UG | 7.9 | 8.3415 | 1972 | 6.1 | 2.9005 | 2001 | 14 | 11.242 | 2001 | 2.6391 | 2.4197
363 | UG | 21.226 | 14.6903 | 1975 | 4.2 | 0.82194 | 2004 | 25.426 | 15.5122 | 2004 | 3.2358 | 2.7416
493 | UG | 25.4 | 16.2807 | 1975 | 3.3 | 3.4003 | 2006 | 28.7 | 19.681 | 2006 | 3.3569 | 2.9797
685 | UG | 28.7 | 17.4602 | 1975 | 4.2 | 0.94607 | 2007 | 32.9 | 18.4063 | 2007 | 3.4935 | 2.9127
1574 | UG | 28 | 17.215 | 2013 | 0 | 6.2662 | 2015 | 28 | 23.4813 | 2015 | 3.3322 | 3.1562
435 | UG | 10.6 | 9.8709 | 1990 | 8.4 | 3.0774 | 2004 | 19 | 12.9482 | 2004 | 2.9444 | 2.561
652 | UG | 10.195 | 9.6531 | 1986 | 3.405 | 4.3802 | 2007 | 13.6 | 14.0333 | 2007 | 2.6101 | 2.6414
366 | UG | 11.1 | 10.1348 | 1981 | 4.8 | 0.60208 | 2003 | 15.9 | 10.7369 | 2003 | 2.7663 | 2.3737
1640 | UG | 15.9 | 12.4505 | 1981 | 2.5 | 8.3244 | 2015 | 18.4 | 20.7749 | 2015 | 2.9124 | 3.0337
367 | UG | 11.211 | 10.1927 | 1988 | 1 | 0.55589 | 2004 | 12.211 | 10.7486 | 2004 | 2.5023 | 2.3748
650 | UG | 23 | 15.3812 | 1981 | 0 | 5.9477 | 2007 | 23 | 21.3289 | 2007 | 3.1355 | 3.0601
902 | UG | 19.2 | 13.8702 | 2002 | 13.5 | 0.547 | 2009 | 32.7 | 14.4172 | 2009 | 3.4874 | 2.6684
1202 | UG | 19.4 | 13.9528 | 1989 | 1.6 | 10.745 | 2012 | 21 | 24.6978 | 2012 | 3.0445 | 3.2067
1338 | UG | 7.5 | 8.097 | unknown | 2 | 6.6636 | 2013 | 9.5 | 14.7606 | 2013 | 2.2513 | 2.692
212 | UG | 36.55 | 20.0528 | 1978 | 28 | 4.6265 | 2003 | 64.55 | 24.6793 | 2003 | 4.1674 | 3.206
653 | UG | 64.55 | 27.7724 | 1977 | 1.32 | 0.56895 | 2007 | 65.87 | 28.3413 | 2007 | 4.1877 | 3.3443
1679 | UG | 65.87 | 28.0961 | 1977 | 0 | 3.0359 | 2016 | 65.87 | 31.1321 | 2016 | 4.1877 | 3.4382
1382 | UG | 24.2 | 15.8357 | unknown | 11.9 | 2.4484 | 2013 | 36.1 | 18.2842 | 2013 | 3.5863 | 2.906
1638 | UG | 36.1 | 19.9111 | unknown | 0 | 1.4308 | 2015 | 36.1 | 21.3418 | 2015 | 3.5863 | 3.0607
874 | UG | 6.4 | 7.3941 | 1997 | 0.5 | 3.6334 | 2009 | 6.9 | 11.0274 | 2009 | 1.9315 | 2.4004
491 | UG | 27.9 | 17.1798 | 1984 | 1 | 0.19252 | 2006 | 28.9 | 17.3723 | 2006 | 3.3638 | 2.8549
1396 | UG | 20.6 | 14.4406 | 2009 | 5.4 | 0.37351 | 2013 | 26 | 14.8141 | 2013 | 3.2581 | 2.6956
1597 | UG | 26 | 16.4998 | 2009 | 27.3 | 4.2356 | 2015 | 53.3 | 20.7354 | 2015 | 3.9759 | 3.0318
1292 | UG | 30.3 | 18.0111 | unknown | 2.5 | 4.4712 | 2013 | 32.8 | 22.4822 | 2013 | 3.4904 | 3.1127
364 | UG | 44.904 | 22.5613 | 1975 | 2 | 1.3175 | 2004 | 46.904 | 23.8788 | 2004 | 3.8481 | 3.173
1306 | UG | 23.1 | 15.4195 | 1985 | 2.1 | 5.9849 | 2013 | 25.2 | 21.4043 | 2013 | 3.2268 | 3.0636
858 | UG | 28.4 | 17.3554 | 2009 | 13.3 | 5.4359 | 2010 | 41.7 | 22.7913 | 2010 | 3.7305 | 3.1264
1454 | UG | 41.7 | 21.625 | 2009 | 5.7 | 0.45762 | 2013 | 47.4 | 22.0826 | 2013 | 3.8586 | 3.0948
637 | UG | 15.5 | 12.2701 | 1989 | 8.4 | 5.0689 | 2007 | 23.9 | 17.339 | 2007 | 3.1739 | 2.853
1254 | UG | 23.9 | 15.723 | 1989 | 15.4 | 6.5284 | 2012 | 39.3 | 22.2515 | 2012 | 3.6712 | 3.1024
734 | UG | 20 | 14.1983 | 1974 | 4.4 | 11.2611 | 2011 | 24.4 | 25.4594 | 2011 | 3.1946 | 3.2371
1594 | UG | 24.4 | 15.9105 | 1974 | 0 | 17.2334 | 2017 | 24.4 | 33.144 | 2017 | 3.1946 | 3.5009
1674 | UG | 17.4 | 13.11 | 0 | 3.7 | 10.3273 | 2016 | 21.1 | 23.4373 | 2016 | 3.0493 | 3.1543
711 | UG | 11.5 | 10.3424 | 1976 | 13.7 | 9.2618 | 2009 | 25.2 | 19.6042 | 2009 | 3.2268 | 2.9757
408 | UG | 37.7 | 20.4117 | 1976 | 2.042 | 0.58016 | 2004 | 39.742 | 20.9918 | 2004 | 3.6824 | 3.0441
698 | UG | 39.7 | 21.0249 | 1976 | 20.9 | 1.4407 | 2007 | 60.6 | 22.4655 | 2007 | 4.1043 | 3.112
696 | UG | 9.137 | 9.0661 | 1981 | 8.063 | 0.2681 | 2007 | 17.2 | 9.3342 | 2007 | 2.8449 | 2.2337
1636 | UG | 17.2 | 13.0235 | 1981 | 0 | 6.6059 | 2015 | 17.2 | 19.6294 | 2015 | 2.8449 | 2.977
1185 | UG | 32.4 | 18.7156 | 1988 | 2.5 | 2.8088 | 2011 | 34.9 | 21.5244 | 2011 | 3.5525 | 3.0692
568 | UG | 38.04 | 20.5169 | 1978 | 1 | 0.028819 | 2006 | 39.04 | 20.5457 | 2006 | 3.6646 | 3.0227
853 | UG | 20 | 14.1983 | 1991 | 21.7 | 4.2556 | 2009 | 41.7 | 18.4539 | 2009 | 3.7305 | 2.9153
1201 | UG | 13.3 | 11.2404 | unknown | 10.6 | 7.6365 | 2012 | 23.9 | 18.8769 | 2012 | 3.1739 | 2.9379
654 | UG | 7.29 | 7.9664 | 1976 | 4.41 | 0.73673 | 2007 | 11.7 | 8.7031 | 2007 | 2.4596 | 2.1637
1394 | UG | 11.7 | 10.445 | 1976 | 10 | 5.0058 | 2014 | 21.7 | 15.4508 | 2014 | 3.0773 | 2.7377
1294 | UG | 8.5 | 8.6986 | 0 | 1.6 | 4.562 | 2014 | 10.1 | 13.2606 | 2014 | 2.3125 | 2.5848
1670 | UG | 31.45 | 18.3994 | 0 | 24.25 | 2.7944 | 2016 | 55.7 | 21.1937 | 2016 | 4.02 | 3.0537
579 | UG | 17.1 | 12.9801 | unknown | 11 | 3.6516 | 2008 | 28.1 | 16.6317 | 2008 | 3.3358 | 2.8113
1670 | UG | 18.79 | 13.6998 | 0 | 30.51 | 18.3637 | 2016 | 49.3 | 32.0635 | 2016 | 3.8979 | 3.4677
1083 | UG | 7.53 | 8.1155 | 1981 | 5.87 | 7.4125 | 2011 | 13.4 | 15.5281 | 2011 | 2.5953 | 2.7426
552 | UG | 20.23 | 14.2915 | 1991 | 10.47 | 1.1458 | 2006 | 30.7 | 15.4373 | 2006 | 3.4243 | 2.7368
1311 | UG | 30.7 | 18.1468 | 1991 | 19.3 | 5.9841 | 2013 | 50 | 24.131 | 2013 | 3.912 | 3.1835
1078 | UG | 17.66 | 13.2218 | 1957 | 7.34 | 1.0936 | 2011 | 25 | 14.3155 | 2011 | 3.2189 | 2.6613
495 | UG | 12.974 | 11.0818 | 1982 | 0 | 3.5908 | 2006 | 12.974 | 14.6726 | 2006 | 2.5629 | 2.686
383 | UG | 0.51 | 1.7371 | 1984 | 8 | 3.9502 | 2005 | 8.51 | 5.6872 | 2005 | 2.1412 | 1.7382
1020 | UG | 13 | 11.0945 | 1977 | 9 | 7.345 | 2010 | 22 | 18.4395 | 2010 | 3.091 | 2.9145
1364 | UG | 8.5 | 8.6986 | 0 | 34 | 8.7951 | 2013 | 42.5 | 17.4937 | 2013 | 3.7495 | 2.8618
503 | UG | 31 | 18.2482 | 1972 | 16 | 3.8033 | 2007 | 47 | 22.0515 | 2007 | 3.8501 | 3.0934
925 | UG | 47 | 23.1584 | 1972 | 9 | 3.3165 | 2011 | 56 | 26.4749 | 2011 | 4.0254 | 3.2762
821 | UG | 25 | 16.1334 | 2006 | 32 | 9.4177 | 2011 | 57 | 25.5511 | 2011 | 4.0431 | 3.2407
486 | UG | 10.81 | 9.9824 | 1993 | 3.14 | 0.34692 | 2005 | 13.95 | 10.3293 | 2005 | 2.6355 | 2.335
779 | UG | 13.95 | 11.5518 | 1993 | 4.05 | 0.91576 | 2008 | 18 | 12.4675 | 2008 | 2.8904 | 2.5231
1416 | UG | 18 | 13.367 | 1993 | 6 | 1.4182 | 2014 | 24 | 14.7852 | 2014 | 3.1781 | 2.6936
554 | UG | 23 | 15.3812 | 1968 | 8.26 | 1.0611 | 2006 | 31.26 | 16.4423 | 2006 | 3.4423 | 2.7999
1581 | UG | 7.44 | 8.0599 | unknown | 9.36 | 5.3848 | 2015 | 16.8 | 13.4447 | 2015 | 2.8214 | 2.5986
880 | UG | 8.95 | 8.9594 | 1966 | 2.05 | 4.5764 | 2010 | 11 | 13.5358 | 2010 | 2.3979 | 2.6053
1047 | UG | 10 | 9.547 | 1965 | 5 | 6.2586 | 2012 | 15 | 15.8056 | 2012 | 2.7081 | 2.7604
1045 | UG | 24.066 | 15.7855 | 1971 | 7.934 | 3.8009 | 2011 | 32 | 19.5864 | 2011 | 3.4657 | 2.9748
1616 | UG | 21.68 | 14.8694 | unknown | 25.75 | 0.84819 | 2015 | 47.43 | 15.7176 | 2015 | 3.8593 | 2.7548
362 | UG | 51.8 | 24.4845 | 1971 | 1 | 0.78848 | 2004 | 52.8 | 25.273 | 2004 | 3.9665 | 3.2297
924 | UG | 45.94 | 22.8579 | 1982 | 6.06 | 1.4264 | 2010 | 52 | 24.2843 | 2010 | 3.9512 | 3.1898
1241 | UG | 20.29 | 14.3158 | unknown | 6 | 2.625 | 2012 | 26.29 | 16.9408 | 2012 | 3.2692 | 2.8297
438 | UG | 8.246 | 8.5488 | 1978 | 1 | 0.18095 | 2004 | 9.246 | 8.7298 | 2004 | 2.2242 | 2.1667
748 | UG | 25.541 | 16.3324 | 1995 | 1 | 0.38858 | 2008 | 26.541 | 16.721 | 2008 | 3.2787 | 2.8167
1319 | UG | 15.71 | 12.365 | 0 | 4.29 | 3.2377 | 2014 | 20 | 15.6027 | 2014 | 2.9957 | 2.7474
892 | UG | 13.05 | 11.1189 | 1972 | 0 | 3.2491 | 2011 | 13.05 | 14.368 | 2011 | 2.5688 | 2.665
504 | UG | 10.496 | 9.8153 | 2007 | 0 | 2.1923 | 2006 | 10.496 | 12.0076 | 2007 | 2.351 | 2.4855
618 | UG | 11 | 10.0825 | 1995 | 11.5 | 2.3465 | 2006 | 22.5 | 12.4289 | 2006 | 3.1135 | 2.52
712 | UG | 7.5 | 8.097 | 1980 | 1 | 7.8904 | 2011 | 8.5 | 15.9874 | 2011 | 2.1401 | 2.7718
726 | UG | 25.6354 | 16.3669 | 1982 | 5.3646 | 1.0316 | 2008 | 31 | 17.3986 | 2008 | 3.434 | 2.8564
530 | UG | 25 | 16.1334 | 1982 | 20 | 4.5023 | 2006 | 45 | 20.6357 | 2006 | 3.8067 | 3.027
755 | UG | 8.698 | 8.8141 | 1983 | 3.302 | 0.74649 | 2008 | 12 | 9.5606 | 2008 | 2.4849 | 2.2576
1081 | UG | 12 | 10.5975 | 1983 | 4 | 0.74616 | 2010 | 16 | 11.3437 | 2010 | 2.7726 | 2.4287
307 | UG | 9.07 | 9.028 | 1985 | 1.002 | 2.5231 | 2003 | 10.072 | 11.5511 | 2003 | 2.3098 | 2.4468
1466 | UG | 10.07 | 9.5852 | 1985 | 4.93 | 4.6348 | 2015 | 15 | 14.22 | 2015 | 2.7081 | 2.6546
1091 | UG | 16.06 | 12.522 | 1982 | 24.34 | 7.6638 | 2011 | 40.4 | 20.1859 | 2011 | 3.6988 | 3.005
666 | UG | 25.92 | 16.4707 | 1987 | 14.08 | 3.6888 | 2008 | 40 | 20.1595 | 2008 | 3.6889 | 3.0037
556 | UG | 8.656 | 8.7897 | 1985 | 4.344 | 3.2484 | 2007 | 13 | 12.038 | 2007 | 2.5649 | 2.4881
452 | UG | 10.781 | 9.967 | 1986 | 3.619 | 3.4437 | 2005 | 14.4 | 13.4107 | 2005 | 2.6672 | 2.5961
613 | UG | 6.2 | 7.2609 | 1999 | 2.2 | 0.43132 | 2006 | 8.4 | 7.6922 | 2006 | 2.1282 | 2.0402
778 | UG | 0.1 | 0.68338 | 1988 | 1.9 | 0.48701 | 2008 | 2 | 1.1704 | 2008 | 0.69315 | 0.15734
1571 | UG | 2 | 3.7987 | 1988 | 11 | 1.592 | 2016 | 13 | 5.3907 | 2016 | 2.5649 | 1.6847
525 | UG | 11.55 | 10.3681 | 1995 | 14 | 2.1078 | 2006 | 25.55 | 12.4759 | 2006 | 3.2406 | 2.5238
1324 | UG | 15.8 | 12.4056 | 2012 | 12.3 | 2.2693 | 2014 | 28.1 | 14.6749 | 2014 | 3.3358 | 2.6861
511 | UG | 13.95 | 11.5518 | 2004 | 4.05 | 0.42904 | 2004 | 18 | 11.9808 | 2004 | 2.8904 | 2.4833
1094 | UG | 18 | 13.367 | 2004 | 6 | 1.0646 | 2011 | 24 | 14.4317 | 2011 | 3.1781 | 2.6694
775 | UG | 8 | 8.4018 | 2002 | 7 | 1.4059 | 2008 | 15 | 9.8077 | 2008 | 2.7081 | 2.2832
1646 | UG | 2.88 | 4.6807 | unknown | 3.52 | 6.6896 | 2016 | 6.4 | 11.3703 | 2016 | 1.8563 | 2.431
467 | UG | 5.7 | 6.9196 | 1996 | 7.9 | 3.4855 | 2005 | 13.6 | 10.4051 | 2005 | 2.6101 | 2.3423
437 | UG | 23 | 15.3812 | 2001 | 17 | 3.6314 | 2008 | 40 | 19.0126 | 2008 | 3.6889 | 2.9451
1233 | UG | 40 | 21.1157 | 2001 | 10 | 3.8904 | 2011 | 50 | 25.0061 | 2011 | 3.912 | 3.2191
361 | UG | 12.22 | 10.7083 | 1986 | 13 | 1.172 | 2002 | 25.22 | 11.8803 | 2002 | 3.2276 | 2.4749
645 | UG | 25.22 | 16.2145 | 1986 | 1 | 0.22668 | 2006 | 26.22 | 16.4412 | 2006 | 3.2665 | 2.7998
720 | UG | 5.29 | 6.63 | 1974 | 3.91 | 3.2147 | 2009 | 9.2 | 9.8447 | 2009 | 2.2192 | 2.2869
1554 | UG | 18 | 13.367 | 2013 | 13 | 4.0041 | 2015 | 31 | 17.3711 | 2015 | 3.434 | 2.8548
1570 | UG | 12 | 10.5975 | 0 | 7 | 5.7129 | 2016 | 19 | 16.3104 | 2016 | 2.9444 | 2.7918
1280 | UG | 10 | 9.547 | 0 | 10 | 3.9567 | 2013 | 20 | 13.5037 | 2013 | 2.9957 | 2.603
659 | UG | 51 | 24.2673 | 1974 | 7 | 0.19039 | 2006 | 58 | 24.4576 | 2006 | 4.0604 | 3.1969
1240 | UG | 9 | 8.988 | 0 | 12 | 2.4762 | 2013 | 21 | 11.4643 | 2013 | 3.0445 | 2.4392
317 | UG | 26.67 | 16.742 | 1978 | 8.46 | 3.7336 | 2002 | 35.13 | 20.4756 | 2002 | 3.5591 | 3.0192
1510 | UG | 35.13 | 19.6029 | 1978 | 0 | 1.0378 | 2014 | 35.13 | 20.6408 | 2014 | 3.5591 | 3.0273
1678 | UG | 71.19 | 29.3739 | 0 | 3.81 | 0.18769 | 2015 | 75 | 29.5616 | 2015 | 4.3175 | 3.3865
409 | UG | 50.9 | 24.24 | unknown | 0 | 6.95 | 2004 | 50.9 | 31.19 | 2004 | 3.9299 | 3.4401
620 | UG | 66.04 | 28.1376 | unknown | 1 | 0.052327 | 2006 | 67.04 | 28.19 | 2006 | 4.2053 | 3.339
1085 | UG | 67.04 | 28.3808 | unknown | 2 | 0.079312 | 2010 | 69.04 | 28.4601 | 2010 | 4.2347 | 3.3485
589 | UG | 36.963 | 20.1822 | 1974 | 0 | 0.032007 | 2005 | 36.963 | 20.2142 | 2005 | 3.6099 | 3.0064
836 | UG | 33.963 | 19.2274 | 1974 | 10.037 | 0.20825 | 2008 | 44 | 19.4356 | 2008 | 3.7842 | 2.9671
1417 | UG | 53.176 | 24.8548 | 0 | 2.824 | 0.36632 | 2013 | 56 | 25.2211 | 2013 | 4.0254 | 3.2277
1575 | UG | 107.8 | 37.2515 | 0 | 2.2 | 0.084606 | 2014 | 110 | 37.3361 | 2014 | 4.7005 | 3.62
1480 | UG | 92 | 34.0198 | 0 | 9 | 1.4186 | 2015 | 101 | 35.4384 | 2015 | 4.6151 | 3.5678
1644 | UG | 25 | 16.1334 | 0 | 14 | 6.4882 | 2016 | 39 | 22.6216 | 2016 | 3.6636 | 3.1189
1276 | UG | 34 | 19.2394 | unknown | 4 | 0.69755 | 2012 | 38 | 19.9369 | 2012 | 3.6376 | 2.9926
823 | UG | 10 | 9.547 | unknown | 25 | 8.3157 | 2009 | 35 | 17.8626 | 2009 | 3.5553 | 2.8827
1601 | UG | 77 | 30.7235 | 0 | 0 | 4.0095 | 2015 | 77 | 34.733 | 2015 | 4.3438 | 3.5477
1046 | UG | 33 | 18.9133 | unknown | 17 | 13.8381 | 2011 | 50 | 32.7514 | 2011 | 3.912 | 3.4889
873 | UG | 38 | 20.5045 | unknown | 10 | 10.835 | 2011 | 48 | 31.3396 | 2011 | 3.8712 | 3.4449
630 | UG | 36.4 | 20.0056 | unknown | 3.6 | 0.76182 | 2007 | 40 | 20.7675 | 2007 | 3.6889 | 3.0334
1107 | UG | 16 | 12.4952 | 2010 | 24 | 7.7 | 2014 | 40 | 20.1952 | 2014 | 3.6889 | 3.0054
682 | UG | 12 | 10.5975 | 2005 | 18 | 4.2252 | 2009 | 30 | 14.8227 | 2009 | 3.4012 | 2.6962
677 | UG | 117 | 39.04 | unknown | 0 | 5.9673 | 2009 | 117 | 45.0073 | 2009 | 4.7622 | 3.8068
643 | UG | 53.37 | 24.9067 | unknown | 0.5 | 4.4087 | 2009 | 53.87 | 29.3154 | 2009 | 3.9866 | 3.3781
* Type is either Greenfield (“GF”) or Upgrade (“UG”), where Upgrade refers to additional facilities that increase the capacity of an existing Greenfield project
** For Iteration 14, Greenfield Cost for an Upgrade project is estimated using the Iteration 13 power curve for greenfield and upgrade projects

## GF + UG Iteration 15
Alberta Electric System Operator
2018 ISO Tariff Application
Appendix G - Point of Delivery Cost Function Workbook
Fifteenth-Interation Calculation of Power Curve for Greenfield and Upgrade Projects
August 17, 2018
Project | Type * | Greenfield MW | Greenfield Cost ** | Greenfield Year | Upgrade MW | Upgrade Cost | Upgrade Year | Total MW | Total Cost | Total Year | LN(MW) | LN(Cost) |  | ln(y)=m*ln(x) + b Linear Regression
476 | GF | 14 | 16.8618 | 2003 |  |  |  | 14 | 16.8618 | 2003 | 2.6391 | 2.8251 | m | 0.5726 | 0.93776 | b
478 | GF | 8.5 | 6.0182 | 2003 |  |  |  | 8.5 | 6.0182 | 2003 | 2.1401 | 1.7948 | se | 0.032094 | 0.10234 | seb
473 | GF | 30 | 14.999 | 2003 |  |  |  | 30 | 14.999 | 2003 | 3.4012 | 2.708 | R2 | 0.52936 | 0.39316 | sev
1042 | GF | 13 | 11.1648 | 2011 |  |  |  | 13 | 11.1648 | 2011 | 2.5649 | 2.4128 | F | 318.3079 | 283 | df
443 | GF | 24.3 | 11.7056 | 2006 |  |  |  | 24.3 | 11.7056 | 2006 | 3.1905 | 2.4601 | ssreg | 49.2028 | 43.745 | ssresid
1195 | GF | 18 | 31.6599 | 2011 |  |  |  | 18 | 31.6599 | 2011 | 2.8904 | 3.4551
420 | GF | 6 | 9.6396 | 2007 |  |  |  | 6 | 9.6396 | 2007 | 1.7918 | 2.2659 |  | y=cx^m, where c=e^b
440 | GF | 10 | 16.0096 | 2006 |  |  |  | 10 | 16.0096 | 2006 | 2.3026 | 2.7732 | m | 0.5726 | -2.079e-05% | change
1102 | GF | 20 | 16.2936 | 2011 |  |  |  | 20 | 16.2936 | 2011 | 2.9957 | 2.7908 | c | 2.5542 | -9.993e-06% | from
324 | GF | 17.2 | 8.9094 | 2003 |  |  |  | 17.2 | 8.9094 | 2003 | 2.8449 | 2.1871 |  |  |  | prior
1103 | GF | 20 | 17.2995 | 2011 |  |  |  | 20 | 17.2995 | 2011 | 2.9957 | 2.8507 |  |  |  | iteration
386 | GF | 9 | 9.9511 | 2003 |  |  |  | 9 | 9.9511 | 2003 | 2.1972 | 2.2977
80 | GF | 8 | 6.0754 | 2001 |  |  |  | 8 | 6.0754 | 2001 | 2.0794 | 1.8042
1052 | GF | 13.6 | 10.9027 | 2011 |  |  |  | 13.6 | 10.9027 | 2011 | 2.6101 | 2.389
347 | GF | 10.548 | 9.3005 | 2003 |  |  |  | 10.548 | 9.3005 | 2003 | 2.3559 | 2.2301
1358 | GF | 27 | 13.0727 | 2011 |  |  |  | 27 | 13.0727 | 2011 | 3.2958 | 2.5705
584 | GF | 28 | 34.9037 | 2011 |  |  |  | 28 | 34.9037 | 2011 | 3.3322 | 3.5526
422 | GF | 24 | 13.6508 | 2003 |  |  |  | 24 | 13.6508 | 2003 | 3.1781 | 2.6138
944 | GF | 43 | 26.8161 | 2010 |  |  |  | 43 | 26.8161 | 2010 | 3.7612 | 3.289
387 | GF | 7.5 | 9.5131 | 2003 |  |  |  | 7.5 | 9.5131 | 2003 | 2.0149 | 2.2527
587 | GF | 17.8 | 13.1522 | 2006 |  |  |  | 17.8 | 13.1522 | 2006 | 2.8792 | 2.5766
585 | GF | 20.6 | 11.2912 | 2007 |  |  |  | 20.6 | 11.2912 | 2007 | 3.0253 | 2.424
831 | GF | 19.6 | 20.9656 | 2011 |  |  |  | 19.6 | 20.9656 | 2011 | 2.9755 | 3.0429
340 | GF | 22 | 13.3096 | 2003 |  |  |  | 22 | 13.3096 | 2003 | 3.091 | 2.5885
334 | GF | 18.8 | 7.9464 | 2003 |  |  |  | 18.8 | 7.9464 | 2003 | 2.9339 | 2.0727
343 | GF | 15.6 | 13.9997 | 2003 |  |  |  | 15.6 | 13.9997 | 2003 | 2.7473 | 2.639
358 | GF | 19.8 | 7.2249 | 2003 |  |  |  | 19.8 | 7.2249 | 2003 | 2.9857 | 1.9775
702 | GF | 28.4 | 5.2102 | 2007 |  |  |  | 28.4 | 5.2102 | 2007 | 3.3464 | 1.6506
526 | GF | 19 | 13.7588 | 2007 |  |  |  | 19 | 13.7588 | 2007 | 2.9444 | 2.6217
288 | GF | 12 | 4.4534 | 2001 |  |  |  | 12 | 4.4534 | 2001 | 2.4849 | 1.4937
851 | GF | 25 | 12.9318 | 2007 |  |  |  | 25 | 12.9318 | 2007 | 3.2189 | 2.5597
648 | GF | 15 | 14.9737 | 2007 |  |  |  | 15 | 14.9737 | 2007 | 2.7081 | 2.7063
855 | GF | 23 | 28.6671 | 2011 |  |  |  | 23 | 28.6671 | 2011 | 3.1355 | 3.3557
700 | GF | 9.8 | 7.0658 | 2007 |  |  |  | 9.8 | 7.0658 | 2007 | 2.2824 | 1.9553
683 | GF | 30 | 16.0323 | 2011 |  |  |  | 30 | 16.0323 | 2011 | 3.4012 | 2.7746
559 | GF | 115 | 56.8595 | 2011 |  |  |  | 115 | 56.8595 | 2011 | 4.7449 | 4.0406
1074 | GF | 67 | 43.1388 | 2011 |  |  |  | 67 | 43.1388 | 2011 | 4.2047 | 3.7644
34 | GF | 16 | 7.5134 | 2000 |  |  |  | 16 | 7.5134 | 2000 | 2.7726 | 2.0167
433 | GF | 25 | 22.3083 | 2003 |  |  |  | 25 | 22.3083 | 2003 | 3.2189 | 3.105
79A | GF | 8 | 5.0823 | 2000 |  |  |  | 8 | 5.0823 | 2000 | 2.0794 | 1.6258
10A | GF | 6.2 | 8.916 | 2001 |  |  |  | 6.2 | 8.916 | 2001 | 1.8245 | 2.1878
345 | GF | 35 | 8.369 | 2003 |  |  |  | 35 | 8.369 | 2003 | 3.5553 | 2.1245
1049 | GF | 15.2 | 54.5518 | 2011 |  |  |  | 15.2 | 54.5518 | 2011 | 2.7213 | 3.9992
230 | GF | 17 | 10.7399 | 2003 |  |  |  | 17 | 10.7399 | 2003 | 2.8332 | 2.374
79B | GF | 8 | 3.3788 | 2000 |  |  |  | 8 | 3.3788 | 2000 | 2.0794 | 1.2175
10B | GF | 9.406 | 9.7991 | 2001 |  |  |  | 9.406 | 9.7991 | 2001 | 2.2413 | 2.2823
8 | GF | 18 | 11.9841 | 2000 |  |  |  | 18 | 11.9841 | 2000 | 2.8904 | 2.4836
487 | GF | 22 | 16.6067 | 2007 |  |  |  | 22 | 16.6067 | 2007 | 3.091 | 2.8098
385 | GF | 7.5 | 8.5881 | 2003 |  |  |  | 7.5 | 8.5881 | 2003 | 2.0149 | 2.1504
865 | GF | 25 | 8.6092 | 2007 |  |  |  | 25 | 8.6092 | 2007 | 3.2189 | 2.1528
863 | GF | 25 | 8.2434 | 2007 |  |  |  | 25 | 8.2434 | 2007 | 3.2189 | 2.1094
527 | GF | 17 | 6.9319 | 2007 |  |  |  | 17 | 6.9319 | 2007 | 2.8332 | 1.9361
595 | GF | 11 | 19.0874 | 2007 |  |  |  | 11 | 19.0874 | 2007 | 2.3979 | 2.949
528 | GF | 17 | 5.2658 | 2007 |  |  |  | 17 | 5.2658 | 2007 | 2.8332 | 1.6612
529 | GF | 17 | 7.7922 | 2007 |  |  |  | 17 | 7.7922 | 2007 | 2.8332 | 2.0531
1095 | GF | 18 | 11.9234 | 2011 |  |  |  | 18 | 11.9234 | 2011 | 2.8904 | 2.4785
561 | GF | 46 | 58.1001 | 2011 |  |  |  | 46 | 58.1001 | 2011 | 3.8286 | 4.0622
1018 | GF | 3 | 10.6346 | 2011 |  |  |  | 3 | 10.6346 | 2011 | 1.0986 | 2.3641
360 | GF | 22 | 7.1175 | 2003 |  |  |  | 22 | 7.1175 | 2003 | 3.091 | 1.9626
1106 | GF | 12 | 20.2179 | 2011 |  |  |  | 12 | 20.2179 | 2011 | 2.4849 | 3.0066
899 | GF | 25 | 15.1725 | 2010 |  |  |  | 25 | 15.1725 | 2010 | 3.2189 | 2.7195
1191 | GF | 11 | 12.6281 | 2011 |  |  |  | 11 | 12.6281 | 2011 | 2.3979 | 2.5359
1115 | GF | 10 | 24.3628 | 2011 |  |  |  | 10 | 24.3628 | 2011 | 2.3026 | 3.1931
1053 | GF | 9 | 14.7144 | 2011 |  |  |  | 9 | 14.7144 | 2011 | 2.1972 | 2.6888
864 | GF | 25 | 9.8258 | 2007 |  |  |  | 25 | 9.8258 | 2007 | 3.2189 | 2.285
834 | GF | 45 | 25.7984 | 2010 |  |  |  | 45 | 25.7984 | 2010 | 3.8067 | 3.2503
722 | GF | 10.5 | 13.5015 | 2010 |  |  |  | 10.5 | 13.5015 | 2010 | 2.3514 | 2.6028
927 | GF | 60 | 25.8871 | 2011 |  |  |  | 60 | 25.8871 | 2011 | 4.0943 | 3.2537
1068 | GF | 11.2 | 26.9182 | 2011 |  |  |  | 11.2 | 26.9182 | 2011 | 2.4159 | 3.2928
506 | GF | 20 | 13.9693 | 2003 |  |  |  | 20 | 13.9693 | 2003 | 2.9957 | 2.6369
456 | GF | 16 | 17.647 | 2007 |  |  |  | 16 | 17.647 | 2007 | 2.7726 | 2.8706
130 | GF | 18 | 8.437 | 2001 |  |  |  | 18 | 8.437 | 2001 | 2.8904 | 2.1326
308 | GF | 10 | 8.8754 | 2003 |  |  |  | 10 | 8.8754 | 2003 | 2.3026 | 2.1833
829 | GF | 20 | 27.7611 | 2011 |  |  |  | 20 | 27.7611 | 2011 | 2.9957 | 3.3236
425 | GF | 17 | 11.7254 | 2006 |  |  |  | 17 | 11.7254 | 2006 | 2.8332 | 2.4618
333 | GF | 12 | 7.5607 | 2003 |  |  |  | 12 | 7.5607 | 2003 | 2.4849 | 2.023
769 | GF | 40 | 26.3813 | 2007 |  |  |  | 40 | 26.3813 | 2007 | 3.6889 | 3.2727
948 | GF | 57 | 12.6537 | 2014 |  |  |  | 57 | 12.6537 | 2014 | 4.0431 | 2.5379
1128 | GF | 45 | 63.5562 | 2013 |  |  |  | 45 | 63.5562 | 2013 | 3.8067 | 4.1519
1214 | GF | 52 | 22.6317 | 2013 |  |  |  | 52 | 22.6317 | 2013 | 3.9512 | 3.1194
1225 | GF | 20 | 18.6367 | 2013 |  |  |  | 20 | 18.6367 | 2013 | 2.9957 | 2.9251
1263 | GF | 8 | 19.6117 | 2013 |  |  |  | 8 | 19.6117 | 2013 | 2.0794 | 2.9761
1309 | GF | 15 | 16.1093 | 2013 |  |  |  | 15 | 16.1093 | 2013 | 2.7081 | 2.7794
1349 | GF | 34 | 8.968 | 2013 |  |  |  | 34 | 8.968 | 2013 | 3.5264 | 2.1937
1358 | GF | 27 | 13.0727 | 2013 |  |  |  | 27 | 13.0727 | 2013 | 3.2958 | 2.5705
1404 | GF | 35 | 35.2763 | 2013 |  |  |  | 35 | 35.2763 | 2013 | 3.5553 | 3.5632
1482 | GF | 18.4 | 18.7658 | 2013 |  |  |  | 18.4 | 18.7658 | 2013 | 2.9124 | 2.932
1515 | GF | 7.2 | 12.9927 | 2013 |  |  |  | 7.2 | 12.9927 | 2013 | 1.9741 | 2.5644
1618 | GF | 21 | 15.966 | 2016 |  |  |  | 21 | 15.966 | 2016 | 3.0445 | 2.7705
1634 | GF | 17.9 | 17.1728 | 2015 |  |  |  | 17.9 | 17.1728 | 2015 | 2.8848 | 2.8433
1258 | GF | 46 | 53.5183 | 2017 |  |  |  | 46 | 53.5183 | 2017 | 3.8286 | 3.98
1284 | GF | 24.1 | 7.0843 | 2013 |  |  |  | 24.1 | 7.0843 | 2013 | 3.1822 | 1.9579
Pre-01 | GF | 2.2 | 2.4934 | 1990 |  |  |  | 2.2 | 2.4934 | 1990 | 0.78846 | 0.91364
Pre-02 | GF | 1.464 | 1.494 | 1987 |  |  |  | 1.464 | 1.494 | 1987 | 0.38117 | 0.40147
Pre-03 | GF | 4.075 | 1.9369 | 1990 |  |  |  | 4.075 | 1.9369 | 1990 | 1.4049 | 0.66111
Pre-04 | GF | 10 | 8.5265 | 1991 |  |  |  | 10 | 8.5265 | 1991 | 2.3026 | 2.1432
Pre-05 | GF | 4.8 | 4.0522 | 1988 |  |  |  | 4.8 | 4.0522 | 1988 | 1.5686 | 1.3993
Pre-06 | GF | 5.1 | 9.6482 | 1989 |  |  |  | 5.1 | 9.6482 | 1989 | 1.6292 | 2.2668
Pre-07 | GF | 6.9 | 5.0294 | 1997 |  |  |  | 6.9 | 5.0294 | 1997 | 1.9315 | 1.6153
Pre-08 | GF | 11.8 | 6.3729 | 1987 |  |  |  | 11.8 | 6.3729 | 1987 | 2.4681 | 1.8521
Pre-09 | GF | 9.7 | 2.9443 | 1997 |  |  |  | 9.7 | 2.9443 | 1997 | 2.2721 | 1.0799
Pre-10 | GF | 6.12 | 13.4811 | 1990 |  |  |  | 6.12 | 13.4811 | 1990 | 1.8116 | 2.6013
Pre-11 | GF | 6.2672 | 2.9102 | 1987 |  |  |  | 6.2672 | 2.9102 | 1987 | 1.8353 | 1.0682
Pre-12 | GF | 6.366 | 9.8907 | 1993 |  |  |  | 6.366 | 9.8907 | 1993 | 1.851 | 2.2916
Pre-13 | GF | 8.5 | 5.9446 | 1990 |  |  |  | 8.5 | 5.9446 | 1990 | 2.1401 | 1.7825
Pre-14 | GF | 46.55 | 7.1936 | 1991 |  |  |  | 46.55 | 7.1936 | 1991 | 3.8405 | 1.9732
Pre-15 | GF | 56.8 | 17.5945 | 1990 |  |  |  | 56.8 | 17.5945 | 1990 | 4.0395 | 2.8676
Pre-16 | GF | 81.576 | 14.0262 | 1988 |  |  |  | 81.576 | 14.0262 | 1988 | 4.4015 | 2.6409
Pre-17 | GF | 95.2 | 14.2199 | 1999 |  |  |  | 95.2 | 14.2199 | 1999 | 4.556 | 2.6546
Pre-18 | GF | 122.772 | 23.4475 | 1990 |  |  |  | 122.772 | 23.4475 | 1990 | 4.8103 | 3.1548
1184 | UG | 30 | 17.9087 | 2013 | 18.2 | 18.8693 | 2012 | 48.2 | 36.7781 | 2013 | 3.8754 | 3.6049
1481 | UG | 48.2 | 23.4952 | 2013 | 0 | 1.1114 | 2014 | 48.2 | 24.6066 | 2014 | 3.8754 | 3.203
457 | UG | 10.77 | 9.9612 | 1990 | 10 | 3.2891 | 2006 | 20.77 | 13.2503 | 2006 | 3.0335 | 2.584
407 | UG | 25.4 | 16.2807 | 1982 | 2 | 0.60107 | 2004 | 27.4 | 16.8818 | 2004 | 3.3105 | 2.8262
706 | UG | 14.85 | 11.9728 | 1984 | 14.25 | 5.8346 | 2008 | 29.1 | 17.8074 | 2008 | 3.3707 | 2.8796
1070 | UG | 34 | 19.2393 | 1984 | 4.9 | 0.83608 | 2011 | 38.9 | 20.0754 | 2011 | 3.661 | 2.9995
1264 | UG | 38.9 | 20.7812 | 1984 | 7.2 | 8.0579 | 2013 | 46.1 | 28.8391 | 2013 | 3.8308 | 3.3617
1208 | UG | 14.1 | 11.6227 | 1961 | 11.5 | 2.7992 | 2012 | 25.6 | 14.4219 | 2012 | 3.2426 | 2.6687
655 | UG | 12.053 | 10.6243 | 1974 | 2.339 | 0.59465 | 2007 | 14.392 | 11.2189 | 2007 | 2.6667 | 2.4176
733 | UG | 24.3 | 15.8732 | 2007 | 17.1 | 6.7726 | 2009 | 41.4 | 22.6458 | 2009 | 3.7233 | 3.12
1700 | UG | 13.4 | 11.2887 | 0 | 0 | 4.0239 | 2016 | 13.4 | 15.3126 | 2016 | 2.5953 | 2.7287
1569 | UG | 17.7 | 13.239 | 1997 | 0 | 3.7373 | 2015 | 17.7 | 16.9762 | 2015 | 2.8736 | 2.8318
401 | UG | 2 | 3.7987 | 1986 | 1.5 | 0.36204 | 2004 | 3.5 | 4.1607 | 2004 | 1.2528 | 1.4257
1412 | UG | 3.5 | 5.2336 | 1986 | 11 | 4.3575 | 2015 | 14.5 | 9.591 | 2015 | 2.6741 | 2.2608
1318 | UG | 22.3 | 15.1114 | 1997 | 28.9 | 1.6878 | 2013 | 51.2 | 16.7992 | 2013 | 3.9357 | 2.8213
1194 | UG | 5.8 | 6.9888 | 1980 | 9.6 | 1.6086 | 2011 | 15.4 | 8.5974 | 2011 | 2.7344 | 2.1515
801 | UG | 10 | 9.5469 | 2008 | 0 | 6.3106 | 2009 | 10 | 15.8576 | 2009 | 2.3026 | 2.7636
804 | UG | 14.429 | 11.7772 | 1982 | 9.871 | 9.1567 | 2009 | 24.3 | 20.9339 | 2009 | 3.1905 | 3.0414
365 | UG | 15.9 | 12.4504 | 1982 | 0.269 | 0.59607 | 2003 | 16.169 | 13.0465 | 2003 | 2.7831 | 2.5685
708 | UG | 16.2 | 12.5844 | 1982 | 11.5 | 6.8375 | 2007 | 27.7 | 19.4219 | 2007 | 3.3214 | 2.9664
1568 | UG | 27.7 | 17.1092 | 1997 | 8.1 | 3.5849 | 2015 | 35.8 | 20.6941 | 2015 | 3.5779 | 3.0298
398 | UG | 27.329 | 16.9776 | 1981 | 2 | 1.4547 | 2004 | 29.329 | 18.4323 | 2004 | 3.3786 | 2.9141
1642 | UG | 16.12 | 12.5488 | unknown | 2.78 | 10.1341 | 2015 | 18.9 | 22.6829 | 2015 | 2.9392 | 3.1216
522 | UG | 38.7 | 20.7199 | 1981 | 2.3 | 0.49327 | 2006 | 41 | 21.2132 | 2006 | 3.7136 | 3.0546
170 | UG | 20.4 | 14.3602 | unknown | 5.6 | 4.4337 | 2001 | 26 | 18.7939 | 2001 | 3.2581 | 2.9335
1312 | UG | 23.63 | 15.6211 | unknown | 0 | 6.0245 | 2013 | 23.63 | 21.6456 | 2013 | 3.1625 | 3.0748
170 | UG | 21.6 | 14.8379 | unknown | 1 | 4.883 | 2001 | 22.6 | 19.7209 | 2001 | 3.1179 | 2.9817
1366 | UG | 25.5 | 16.3174 | 0 | 14 | 5.5737 | 2013 | 39.5 | 21.8911 | 2013 | 3.6763 | 3.0861
170 | UG | 5.4 | 6.7086 | unknown | 10.6 | 5.2097 | 2001 | 16 | 11.9183 | 2001 | 2.7726 | 2.4781
1350 | UG | 16 | 12.4952 | 0 | 20 | 6.53 | 2013 | 36 | 19.0253 | 2013 | 3.5835 | 2.9458
658 | UG | 1.6 | 3.343 | 1996 | 13.2 | 7.1147 | 2008 | 14.8 | 10.4577 | 2008 | 2.6946 | 2.3473
897 | UG | 14.8 | 11.9497 | 1996 | 3 | 6.2372 | 2010 | 17.8 | 18.1869 | 2010 | 2.8792 | 2.9007
483 | UG | 20.7 | 14.4807 | 1986 | 18.1 | 3.6201 | 2005 | 38.8 | 18.1008 | 2005 | 3.6584 | 2.896
1494 | UG | 13.3 | 11.2404 | 0 | 6 | 6.4297 | 2014 | 19.3 | 17.6702 | 2014 | 2.9601 | 2.8719
488 | UG | 41.3 | 21.5059 | 1982 | 24.2 | 0.40463 | 2006 | 65.5 | 21.9106 | 2006 | 4.1821 | 3.087
1692 | UG | 65.5 | 28.0056 | 0 | 0 | 2.2188 | 2016 | 65.5 | 30.2245 | 2016 | 4.1821 | 3.4087
318 | UG | 22.87 | 15.3314 | 1996 | 1 | 0.76702 | 2001 | 23.87 | 16.0984 | 2001 | 3.1726 | 2.7787
806 | UG | 23.867 | 15.7106 | 1996 | 5.433 | 0.68948 | 2008 | 29.3 | 16.4001 | 2008 | 3.3776 | 2.7973
1495 | UG | 29.3 | 17.6683 | 1996 | 0 | 5.1428 | 2014 | 29.3 | 22.8111 | 2014 | 3.3776 | 3.1272
1386 | UG | 32.7 | 18.8146 | 0 | 13.5 | 0.85934 | 2013 | 46.2 | 19.674 | 2013 | 3.833 | 2.9793
928 | UG | 18.02 | 13.3755 | 1992 | 3.48 | 10.3644 | 2010 | 21.5 | 23.7399 | 2010 | 3.0681 | 3.1672
1450 | UG | 21.5 | 14.7986 | 1992 | 16.3 | 5.153 | 2014 | 37.8 | 19.9515 | 2014 | 3.6323 | 2.9933
170 | UG | 17.7 | 13.239 | unknown | 8.8 | 1.1342 | 2001 | 26.5 | 14.3732 | 2001 | 3.2771 | 2.6654
649 | UG | 26.5 | 16.6808 | 1997 | 33.8 | 5.0181 | 2007 | 60.3 | 21.6988 | 2007 | 4.0993 | 3.0773
1203 | UG | 20.5 | 14.4004 | 1977 | 4.1 | 12.4436 | 2012 | 24.6 | 26.844 | 2012 | 3.2027 | 3.29
170 | UG | 7.9 | 8.3415 | 1972 | 6.1 | 2.9005 | 2001 | 14 | 11.242 | 2001 | 2.6391 | 2.4197
363 | UG | 21.226 | 14.6903 | 1975 | 4.2 | 0.82194 | 2004 | 25.426 | 15.5122 | 2004 | 3.2358 | 2.7416
493 | UG | 25.4 | 16.2807 | 1975 | 3.3 | 3.4003 | 2006 | 28.7 | 19.681 | 2006 | 3.3569 | 2.9797
685 | UG | 28.7 | 17.4602 | 1975 | 4.2 | 0.94607 | 2007 | 32.9 | 18.4062 | 2007 | 3.4935 | 2.9127
1574 | UG | 28 | 17.215 | 2013 | 0 | 6.2662 | 2015 | 28 | 23.4813 | 2015 | 3.3322 | 3.1562
435 | UG | 10.6 | 9.8709 | 1990 | 8.4 | 3.0774 | 2004 | 19 | 12.9482 | 2004 | 2.9444 | 2.561
652 | UG | 10.195 | 9.6531 | 1986 | 3.405 | 4.3802 | 2007 | 13.6 | 14.0333 | 2007 | 2.6101 | 2.6414
366 | UG | 11.1 | 10.1348 | 1981 | 4.8 | 0.60208 | 2003 | 15.9 | 10.7369 | 2003 | 2.7663 | 2.3737
1640 | UG | 15.9 | 12.4504 | 1981 | 2.5 | 8.3244 | 2015 | 18.4 | 20.7748 | 2015 | 2.9124 | 3.0337
367 | UG | 11.211 | 10.1927 | 1988 | 1 | 0.55589 | 2004 | 12.211 | 10.7486 | 2004 | 2.5023 | 2.3748
650 | UG | 23 | 15.3812 | 1981 | 0 | 5.9477 | 2007 | 23 | 21.3289 | 2007 | 3.1355 | 3.0601
902 | UG | 19.2 | 13.8702 | 2002 | 13.5 | 0.547 | 2009 | 32.7 | 14.4172 | 2009 | 3.4874 | 2.6684
1202 | UG | 19.4 | 13.9528 | 1989 | 1.6 | 10.745 | 2012 | 21 | 24.6978 | 2012 | 3.0445 | 3.2067
1338 | UG | 7.5 | 8.097 | unknown | 2 | 6.6636 | 2013 | 9.5 | 14.7606 | 2013 | 2.2513 | 2.692
212 | UG | 36.55 | 20.0528 | 1978 | 28 | 4.6265 | 2003 | 64.55 | 24.6792 | 2003 | 4.1674 | 3.206
653 | UG | 64.55 | 27.7723 | 1977 | 1.32 | 0.56895 | 2007 | 65.87 | 28.3413 | 2007 | 4.1877 | 3.3443
1679 | UG | 65.87 | 28.0961 | 1977 | 0 | 3.0359 | 2016 | 65.87 | 31.1321 | 2016 | 4.1877 | 3.4382
1382 | UG | 24.2 | 15.8357 | unknown | 11.9 | 2.4484 | 2013 | 36.1 | 18.2842 | 2013 | 3.5863 | 2.906
1638 | UG | 36.1 | 19.911 | unknown | 0 | 1.4308 | 2015 | 36.1 | 21.3418 | 2015 | 3.5863 | 3.0607
874 | UG | 6.4 | 7.3941 | 1997 | 0.5 | 3.6334 | 2009 | 6.9 | 11.0274 | 2009 | 1.9315 | 2.4004
491 | UG | 27.9 | 17.1798 | 1984 | 1 | 0.19252 | 2006 | 28.9 | 17.3723 | 2006 | 3.3638 | 2.8549
1396 | UG | 20.6 | 14.4406 | 2009 | 5.4 | 0.37351 | 2013 | 26 | 14.8141 | 2013 | 3.2581 | 2.6956
1597 | UG | 26 | 16.4998 | 2009 | 27.3 | 4.2356 | 2015 | 53.3 | 20.7354 | 2015 | 3.9759 | 3.0318
1292 | UG | 30.3 | 18.0111 | unknown | 2.5 | 4.4712 | 2013 | 32.8 | 22.4822 | 2013 | 3.4904 | 3.1127
364 | UG | 44.904 | 22.5613 | 1975 | 2 | 1.3175 | 2004 | 46.904 | 23.8788 | 2004 | 3.8481 | 3.173
1306 | UG | 23.1 | 15.4195 | 1985 | 2.1 | 5.9849 | 2013 | 25.2 | 21.4043 | 2013 | 3.2268 | 3.0636
858 | UG | 28.4 | 17.3554 | 2009 | 13.3 | 5.4359 | 2010 | 41.7 | 22.7913 | 2010 | 3.7305 | 3.1264
1454 | UG | 41.7 | 21.625 | 2009 | 5.7 | 0.45762 | 2013 | 47.4 | 22.0826 | 2013 | 3.8586 | 3.0948
637 | UG | 15.5 | 12.2701 | 1989 | 8.4 | 5.0689 | 2007 | 23.9 | 17.339 | 2007 | 3.1739 | 2.853
1254 | UG | 23.9 | 15.723 | 1989 | 15.4 | 6.5284 | 2012 | 39.3 | 22.2514 | 2012 | 3.6712 | 3.1024
734 | UG | 20 | 14.1982 | 1974 | 4.4 | 11.2611 | 2011 | 24.4 | 25.4594 | 2011 | 3.1946 | 3.2371
1594 | UG | 24.4 | 15.9105 | 1974 | 0 | 17.2334 | 2017 | 24.4 | 33.144 | 2017 | 3.1946 | 3.5009
1674 | UG | 17.4 | 13.11 | 0 | 3.7 | 10.3273 | 2016 | 21.1 | 23.4373 | 2016 | 3.0493 | 3.1543
711 | UG | 11.5 | 10.3424 | 1976 | 13.7 | 9.2618 | 2009 | 25.2 | 19.6042 | 2009 | 3.2268 | 2.9757
408 | UG | 37.7 | 20.4117 | 1976 | 2.042 | 0.58016 | 2004 | 39.742 | 20.9918 | 2004 | 3.6824 | 3.0441
698 | UG | 39.7 | 21.0248 | 1976 | 20.9 | 1.4407 | 2007 | 60.6 | 22.4655 | 2007 | 4.1043 | 3.112
696 | UG | 9.137 | 9.0661 | 1981 | 8.063 | 0.2681 | 2007 | 17.2 | 9.3342 | 2007 | 2.8449 | 2.2337
1636 | UG | 17.2 | 13.0235 | 1981 | 0 | 6.6059 | 2015 | 17.2 | 19.6294 | 2015 | 2.8449 | 2.977
1185 | UG | 32.4 | 18.7156 | 1988 | 2.5 | 2.8088 | 2011 | 34.9 | 21.5244 | 2011 | 3.5525 | 3.0692
568 | UG | 38.04 | 20.5169 | 1978 | 1 | 0.028819 | 2006 | 39.04 | 20.5457 | 2006 | 3.6646 | 3.0227
853 | UG | 20 | 14.1982 | 1991 | 21.7 | 4.2556 | 2009 | 41.7 | 18.4539 | 2009 | 3.7305 | 2.9153
1201 | UG | 13.3 | 11.2404 | unknown | 10.6 | 7.6365 | 2012 | 23.9 | 18.8769 | 2012 | 3.1739 | 2.9379
654 | UG | 7.29 | 7.9664 | 1976 | 4.41 | 0.73673 | 2007 | 11.7 | 8.7031 | 2007 | 2.4596 | 2.1637
1394 | UG | 11.7 | 10.445 | 1976 | 10 | 5.0058 | 2014 | 21.7 | 15.4508 | 2014 | 3.0773 | 2.7377
1294 | UG | 8.5 | 8.6986 | 0 | 1.6 | 4.562 | 2014 | 10.1 | 13.2606 | 2014 | 2.3125 | 2.5848
1670 | UG | 31.45 | 18.3994 | 0 | 24.25 | 2.7944 | 2016 | 55.7 | 21.1937 | 2016 | 4.02 | 3.0537
579 | UG | 17.1 | 12.9801 | unknown | 11 | 3.6516 | 2008 | 28.1 | 16.6317 | 2008 | 3.3358 | 2.8113
1670 | UG | 18.79 | 13.6998 | 0 | 30.51 | 18.3637 | 2016 | 49.3 | 32.0635 | 2016 | 3.8979 | 3.4677
1083 | UG | 7.53 | 8.1155 | 1981 | 5.87 | 7.4125 | 2011 | 13.4 | 15.528 | 2011 | 2.5953 | 2.7426
552 | UG | 20.23 | 14.2915 | 1991 | 10.47 | 1.1458 | 2006 | 30.7 | 15.4373 | 2006 | 3.4243 | 2.7368
1311 | UG | 30.7 | 18.1468 | 1991 | 19.3 | 5.9841 | 2013 | 50 | 24.131 | 2013 | 3.912 | 3.1835
1078 | UG | 17.66 | 13.2218 | 1957 | 7.34 | 1.0936 | 2011 | 25 | 14.3155 | 2011 | 3.2189 | 2.6613
495 | UG | 12.974 | 11.0818 | 1982 | 0 | 3.5908 | 2006 | 12.974 | 14.6726 | 2006 | 2.5629 | 2.686
383 | UG | 0.51 | 1.7371 | 1984 | 8 | 3.9502 | 2005 | 8.51 | 5.6872 | 2005 | 2.1412 | 1.7382
1020 | UG | 13 | 11.0945 | 1977 | 9 | 7.345 | 2010 | 22 | 18.4395 | 2010 | 3.091 | 2.9145
1364 | UG | 8.5 | 8.6986 | 0 | 34 | 8.7951 | 2013 | 42.5 | 17.4937 | 2013 | 3.7495 | 2.8618
503 | UG | 31 | 18.2482 | 1972 | 16 | 3.8033 | 2007 | 47 | 22.0515 | 2007 | 3.8501 | 3.0934
925 | UG | 47 | 23.1584 | 1972 | 9 | 3.3165 | 2011 | 56 | 26.4749 | 2011 | 4.0254 | 3.2762
821 | UG | 25 | 16.1334 | 2006 | 32 | 9.4177 | 2011 | 57 | 25.5511 | 2011 | 4.0431 | 3.2407
486 | UG | 10.81 | 9.9824 | 1993 | 3.14 | 0.34692 | 2005 | 13.95 | 10.3293 | 2005 | 2.6355 | 2.335
779 | UG | 13.95 | 11.5518 | 1993 | 4.05 | 0.91576 | 2008 | 18 | 12.4675 | 2008 | 2.8904 | 2.5231
1416 | UG | 18 | 13.367 | 1993 | 6 | 1.4182 | 2014 | 24 | 14.7852 | 2014 | 3.1781 | 2.6936
554 | UG | 23 | 15.3812 | 1968 | 8.26 | 1.0611 | 2006 | 31.26 | 16.4423 | 2006 | 3.4423 | 2.7999
1581 | UG | 7.44 | 8.0598 | unknown | 9.36 | 5.3848 | 2015 | 16.8 | 13.4447 | 2015 | 2.8214 | 2.5986
880 | UG | 8.95 | 8.9594 | 1966 | 2.05 | 4.5764 | 2010 | 11 | 13.5358 | 2010 | 2.3979 | 2.6053
1047 | UG | 10 | 9.5469 | 1965 | 5 | 6.2586 | 2012 | 15 | 15.8056 | 2012 | 2.7081 | 2.7604
1045 | UG | 24.066 | 15.7854 | 1971 | 7.934 | 3.8009 | 2011 | 32 | 19.5864 | 2011 | 3.4657 | 2.9748
1616 | UG | 21.68 | 14.8694 | unknown | 25.75 | 0.84819 | 2015 | 47.43 | 15.7176 | 2015 | 3.8593 | 2.7548
362 | UG | 51.8 | 24.4845 | 1971 | 1 | 0.78848 | 2004 | 52.8 | 25.273 | 2004 | 3.9665 | 3.2297
924 | UG | 45.94 | 22.8579 | 1982 | 6.06 | 1.4264 | 2010 | 52 | 24.2843 | 2010 | 3.9512 | 3.1898
1241 | UG | 20.29 | 14.3158 | unknown | 6 | 2.625 | 2012 | 26.29 | 16.9408 | 2012 | 3.2692 | 2.8297
438 | UG | 8.246 | 8.5488 | 1978 | 1 | 0.18095 | 2004 | 9.246 | 8.7298 | 2004 | 2.2242 | 2.1667
748 | UG | 25.541 | 16.3324 | 1995 | 1 | 0.38858 | 2008 | 26.541 | 16.721 | 2008 | 3.2787 | 2.8167
1319 | UG | 15.71 | 12.365 | 0 | 4.29 | 3.2377 | 2014 | 20 | 15.6027 | 2014 | 2.9957 | 2.7474
892 | UG | 13.05 | 11.1189 | 1972 | 0 | 3.2491 | 2011 | 13.05 | 14.368 | 2011 | 2.5688 | 2.665
504 | UG | 10.496 | 9.8153 | 2007 | 0 | 2.1923 | 2006 | 10.496 | 12.0076 | 2007 | 2.351 | 2.4855
618 | UG | 11 | 10.0824 | 1995 | 11.5 | 2.3465 | 2006 | 22.5 | 12.4289 | 2006 | 3.1135 | 2.52
712 | UG | 7.5 | 8.097 | 1980 | 1 | 7.8904 | 2011 | 8.5 | 15.9874 | 2011 | 2.1401 | 2.7718
726 | UG | 25.6354 | 16.3669 | 1982 | 5.3646 | 1.0316 | 2008 | 31 | 17.3986 | 2008 | 3.434 | 2.8564
530 | UG | 25 | 16.1334 | 1982 | 20 | 4.5023 | 2006 | 45 | 20.6356 | 2006 | 3.8067 | 3.027
755 | UG | 8.698 | 8.8141 | 1983 | 3.302 | 0.74649 | 2008 | 12 | 9.5605 | 2008 | 2.4849 | 2.2576
1081 | UG | 12 | 10.5975 | 1983 | 4 | 0.74616 | 2010 | 16 | 11.3437 | 2010 | 2.7726 | 2.4287
307 | UG | 9.07 | 9.028 | 1985 | 1.002 | 2.5231 | 2003 | 10.072 | 11.5511 | 2003 | 2.3098 | 2.4468
1466 | UG | 10.07 | 9.5852 | 1985 | 4.93 | 4.6348 | 2015 | 15 | 14.22 | 2015 | 2.7081 | 2.6546
1091 | UG | 16.06 | 12.522 | 1982 | 24.34 | 7.6638 | 2011 | 40.4 | 20.1859 | 2011 | 3.6988 | 3.005
666 | UG | 25.92 | 16.4707 | 1987 | 14.08 | 3.6888 | 2008 | 40 | 20.1595 | 2008 | 3.6889 | 3.0037
556 | UG | 8.656 | 8.7897 | 1985 | 4.344 | 3.2484 | 2007 | 13 | 12.038 | 2007 | 2.5649 | 2.4881
452 | UG | 10.781 | 9.967 | 1986 | 3.619 | 3.4437 | 2005 | 14.4 | 13.4107 | 2005 | 2.6672 | 2.5961
613 | UG | 6.2 | 7.2609 | 1999 | 2.2 | 0.43132 | 2006 | 8.4 | 7.6922 | 2006 | 2.1282 | 2.0402
778 | UG | 0.1 | 0.68338 | 1988 | 1.9 | 0.48701 | 2008 | 2 | 1.1704 | 2008 | 0.69315 | 0.15734
1571 | UG | 2 | 3.7987 | 1988 | 11 | 1.592 | 2016 | 13 | 5.3907 | 2016 | 2.5649 | 1.6847
525 | UG | 11.55 | 10.3681 | 1995 | 14 | 2.1078 | 2006 | 25.55 | 12.4759 | 2006 | 3.2406 | 2.5238
1324 | UG | 15.8 | 12.4055 | 2012 | 12.3 | 2.2693 | 2014 | 28.1 | 14.6748 | 2014 | 3.3358 | 2.6861
511 | UG | 13.95 | 11.5518 | 2004 | 4.05 | 0.42904 | 2004 | 18 | 11.9808 | 2004 | 2.8904 | 2.4833
1094 | UG | 18 | 13.367 | 2004 | 6 | 1.0646 | 2011 | 24 | 14.4316 | 2011 | 3.1781 | 2.6694
775 | UG | 8 | 8.4018 | 2002 | 7 | 1.4059 | 2008 | 15 | 9.8077 | 2008 | 2.7081 | 2.2832
1646 | UG | 2.88 | 4.6807 | unknown | 3.52 | 6.6896 | 2016 | 6.4 | 11.3703 | 2016 | 1.8563 | 2.431
467 | UG | 5.7 | 6.9196 | 1996 | 7.9 | 3.4855 | 2005 | 13.6 | 10.4051 | 2005 | 2.6101 | 2.3423
437 | UG | 23 | 15.3812 | 2001 | 17 | 3.6314 | 2008 | 40 | 19.0126 | 2008 | 3.6889 | 2.9451
1233 | UG | 40 | 21.1157 | 2001 | 10 | 3.8904 | 2011 | 50 | 25.0061 | 2011 | 3.912 | 3.2191
361 | UG | 12.22 | 10.7083 | 1986 | 13 | 1.172 | 2002 | 25.22 | 11.8803 | 2002 | 3.2276 | 2.4749
645 | UG | 25.22 | 16.2145 | 1986 | 1 | 0.22668 | 2006 | 26.22 | 16.4412 | 2006 | 3.2665 | 2.7998
720 | UG | 5.29 | 6.63 | 1974 | 3.91 | 3.2147 | 2009 | 9.2 | 9.8447 | 2009 | 2.2192 | 2.2869
1554 | UG | 18 | 13.367 | 2013 | 13 | 4.0041 | 2015 | 31 | 17.3711 | 2015 | 3.434 | 2.8548
1570 | UG | 12 | 10.5975 | 0 | 7 | 5.7129 | 2016 | 19 | 16.3104 | 2016 | 2.9444 | 2.7918
1280 | UG | 10 | 9.5469 | 0 | 10 | 3.9567 | 2013 | 20 | 13.5037 | 2013 | 2.9957 | 2.603
659 | UG | 51 | 24.2672 | 1974 | 7 | 0.19039 | 2006 | 58 | 24.4576 | 2006 | 4.0604 | 3.1969
1240 | UG | 9 | 8.988 | 0 | 12 | 2.4762 | 2013 | 21 | 11.4643 | 2013 | 3.0445 | 2.4392
317 | UG | 26.67 | 16.7419 | 1978 | 8.46 | 3.7336 | 2002 | 35.13 | 20.4756 | 2002 | 3.5591 | 3.0192
1510 | UG | 35.13 | 19.6029 | 1978 | 0 | 1.0378 | 2014 | 35.13 | 20.6408 | 2014 | 3.5591 | 3.0273
1678 | UG | 71.19 | 29.3739 | 0 | 3.81 | 0.18769 | 2015 | 75 | 29.5615 | 2015 | 4.3175 | 3.3865
409 | UG | 50.9 | 24.24 | unknown | 0 | 6.95 | 2004 | 50.9 | 31.19 | 2004 | 3.9299 | 3.4401
620 | UG | 66.04 | 28.1376 | unknown | 1 | 0.052327 | 2006 | 67.04 | 28.1899 | 2006 | 4.2053 | 3.339
1085 | UG | 67.04 | 28.3808 | unknown | 2 | 0.079312 | 2010 | 69.04 | 28.4601 | 2010 | 4.2347 | 3.3485
589 | UG | 36.963 | 20.1822 | 1974 | 0 | 0.032007 | 2005 | 36.963 | 20.2142 | 2005 | 3.6099 | 3.0064
836 | UG | 33.963 | 19.2273 | 1974 | 10.037 | 0.20825 | 2008 | 44 | 19.4356 | 2008 | 3.7842 | 2.9671
1417 | UG | 53.176 | 24.8548 | 0 | 2.824 | 0.36632 | 2013 | 56 | 25.2211 | 2013 | 4.0254 | 3.2277
1575 | UG | 107.8 | 37.2515 | 0 | 2.2 | 0.084606 | 2014 | 110 | 37.3361 | 2014 | 4.7005 | 3.62
1480 | UG | 92 | 34.0197 | 0 | 9 | 1.4186 | 2015 | 101 | 35.4384 | 2015 | 4.6151 | 3.5678
1644 | UG | 25 | 16.1334 | 0 | 14 | 6.4882 | 2016 | 39 | 22.6216 | 2016 | 3.6636 | 3.1189
1276 | UG | 34 | 19.2393 | unknown | 4 | 0.69755 | 2012 | 38 | 19.9369 | 2012 | 3.6376 | 2.9926
823 | UG | 10 | 9.5469 | unknown | 25 | 8.3157 | 2009 | 35 | 17.8626 | 2009 | 3.5553 | 2.8827
1601 | UG | 77 | 30.7235 | 0 | 0 | 4.0095 | 2015 | 77 | 34.733 | 2015 | 4.3438 | 3.5477
1046 | UG | 33 | 18.9133 | unknown | 17 | 13.8381 | 2011 | 50 | 32.7514 | 2011 | 3.912 | 3.4889
873 | UG | 38 | 20.5045 | unknown | 10 | 10.835 | 2011 | 48 | 31.3395 | 2011 | 3.8712 | 3.4449
630 | UG | 36.4 | 20.0056 | unknown | 3.6 | 0.76182 | 2007 | 40 | 20.7674 | 2007 | 3.6889 | 3.0334
1107 | UG | 16 | 12.4952 | 2010 | 24 | 7.7 | 2014 | 40 | 20.1952 | 2014 | 3.6889 | 3.0054
682 | UG | 12 | 10.5975 | 2005 | 18 | 4.2252 | 2009 | 30 | 14.8227 | 2009 | 3.4012 | 2.6962
677 | UG | 117 | 39.04 | unknown | 0 | 5.9673 | 2009 | 117 | 45.0072 | 2009 | 4.7622 | 3.8068
643 | UG | 53.37 | 24.9067 | unknown | 0.5 | 4.4087 | 2009 | 53.87 | 29.3154 | 2009 | 3.9866 | 3.3781
* Type is either Greenfield (“GF”) or Upgrade (“UG”), where Upgrade refers to additional facilities that increase the capacity of an existing Greenfield project
** For Iteration 15, Greenfield Cost for an Upgrade project is estimated using the Iteration 14 power curve for greenfield and upgrade projects

## Power Curve Model
Alberta Electric System Operator
2018 ISO Tariff Application
August 17, 2018
Source: | http://webs.wichita.edu/facsme/cbl/functions/pcm.pdf