## Guide
Alberta Transmission System Cost Causation Study - 2018 Update
Description of Model
| Section |  | Tab names | Notes
| Depreciation data |  | Depreciation | Depreciation rates of four largest Transmission Facility Owners
| Classification calculations |  | 2014StudyClassification | 2014 Study minimum system method calculations to determine percentage classified as energy for bulk and regional functions
|  |  | 2014StudyData | 2014 Study classification input data
|  |  | 2014StudyExample | 2014 Study test case comparing minimum and optimal conductor sizes economics
|  |  | 2018UpdateData | 2018 Update classification input data
|  |  | StudytoUpdateComparison | Presenting the effect of updating 2014 Study classification input data
|  |  | 2018UpdateClassification | 2018 Update minimum system method calculations to determine percentage classified as energy for bulk and regional functions
|  |  | 2018UpdateExample | 2018 Update test case comparing minimum and optimal conductor sizes economics
| Existing asset functionalization calculations |  | Func AL Lines | Functionalize Altalink lines by voltage
|  |  | Func AL Subs | Functionalize Altalink substations by voltage
|  |  | Func ATCO Lines | Functionalize ATCO lines by voltage
|  |  | Func ATCO Subs | Functionalize ATCO substations by voltage
|  |  | Func EPCOR | Functionalize EPCOR data directly
|  |  | Func Enmax | Functionalize ENMAX data directly
| Planned asset functionalization calculations |  | Func Future Lines | Functionalize future lines by voltage
|  |  | Func Future Subs | Functionalize future substations by voltage
| Functionalization results |  | Func results | Summary tables of results, and combines existing results with planned project functionalization results and O&M results
|  |  | Results for report | Results for report, combining capital and O&M results
| O&M |  | O&M tabs | O&M underlying calculations
Summary of results
| Final Combined cost functionalization (net of RGUCC and FMW) | 2018 | 2019 | 2020
| Bulk | 51.41% | 52.77% | 51.69%
| Regional | 25.76% | 24.51% | 24.58%
| POD | 22.84% | 22.73% | 23.72%
| Classification results | Bulk | Regional
| Demand | 93.45% | 89.54%
| Energy | 6.554% | 10.46%

## Depreciation
Depreciation Rates
Source: AltaLink and ATCO TFO tariff applications, ENMAX and EPCOR confidential data request
Lines
|  | 2013 | 2014 | 2015 | 2016 | 2017 | 2018 | 2019 | 2020
Altalink | AML | 2.709% | 2.84% | 3.19% | 3.068% | 3.068% | 3.068% | 3.068% | 3.068%
EPCOR | EPC | 2.901% | 2.949% | 2.306% | 2.306% | 2.306% | 2.306% | 2.306% | 2.306%
ENMAX | ENM | 2.012% | 1.83% | 2.695% | 2.695% | 2.695% | 2.695% | 2.695% | 2.695%
ATCO | ATC | 3.052% | 3.052% | 2.478% | 2.394% | 2.4% | 2.4% | 2.4% | 2.4%
Average | ALL | 2.901% | 2.949% | 2.847% | 2.744% | 2.746% | 2.746% | 2.746% | 2.746%
Substations
|  | 2013 | 2014 | 2015 | 2016 | 2017 | 2018 | 2019 | 2020
Altalink | AML | 3.467% | 3.563% | 3.446% | 3.343% | 3.343% | 3.343% | 3.343% | 3.343%
Epcor | EPC | 2.95% | 2.9% | 4.122% | 4.16% | 4.115% | 4.115% | 4.115% | 4.115%
ENMAX | ENM | 2.66% | 2.64% | 2.786% | 2.786% | 2.786% | 2.786% | 2.786% | 2.786%
ATCO | ATC | 2.246% | 2.3% | 2.443% | 2.463% | 2.435% | 2.435% | 2.435% | 2.435%
Average | ALL | 2.95% | 2.9% | 3.014% | 2.965% | 2.953% | 2.953% | 2.953% | 2.953%
POD Weighing
Line |  | 2013: 21%
Substation |  | 2013: 79%
Weighted Depreciation for POD |  |  |  | 2.979% | 2.918% | 2.909% | 2.909% | 2.909% | 2.909%

## 2014StudyClassification
2014 Study conductor classification applied to updated costs
Minimum System Approach - Bulk System
240 kV Line Base and Optimal Costs
Source: Minimum and optimal conductor sizes confirmed with AESO; costs are based on the line file data using a weighted average approach
| System | Conductor Size | Cost of Conductor ($/km)
| Minimum System | 240 kV Line - 2 X 795 | 1593624.09
| Optimal System | 240 kV Line - 2 x 1033 | 1701334.06
240 kV line classification
| Demand Related Costs | 93.67%
| Energy Related Costs | 6.331%
500 kV Line Base and Optimal Costs
| System | Conductor Size | Cost of Conductor ($/km)
| Minimum System | 500 kV Line - 2 X 2156 | 1900000
| Optimal System | 500 kV Line - 3 X 1590 | 2100000
500 kV line classification
| Demand Related Costs | 90.48%
| Energy Related Costs | 9.524%
Bulk line(240 and 500 kV) combined cost
|  | Existing | Planned | Percent weight
| 240 kV Lines | 1987272160.7053 | 1617236605.2423 | 57.01%
| 500 kV Lines | 264224176.3453 | 2453617992.5813 | 42.99%
Bulk line classification
| Demand Related Costs | 92.3%
| Energy Related Costs | 7.703%
Substation
Based on POD Costs - Bulk Substation Costs Not Available
Bulk substation classification
| Demand Related Costs | 97.17%
| Energy Related Costs | 2.832%
Bulk System - Weighted for Lines and Substations (Altalink and ATCO assets)
|  | Dollars | %
| Line Related Bulk System Property | 6302236174.2935 | 76.4%
| Substation Related Bulk System Property (AltaLink Bulk (Volt Level) Lines) | 1947069768.1978 | 23.6%
| Total Bulk Property | 8249305942.4912
Weighted bulk classification
| Demand Related Costs | 93.45%
| Energy Related Costs | 6.554%
Minimum System Approach - Regional System
138 kV LineBase and Optimal Costs
Source: Minimum and optimal conductor sizes confirmed with AESO; costs are based on the line file data using a weighted average approach
Note, 138 KV 1x795 line had limited data and was extrapolated
| System | Conductor Size | Cost of Conductor ($/km)
| Minimum System | 138 kV Line - 266 | 362335.66
| Optimal Lines | 138 kV Line - 477 | 442661.72
138 kV line classification
| Demand Related Costs | 81.85%
| Energy Related Costs | 18.15%
Substation
Based on POD Costs - Bulk Substation Costs Not Available
Bulk substation classification
| Demand Related Costs | 97.17%
| Energy Related Costs | 2.832%
Regional System - Weighted for Lines and Substations (Altalink and ATCO assets)
|  | Dollars | %
| Line Related Regional System Property (AltaLink Bulk (Volt Level) Lines)) | 1667835171.9113 | 49.79%
| Substation Related Regional System Property (AltaLink Bulk (Volt Level) Lines) | 1682157111.1148 | 50.21%
| Total Regional Property | 3349992283.0261
Weighted Regional classification
| Demand Related Costs | 89.54%
| Energy Related Costs | 10.46%
Minimum System Approach - Substation Cost (POD) Base and Optimal Costs
Source: Updated transformers using Quote from TFO
Cost of Transformer
| Minimum System - Basic Transformers | 966840
| Optimized System - High Eff Transformers | 995020
POD Substation classification
| Demand Related Costs | 97.17%
| Energy Related Costs | 2.832%
Overall Classification Results
|  | Bulk | Regional
| Demand Related Costs | 93.45% | 89.54%
| Energy Related Costs | 6.554% | 10.46%

## 2014StudyData
2014 Study Classification Input Data
Adjustment Factors
|  | Adjustment Factors |  |  |  | classification
| 240 kV DC adjustment factor | 1 |  |  |  |  | as approved
| 240 kV DC1 adjustment factor is | 1.18 |  |  |  | 240kV line | 6.331%
| 240 kV SC adjustment factor is | 1.62 |  |  |  | 138kV line | 18.15%
| 138/144 kV DC adjustment factor is | 0.88
| 138/144 kV DC1 adjustment factor is | 0.94
| 138/144 kV SC adjustment factor is | 1
Note, all data limited to "new" projects
240 kV, 2x1033
|  | SRC_DATE | SRC_TYPE | SCOPE | ACTION | LINE | KV | TYPE | LENGTH | CIRCUIT | CONDUCTOR_PER_PHASE | CONDUCTOR | Cost | Adjust 240 kV lines to DC | Normalized cost/kM
| PPS - NFTP | 2011-11-30 | PPS | Build temporary 240kV lines | new | 911L temporary line | 240 | ovh | 3 | single circuit | 2 | *1033 | 1469000 | 2379780 | 793260
| AML ECTP | 2013-06-27 | PPS | Construct 4km of 240kV to connect Janet 74S to Enmax No. 25 | new | 985/1003L | 240 | ovh | 4 | double circuit | 2 | 1033 | 13971000 | 13971000 | 3492750
| PPS - SATR886 Cassils to Bowmanton Transmission Line and Bowmanton Substations | 2010-06-25 | PPS | New line 240KV - 1034L / 1035L | new | 1034L/1035L | 240 | ovh | 130 | double circuit | 2 | acsr1034 | 173172000 | 173172000 | 1332092.3077
| PPS-787-1035 Picture Butte to Etzikom Coulee(PBEC) | 2013-07-12 | PPS | transmission line 991L | new | transmission line 991L | 240 | ovh | 70 | d/c 1st side | 2 | acsr1033 | 128996000 | 152215280 | 2174504
| Fidler 312S Substation Interconnection | 2012-10-03 | PPS | Build new 240 kV double circuit 994L/1071L line | new | 994L/1071L | 240 | ovh | 9 | double circuit | 2 | acsr1033 | 23146000 | 23146000 | 2571777.7778
| PPS - HATD - Ware Junction | 2013-03-11 | PPS | Build a new 240kV d/c line from Ware 132S to Cassils 324S | new | 240kV 1053L | 240 | ovh | 40 | d/c 1st side | 2 | acsr1033 | 71300000 | 84134000 | 2103350
| NID - South and West of Edmonton Area Development | 2012-08-01 | NID | in/out 240 kV D/C line connecting Legacy Park to 905L | new | 905L 240 kV D/C in/out to Legacy Park sub | 240 | ovh | 4.5 | double circuit | 2 | acsr1033 | 15947591 | 15947591 | 3543909.1111
| 1101-PPS-Pike 170S Substation | 2012-12-06 | PPS | new 1115L double circuit one side strung | new | 1115L | 240 | ovh | 22 | d/c 1st side | 2 | acsr1033 | 39860583 | 47035487.94 | 2137976.7245
| Saddlebrook Power Station Interconnection Project PPS | 2009-06-05 | PPS | Build new 240kV double-circuit line 911L and 1032L to connect to existing 911L | new | 911L/1032L | 240 | ovh | 1 | double circuit | 2 | acsr1033 | 3503000 | 3503000 | 3503000
| PPS - 787-1037 Southern alberta Transmission Reinforcement(SATR) Etzikom Coulee to Whitla(ECW) | 2013-07-12 | PPS | new line 984L/987L | new | line 984L/987L | 240 |  | 86 | double circuit | 2 | acsr1033 | 129168000 | 129168000 | 1501953.4884
| PPS - NFTP | 2011-11-30 | PPS | Construct new 240kV d/c line between Foothills 237S and Enmax No. 65 | new | 1106L/1107L | 240 | ovh | 52 | double circuit | 2 | acsr1033 | 92942000 | 92942000 | 1787346.1538
| PPS - SATR882 South Foothills Transmission Project | 2011-10-04 | PPS | 1037L/1038L | new | 1037L/1038L | 240 | ovh | 120 | double circuit | 2 | acsr1033 | 164441000 | 164441000 | 1370341.6667
| NID - South and West of Edmonton Area Development | 2012-08-01 | NID | in/out 240 kV D/C line connecting Harry Smith to 1043L | new | 240 kV D/C in/out of 1043 | 240 | ovh | 0.2 | double circuit | 2 | acsr1033 | 597618 | 597618 | 2988090
| PPS - Edmonton Region ¿ 240 kV Line Upgrades | 2009-06-30 | PPS | Build new 12 km 1043L | new | 1043L | 240 | ovh | 12 | d/c 1st side | 2 | acsr1033 | 18782529 | 22163384.22 | 1846948.685
| PPS - Heartland Bulk Transmission Development - East TUC | 2012-10-12 | PPS | Construct 240kV transmission line to complete Heartland loop | new | 1054L/1061L | 240 | ovh | 22 | double circuit | 2 | acsr1033 | 55731903 | 55731903 | 2533268.3182
| PPS - SATR887 - Bowmanton Substation to Whitla Transmission Line and New Whitla Substation | 2010-06-25 | PPS | New line 240KV - 964L / 983L | new | 964L/983L | 240 | ovh | 110 | double circuit | 2 | acsr1033 | 158822000 | 158822000 | 1443836.3636
| CRR PPS | 2010-06-01 | PPS | Construct new 240kV line and renumber 1071L | new | 1071L/1072L | 240 | ovh | 6 | double circuit | 2 | acsr1033 | 11610000 | 11610000 | 1935000
| 1101-PPS-Ipiatik 167S Substation | 2012-12-19 | PPS | new 240 kV 1116L d/c one side strung | new | 1116L | 240 | ovh | 22 | d/c 1st side | 2 | acsr1033 | 38446021 | 45366304.78 | 2062104.7627
| PPS - Langdon to Janet | 2011-11-30 | PPS | Construct approx. 18km 240kV d/c from Langdon 102S to Janet 74S | new | 1064L/1065L | 240 | ovh | 18 | double circuit | 2 | acsr1033 | 29722000 | 29722000 | 1651222.2222
| 1101-PPS-Ipiatik 167S Substation | 2012-12-19 | PPS | new 240 kV 1117L d/c one side strung | new | 1117L | 240 | ovh | 56 | d/c 1st side | 2 | acsr1033 | 96671599 | 114072486.82 | 2037008.6932
[13 empty] | Sum of length | 787.7
[13 empty] | Sum of cost | 1340140835.76
[13 empty] | Weighted average ($/km) | 1701334.0558
240 kV, 2x795
|  | SRC_DATE | SRC_TYPE | SCOPE | ACTION | LINE | KV | TYPE | LENGTH | CIRCUIT | CONDUCTOR_PER_PHASE | CONDUCTOR | LINE_1 | Adjust 240 kV lines to DC | Normalized cost/kM
| PPS - Lanfine to Penukan 240kV Single Circuit | 2010-05-26 | PPS | Install Transmission line 9L46 from Lanfine to Pemukan | new | 9L46 | 240 | ovh | 68.7 | d/c 1st side | 2 | *795 | 46582000 | 54966760 | 800098.3988
| PPS - Oakland to Coyote Lake Line & Substation | 2010-05-26 | PPS | Construct new 240kV s/c line 9L29 from Coyote 963S to Oakland 946S | new | 9L29 | 240 | ovh | 44.7 | d/c 1st side | 2 | *795 | 29801000 | 35165180 | 786693.0649
| PPS - Anderson to Oakland Double Circuit & Substation | 2010-05-26 | PPS | Transmission line 9L70 and 9L97 | new | 9L70 and 9L97 | 240 | ovh | 9.2 | double circuit | 2 | *795 | 8438000 | 8438000 | 917173.913
| Christina Lake 240KV Transmission Development NID | 2011-10-06 | NID | New 240kV d/c line from CHL2 to CHL4 | new | CHL2 to CHL4 240kV line | 240 | ovh | 30 | d/c 1st side | 2 | *795 | 50362771 | 59428069.78 | 1980935.6593
| PPS - Oakland to Lanfine Line | 2010-05-26 | PPS | Install transmission line 9L24 | new | 9L24 | 240 | ovh | 88.6 | d/c 1st side | 2 | *795 | 58236000 | 68718480 | 775603.6117
| PPS - Pemukan to AltaLink Hansman Lake Line | 2010-05-26 | PPS | Install Transmission Line from Pemukan to Hansman Lake 9L966 | new | 9L966 | 240 | ovh | 40 | d/c 1st side | 2 | *795 | 31227000 | 36847860 | 921196.5
| 9L66 PPS | 2009-04-30 | PPS | Build 8.9km of new s/c 240kV between Muskeg River 847S and 9L66/Aurora line corridor crossing | new | 966L s/c | 240 | ovh | 8.9 | single circuit | 2 | *795 | 7227000 | 11707740 | 1315476.4045
| North Ft Mac | 2012-06-15 | PPS | Construction of 9L69 between McClelland and Black Fly | new | 9L69 | 240 | cbl | 34 | d/c 1st side | 2 | 795 | 66799208 | 78823065.44 | 2318325.4541
| North Ft Mac | 2012-06-15 | PPS | Construction of 9L84 between Black Fly and Salt Creek | new | 9L84 | 240 | cbl | 82 | d/c 1st side | 2 | 795 | 183739858 | 216813032.44 | 2644061.3712
| Christina Lake 240KV Transmission Development NID | 2011-10-06 | NID | New 240kVe d/c single side strung line between CHL4 and CHL1 | new | 1115L CHL1 to CHL4 240kV Line | 240 | ovh | 30 | d/c 1st side | 2 | acsr795 | 48956939 | 57769188.02 | 1925639.6007
| PPS - HATD - Hansman Lake 650S | 2013-03-11 | PPS | Build new d/c 240kV transmission line one side strung 966L from Hansman Lake 650S to Pemukan 932S | new | 240kV 966L | 240 | ovh | 20 | d/c 1st side | 2 | acsr795 | 42058000 | 49628440 | 2481422
| PPS-811-Cold lake | 2013-01-22 | PPS | Construct 7L/9L146 line from Bourque 970S to Bonnyville 700S1 | new | 7L/9L1461 | 240 | ovh | 58 | double circuit | 2 | acsr795 | 71880877 | 71880877 | 1239325.4655
| PPS - Northwest Fort McMurray Transmission Development | 2013-01-25 | PPS | Construction of 68km of 240kV s/c line on H-frame, 9L95 | new | 9L95 | 240 | ovh | 68.11 | single circuit | 2 | acsr795 | 77765496 | 125980103.52 | 1849656.4898
| Christina Lake 240KV Transmission Development NID | 2011-10-06 | NID | Build new 240kV d/c single side from Hear Lake A898S and CHL2 | new | A898S to CHL2 240kV | 240 | ovh | 60 | d/c 1st side | 2 | acsr795 | 96321086 | 113658881.48 | 1894314.6913
| PPS - Northwest Fort McMurray Transmission Development | 2013-01-25 | PPS | Construction of 68km of 240kV s/c line on H-frame, 9L95 | new | 9L76 / 9L08 | 240 | ovh | 65.5 | double circuit | 2 | acsr795 | 137998024 | 137998024 | 2106840.0611
[13 empty] | Sum of length | 707.71
[13 empty] | Sum of cost | 1127823701.68
[13 empty] | Weighted average ($/km) | 1593624.0857
144 & 138 kV, 1x477
|  | SRC_DATE | SRC_TYPE | SCOPE | ACTION | LINE | KV | TYPE | LENGTH | CIRCUIT | CONDUCTOR_PER_PHASE | CONDUCTOR | LINE_1 | Adjust 144/138 kV lines to SC | Normalized cost/kM
| PPS-811-Cold lake | 2013-01-22 | PPS | Construct 7L157 line from Mahihkan 837S to Bourque 970S1 | new | 7L1571 | 144 |  | 0.7 | single circuit | 1 | acsr477 | 1178040 | 1178040 | 1682914.2857
| PPS - Mustus Biomass Generator Blumenort 832S to Windy Hill | 2010-01-25 | PPS | Transmission Line 7L140 | new | 7L140 | 144 | ovh | 24 | single circuit | 1 | acsr477 | 3153299 | 3153299 | 131387.4583
| Conoco PPS | 2010-07-07 | PPS | Construct new line between Quigley and Kinosis | new | 7L104 | 144 | ovh | 14 | single circuit | 1 | acsr477 | 6014000 | 6014000 | 429571.4286
| PPS - Saleski 901S 144 kV Interconnection | 2012-06-30 | PPS | 7L167 line | new | 7L167 line | 144 | ovh | 10 | single circuit | 1 | acsr477 | 5326173 | 5326173 | 532617.3
| PPS-811-Cold lake | 2013-01-22 | PPS | Replace 7L83 from Leming Lake 715S to Bourque 970S1 | new | 7L83 1 | 144 | ovh | 6.5 | single circuit | 1 | acsr477 | 4976948 | 4976948 | 765684.3077
| PPS-811-7L749 Replacement | 2011-10-28 | PPS | Replace 7L749 transmission line1 | new | 7L7491 | 144 | ovh | 51 | single circuit | 1 | acsr477 | 18846000 | 18846000 | 369529.4118
| P673 Salt Creek | 2010-03-31 | PPS | Construct new 144kV line from Salt Creek 977S to Hangingstone 820S | new | 7L135 | 144 | ovh | 4.3 | single circuit | 1 | *477 | 2018964 | 2018964 | 469526.5116
| PPS - Lanfine to Oyen Line | 2010-05-26 | PPS | Transmission line 7L132 | new | 7L132 | 144 | ovh | 7.1 | double circuit | 1 | *477 | 6320000 | 5561600 | 783323.9437
| NID - South and West of Edmonton Area Development | 2012-08-01 | NID | 138 kV S/C line connecting Legacy Park to Spruce Grove 595S | new | 138 kV line - Legacy Park to Spruce Grove 595S | 138 | ovh | 17 | single circuit | 1 | acsr477 | 5886545 | 5886545 | 346267.3529
| NID - South and West of Edmonton Area Development | 2012-08-01 | NID | open 780L between the two new lines | new | 138 kV line (174L) modification | 138 | ovh | 0.4 | single circuit | 1 | acsr477 | 119783 | 119783 | 299457.5
| NID - South and West of Edmonton Area Development | 2012-08-01 | NID | 138 kV S/C line connecting Legacy Park to 739L | new | 138 kV from Legacy Park sub to Bilby 432S | 138 | ovh | 2 | single circuit | 1 | acsr477 | 681986 | 681986 | 340993
| PPS - Vista Coal 270S | 2012-12-06 | PPS | Tie in to 745L from 270S | new | 745L/625L | 138 | ovh | 7 | double circuit | 1 | acsr477 | 5004629 | 4404073.52 | 629153.36
| NID - South and West of Edmonton Area Development | 2012-08-01 | NID | 138 kV S/C line from Nisku 149S to Blackmud 155S | new | 138 kV line from Nisku 149S to Blackmud 155S | 138 | ovh | 8 | single circuit | 1 | acsr477 | 2602075 | 2602075 | 325259.375
| NID - South and West of Edmonton Area Development | 2012-08-01 | NID | 138 kV D/C line connecting 780L/858L lines to Saunders Lake (38S/40S) | new | 780L/858L termination at Saunders Lake (38S/40S) | 138 | ovh | 1 | double circuit | 1 | acsr477 | 710073 | 624864.24 | 624864.24
| PPS - SATR882 South Foothills Transmission Project Windy Flats 138S Substation 138 kV | 2011-10-27 | PPS | Connection of 608L to 138S - New 138kV DC | new | 608L - d/c | 138 | ovh | 1.6 | double circuit | 1 | acsr477 | 1000000 | 880000 | 550000
| PPS - 66L AML | 2008-06-01 | PPS | Construct 138kV s/c line from West Brooks 28S to 100L near Brooks 121S | new | 666L - West Brooks 28S to 100L near Brooks 121S | 138 | ovh | 12.2 | single circuit | 1 | acsr477 | 3462000 | 3462000 | 283770.4918
| Fidler 312S Substation Interconnection | 2012-10-03 | PPS | Build new 138 kV 624L line | new | 624L | 138 | ovh | 3.5 | single circuit | 1 | acsr477 | 1879000 | 1879000 | 536857.1429
| PPS - Harmattan Energy Center Connection | 2012-10-11 | PPS | 456L line | new | 456L | 138 | ovh | 0.5 | missing | 1 | acsr477 | 386408 | 386408 | 772816
| Fidler 312S Substation Interconnection | 2012-10-03 | PPS | Build new 138 kV 893L line | new | 893L | 138 | ovh | 5.1 | single circuit | 1 | acsr477 | 2611000 | 2611000 | 511960.7843
| PPS - HATD, Nilrem 574S Substation Interconnection | 2013-03-11 | PPS | Build new 138 kV d/c transmission line from Nilrem 574S to Tucuman 478S | new | 679L/680L 3km | 138 | ovh | 3 | double circuit | 1 | acsr477 | 5044000 | 4438720 | 1479573.3333
| PPS - SATR882 South Foothills Transmission Project Windy Flats 138S Substation 138 kV | 2011-10-27 | PPS | Connection of 608L to 138S - New 138kV SC | new | 608L - Windy Flats to 725BL tap-off | 138 | ovh | 1 | single circuit | 1 | acsr477 | 687000 | 687000 | 687000
| NID - South and West of Edmonton Area Development | 2012-08-01 | NID | 138 kV D/C line from 780L between E. Edmonton and Nisku to Cooking Lake | new | New 138 kV line from Cooking Lake to 780L | 138 | ovh | 25 | double circuit | 1 | acsr477 | 16350909 | 14388799.92 | 575551.9968
| PPS Sylvan Lake 580S Project | 2007-09-01 | PPS | Build 200m of d/c 138kV line diverting off existing 717L to Sylvan Lake 580S | new | 717L Sylvan Lake | 138 | ovh | 0.2 | double circuit | 1 | acsr477 | 753000 | 662640 | 3313200
[13 empty] | Sum of length | 205.1
[13 empty] | Sum of cost | 90789918.68
[13 empty] | Weighted average ($/km) | 442661.7196
144 & 138 kV, 1x266
|  | SRC_DATE | SRC_TYPE | SCOPE | ACTION | LINE | KV | TYPE | LENGTH | CIRCUIT | CONDUCTOR_PER_PHASE | CONDUCTOR | LINE_1 | Adjust 144/138 kV lines to SC | Normalized cost/kM
| PPS Broadmoor 420S | 2008-06-06 | PPS | Construct 100m d/c 138kV line diverting off 731L to Broadmoor 420S | new | 731L/636L | 138 | ovh | 0.1 | double circuit | 1 | acsr266 | 651000 | 572880 | 5728800
| PPS Highvale D.0164 | 2008-05-27 | PPS | Construct 1.2km of new 138kV line tapped off of 767L to Rose Valley 635S | new | 767CL | 138 | ovh | 1.2 | single circuit | 1 | acsr266 | 663000 | 663000 | 552500
| Peace Butte Wind Farm - PPS | 2011-12-16 | PPS | Build new 138kV single circuit line 600AL, tap close to structure 600L157 | new | 600AL | 138 | ovh | 0.3 | single circuit | 1 | acsr266 | 208000 | 208000 | 693333.3333
| PPS - Underwood 183S Substation | 2012-12-01 | PPS | 3 km of 138 kV single circuit 266 ACSR transmission line from Pike 170S to Underwood 183S | new | 445L 138kV line | 138 | ovh | 3 | single circuit | 1 | acsr266 | 3309000 | 3309000 | 1103000
| PPS - Keephills 3 Station Service | 2008-08-15 | PPS | New line 401L | new | 401L | 138 | ovh | 0.5 | single circuit | 1 | acsr266 | 801057 | 801057 | 1602114
| 1101-PPS-Ipiatik 167S Substation | 2012-12-19 | PPS | new 240 kV 1117L d/c one side strung | new | 428L/457L | 138 | ovh | 0.5 | double circuit | 1 | acsr266 | 1258888 | 1107821.44 | 2215642.88
| Ardenville WPF Interconnection Project PPS | 2010-02-01 | PPS | Construct new 138kV line from Blue Trail WPF tap point to Ardenville WPF | new | 608L | 138 | ovh | 11.2 | single circuit | 1 | acsr266 | 3191000 | 3191000 | 284910.7143
| PPS - Hull 257S New Substation | 2012-08-15 | PPS | 138 kV two single circuit line from 763L/411L to Hull 257S | new | In tap off 763L to Hull 257S | 138 | ovh | 0.05 | single circuit | 1 | acsr266 | 143000 | 143000 | 2860000
| PPS - Hull 257S New Substation | 2012-08-15 | PPS | 138 kV two single circuit line from 763L/411L to Hull 257S | new | Out tap from Hull 257S to 411L | 138 | ovh | 0.05 | single circuit | 1 | acsr266 | 192000 | 192000 | 3840000
| PPS - Whitecourt Industrial 364S | 2012-07-20 | PPS | Transmission Line 798L to Whitecourt Industrial 364S substation | new | 798L | 138 | ovh | 0.1 | single circuit | 1 | acsr266 | 280000 | 280000 | 2800000
| P519 Oldman River WF PPS | 2010-09-17 | PPS | Construct 100m of s/c 138kV line from 893AL to Windy Point 112S | new | 893AL | 138 | ovh | 0.1 | single circuit | 1 | acsr266 | 474000 | 474000 | 4740000
| PPS Cope Creek Interconnection Project | 2012-04-27 | PPS | construction of a new S/C 138kV line from 180S to 150AL | new | 138kV S/C line 150A1L | 138 | ovh | 0.5 | single circuit | 1 | acsr266 | 1015000 | 1015000 | 2030000
| PPS Leduc 325 S New Substation Project | 2008-06-27 | PPS | Construct approx 16km of d/c 138kV line from 838L to Leduc 325S | new | 689L/632L/838L | 138 | ovh | 16 | double circuit | 1 | acsr266 | 5430000 | 4778400 | 298650
| PPS - Keephills 3 Station Service | 2008-08-15 | PPS | New line 400L | new | 400L | 138 | ovh | 0.2 | single circuit | 1 | acsr266 | 387321 | 387321 | 1936605
| Abee PPS - AML | 2011-06-06 | PPS | Construct 200m of s/c 138kV line into Abee 993S | new | 437L | 138 | ovh | 0.2 | single circuit | 1 | *266 | 300000 | 300000 | 1500000
| PPS - Foothills 138kV | 2011-11-30 | PPS | Build temporary line | new | 727L temporary | 138 | ovh | 7 | single circuit | 1 | *266 | 1483000 | 1483000 | 211857.1429
| Kirby In-Situ Oil Sands Plant - PPS | 2011-07-14 | PPS | Build new 138kV line from Winefred 818S to Kirby 651S | new | 428L | 138 | ovh | 2 | single circuit | 1 | *266 | 1464000 | 1464000 | 732000
| Abee PPS - AML | 2011-06-06 | PPS | Construct new 11km s/c 138kV line from tap point 808L to 808AL | new | 808AL | 138 | ovh | 11 | single circuit | 1 | *266 | 2920000 | 2920000 | 265454.5455
| PPS - Cypress | 2008-04-01 | PPS | Construct new line to run 760L/668L in/out of Cypress substation | new | 760L/668L | 138 | ovh | 6.5 | double circuit | 1 | *266 | 952000 | 837760 | 128886.1538
| KXL - Eyre 558S - PPS | 2009-12-04 | PPS | Add approx 17km of 138kV line from 7L224 tap point to Eyre 558S | new | 402L Eyre 558S to 7L224 tapping point | 138 | ovh | 17 | single circuit | 1 | *266 | 3361269 | 3361269 | 197721.7059
| PPS - Shell AOSP PPS | 2007-11-01 | PPS | Construct new 138kV line 807AL to interconnect 807L to Shell AOSP 402S | new | 807AL | 138 | ovh | 0.4 | single circuit | 1 | 266 | 575000 | 575000 | 1437500
| PPS - Sulphur Point 828S to High Level 786S | 2008-06-13 | PPS | Construct s/c line from Sulphur Point 828S to High Level 786S | new | 7L133 | 144 |  | 105 | single circuit | 1 | *266 | 36248000 | 36248000 | 345219.0476
| Armitage - PPS | 2010-03-31 | PPS | Construct new line between Armitage and Oyen | new | 7L150 1km d/c, 6km s/c | 144 | ovh | 8 | missing | 1 | *266 | 2068688 | 2068688 | 258586
| StatoilHydro Leismer PPS AML | 2008-03-07 | PPS | Construct 144kV line from Leismer 72S to Waddel 907S | new | 7L114 | 144 | ovh | 29 | single circuit | 1 | *266 | 7499000 | 7499000 | 258586.2069
| Currant Lake - PPS | 2010-03-31 | PPS | Construct line from Currant Lake 896S to 7L110 tap connection | new | 7LA110 | 144 | ovh | 9.2 | single circuit | 1 | *266 | 1864185 | 1864185 | 202628.8043
| Horse River PPS | 2008-11-14 | PPS | Construct 765m of d/c 144kV line interconnecting Horse River 917S to 7L38 | new | 7L38/7L121 | 144 | ovh | 0.765 | double circuit | 1 | *266 | 699688 | 615725.44 | 804869.8562
| Cavendish - PPS | 2010-03-31 | PPS | Construct 5km of s/c 144kV and modify 7LA760 for tap connection | new | 7LB760 and 7LA760 tap connection | 144 | ovh | 5 | single circuit | 1 | 266 | 1425473 | 1425473 | 285094.6
| E3 High Prairie to Triangle 144kV Line PPS | 2011-12-14 | PPS | Construct s/c 144kV line from Triangle to High Prairie | new | 7L48 | 144 | ovh | 13 | single circuit | 1 | acsr266 | 11826616 | 11826616 | 909739.6923
| PPS - Ring Creek 853S to new Arcenciel 930S Line | 2009-07-28 | PPS | Construct 7L113 s/c line from Arcenciel 930S to Ring Creek 853S | new | 7L133 2 | 144 | ovh | 106 | single circuit | 1 | acsr266 | 55596000 | 55596000 | 524490.566
| PPS - Ring Creek 853S to new Arcenciel 930S Line | 2009-07-28 | PPS | Construct two 144kV lines to interconnect Rainbow Lake with Arcenciel | new | 7L122 | 144 | ovh | 7.5 | single circuit | 1 | acsr266 | 2167000 | 2167000 | 288933.3333
| E3 High Prairie to Triangle 144kV Line PPS | 2011-12-14 | PPS | Construct s/c 144kV line from 7L48 connection to High Prairie | new | 7L06 | 144 | ovh | 46 | single circuit | 1 | acsr266 | 10395427 | 10395427 | 225987.5435
| KPS 1 PPS ATCO | 2008-05-09 | PPS | Construct new 144kV s/c line from Ribstone 892S to Lakesend 508S | new | 7L696 | 144 | ovh | 26 | single circuit | 1 | acsr266 | 5372000 | 5372000 | 206615.3846
| PPS Ghost Pine | 2009-04-22 | PPS | Construct new 144kV s/c line from Ghost Pine 114S to t-tap structure off 7L16 | new | 7LA16 | 144 | ovh | 4 | single circuit | 1 | acsr266 | 917000 | 917000 | 229250
| E5 Edith Lake to Sarah Lake 144 kV Line PPS | 2010-10-29 | PPS | Construct 32km s/c 144kV from Edith Lake 739S to Sarah Lake 743S | new | 7L172 | 144 | ovh | 32 | single circuit | 1 | acsr266 | 8605000 | 8605000 | 268906.25
| ATCO - Weasel Creek Abee PPS | 2011-11-30 | PPS | Build 144kV line from Altalink North border to Weasel Creek 947S | new | 7LA808 | 144 | ovh | 17 | single circuit | 1 | acsr266 | 3250000 | 3250000 | 191176.4706
| Algar area system reinforcement | 2012-03-28 | NID | 144kV feed tp Hangingstone and Algar | new | 7L36 / 7L170 | 144 | ovh | 0.55 | single circuit | 1 | acsr266 | 888630 | 888630 | 1615690.9091
| Lindbergh 969S New POD PPS | 2008-12-08 | PPS | Construct 25km of s/c 144kV line tapping off 7L53 to Lindbergh 969S | new | 7LA53 | 144 | ovh | 25 | single circuit | 1 | acsr266 | 4059000 | 4059000 | 162360
| PPS - Norberg 936S Substation and 144kV Transmission Line | 2012-06-19 | PPS | 7LA139 line | new | 7LA139 | 144 | ovh | 5 | single circuit | 1 | acsr266 | 2467632 | 2467632 | 493526.4
| PPS - Ring Creek 853S to new Arcenciel 930S Line | 2009-07-28 | PPS | Construct two 144kV lines to interconnect Rainbow Lake with Arcenciel | new | 7L109 | 144 | ovh | 7.5 | single circuit | 1 | acsr266 | 1248000 | 1248000 | 166400
| PPS-811-Heisler and Kitscoty Area Upgrade | 2013-09-13 | PPS | Construct 7L14/7L130 d/c line from 7L14 to Kitscoty 705S180 | new | 7L14/7L130180 | 144 | ovh | 12 | double circuit | 1 | acsr266 | 8242669 | 7253548.72 | 604462.3933
| ATCO - Weasel Creek Abee PPS | 2011-11-30 | PPS | Build 144kV line from Weasel Creek to Altalink/ATCO boundary | new | 7LA437 | 144 | ovh | 11 | single circuit | 1 | acsr266 | 2243000 | 2243000 | 203909.0909
| PPS - Bohn Interconnection Project | 2012-05-10 | PPS | new line 7L05 | new | 7L05 | 144 | ovh | 21.5 | single circuit | 1 | acsr266 | 11897100 | 11897100 | 553353.4884
| E4 Otauwu to Mitsue 144kV Line PPS | 2010-10-29 | PPS | Construct 4km s/c 144kV from Mitsue to Otauwau substations | new | 7L162 | 144 | ovh | 4 | single circuit | 1 | acsr226 | 1617000 | 1617000 | 404250
[13 empty] | Sum of length | 572.915
[13 empty] | Sum of cost | 207587533.6
[13 empty] | Weighted average ($/km) | 362335.6582

## 2014StudyExample
2014 Study Test case - calculation for comparable minimum and optimal 240 kV lines
Assumptions
| Line length (km) | 50
| Annual Discount Rate % | 6
| Average lifetime Energy Price $/MWh | 68 | PV(5,50,-1000,0,0)
| Life of overhead conductors in years | 65
| 2x1033 MCM AC resistance @ 75 C in ohms / km | 0.03462
| 2x795 MCM AC resistance @ 75 C in ohms / km | 0.04315
| Cost of 2x1033 MCM overhead transmission $/km | 1591058
| Cost of 2x795 MCM overhead transmission $/km | 1460991
| Lines capacity factor % | 40
| 2x1033 ampacity @ 75 C, amps | 2094
| 2x795 ampacity @75 C, amps | 1814
|  |  |  | Minimum System |  | Optimal System
|  |  |  | Annual power losses (MWh) | 29851.8131 | Annual power losses (MWh) | 23950.6319
[5 empty] | 199.0121 |  | 0
|  |  |  | Annual cost of losses | -2029923.2885 | Annual cost of losses | -1628642.9721
|  |  |  | Present Value | 33065669.5656 | Present Value | 26529165.2459
|  |  |  | Line cost | 73049550 | Line cost | 79552900
|  |  |  | Total PV | 106115219.5656 | Total PV | 106082065.2459
A test case was analyzed for a 240 kV transmission line comparing the minimum system conductor to the optimal system conductor, in order to demonstrate that it is reasonable for a TFO to be comparing the minimum and optimal conductor sizes. The capital costs of both lines were added to the losses, and the two were compared.
Assumption Sources:
“AltaLink 2013-2014 General Tariff Application, Appendix 8 – Depreciation Study” dated July 30, 2012 was the basis for the life of the conductors.
“Chase Power Fundamental Report for the Alberta Energy Industry” dated June 10, 2013 was used as the basis for determining the average lifetime energy costs used in the test case.
AESO document “Information Document Discount Rates for 2011 Tariff ID No. 2011-115T” dated October 7, 2011 was used as the basis for the discount rate.

## 2018UpdateData
2018 Update Classification Input Data
Adjustment Factors
| Line type | LEI |  |  |  |  | current database classification
240 kV | double circuit | 1 | [5 empty] | LEI ratios
| d/c 1st side | 1.18 |  |  |  |  | 240kV line | 34.79%
| single circuit | 1.62 |  |  |  |  | 138kV line | 6.123%
138/144 kV | double circuit | 0.88
| d/c 1st side | 0.94
| single circuit | 1
2x1033 Data
# in DB | RP_ID | SRC_TYPE | SRC_DATE | TFO | ISD | SYSTEM | CUSTOMER | RATIO_OF_FACILITY | AREA | SOURCE | SCOPE | ID_FED | ACTION | LINE | KV | TYPE | LENGTH | CIRCUIT | CONDUCTOR_PER_PHASE | CONDUCTOR | Cost | PRNT_ID | adjusted | adjusted $/km
17 | 462 | PPS | 2010-06-01 | AML | 2011-08-23 | 9340000 | 2270000 | 0.66162 | Fort_MacLeod | CRR PPS | Construct new 240kV line and renumber 1071L | 462002015 | new | 1071L/1072L | 240 | ovh | 6 | double circuit | 2 | acsr1033 | 11610000 | 462 | 11610000 | 1935000
78 | 629 | PPS | 2012-10-12 | AML | 2013-03-29 | 56341765 | 0 | 0.72933 |  | PPS - Heartland Bulk Transmission Development - East TUC | Construct 240kV transmission line to complete Heartland loop_(v181) | 6290020301 | new | 1054L/1061L_(v181) | 240 | ovh | 22 | double circuit | 2 | acsr1033 | 56341765 | 629 | 56341765 | 2560989.3182
110 | 719 | PPS | 2013-06-27 | AML | 2015-06-01 | 11847000 | 2124000 | 0.71771 | Calgary | AML ECTP | Construct 4km of 240kV to connect Janet 74S to Enmax No. 25 | 7190020090 | new | 985/1003L | 240 | ovh | 4 | double circuit | 2 | 1033 | 13971000 | 719 | 13971000 | 3492750
137 | 744 | PPS | 2009-06-05 | AML | 2011-08-30 | 1603000 | 1900000 | 0.47486 |  | PPS-Saddlebrook Power Station Interconnection Project | Build new 240kV double-circuit line 911L and 1032L to connect to existing 911L | 744002024 | new | 911L/1032L | 240 | ovh | 1 | double circuit | 2 | acsr1033 | 3503000 | 744 | 3503000 | 3503000
145 | 786 | PPS | 2009-06-30 | AML | 2011-04-02 | 18782529 | 0 | 0.56339 | edmonton | PPS - Edmonton Region 240 kV Line Upgrades | Build new 12 km 1043L | 786002005 | new | 1043L | 240 | ovh | 12 | d/c 1st side | 2 | acsr1033 | 18782529 | 786 | 22163384.22 | 1846948.685
232 | 850 | NID | 2012-08-01 | AML | 2015-10-01 | 597618 | 0 | 0.63612 |  | NID - South and West of Edmonton Area Development | in/out 240 kV D/C line connecting Harry Smith to 1043L | 850002013 | new | 240 kV D/C in/out of 1043 | 240 | ovh | 0.2 | double circuit | 2 | acsr1033 | 597618 | 850 | 597618 | 2988090
240 | 850 | NID | 2012-08-01 | AML | 2015-10-01 | 15947591 | 0 | 0.64155 |  | NID - South and West of Edmonton Area Development | in/out 240 kV D/C line connecting Legacy Park to 905L | 850002085 | new | 905L 240 kV D/C in/out to Legacy Park sub | 240 | ovh | 4.5 | double circuit | 2 | acsr1033 | 15947591 | 850 | 15947591 | 3543909.1111
244 | 850 | PPS | 2015-08-07 | AML | 2017-12-31 | 7979946 | 0 | 0.52709 | edmonton | PPS- South and West of Edmonton Transmission Development | 2 2.3km 240kV s/c line | 8500020410 | new | 1043L/1139L | 240 | ovh | 5 | single circuit | 2 | acsr1033 | 7979946 | 850 | 12927512.52 | 2585502.504
269 | 882 | PPS | 2014-06-27 | AML | 2015-09-25 | 251102456 | 0 | 0.71452 |  | PPS- South Foothills Transmission Project-SFTP | 1037L/1038L | 882002345 | new | 1037L/1038L | 240 | ovh | 125 | double circuit | 2 | acsr1033 | 251102456 | 787 | 251102456 | 2008819.648
280 | 886 | PPS | 2010-06-25 | AML | 2014-03-25 | 173172000 | 0 | 0.50018 |  | PPS - SATR886 Cassils to Bowmanton Transmission Line and Bowmanton Substations | New line 240KV - 1034L / 1035L | 8860020446 | new | 1034L/1035L | 240 | ovh | 130 | double circuit | 2 | acsr1034 | 173172000 | 787 | 173172000 | 1332092.3077
281 | 887 | PPS | 2010-06-25 | AML | 2014-03-31 | 158222000 | 0 | 0.491 |  | PPS - SATR887 - Bowmanton Substation to Whitla Transmission Line and New Whitla Substation | New line 240KV - 964L / 983L | 8870020412 | new | 964L/983L | 240 | ovh | 110 | double circuit | 2 | acsr1033 | 158222000 | 787 | 158222000 | 1438381.8182
301 | 936 | PPS | 2012-10-03 | AML | 2014-08-29 | 23146000 | 0 | 0.60369 |  | Fidler 312S Substation Interconnection | Build new 240 kV double circuit 994L/1071L line | 936002143 | new | 994L/1071L | 240 | ovh | 9 | double circuit | 2 | acsr1034 | 23146000 | 936 | 23146000 | 2571777.7778
361 | 1028 | PPS | 2013-03-11 | AML | 2012-12-14 | 71300000 | 0 | 0.76602 | Brooks | PPS - 1028 HATD - Ware Junction | Build a new 240kV d/c line from Ware 132S to Cassils 324S | 1028003071 | new | 240kV 1053L | 240 | ovh | 40 | d/c 1st side | 2 | acsr1033 | 71300000 | 812 | 84134000 | 2103350
364 | 1034 | PPS | 2015-11-06 | AML | 2019-04-01 | 122002464 | 0 | 0.60159 | Fort_MacLeod | SATR(1034) Chapel Rock to Castle Rock Ridge document | New Build of 992L/1004L | 10340020015 | new | 992L/1004L | 240 | ovh | 42 | double circuit | 2 | acsr1033 | 122002464 | 1034 | 122002464 | 2904820.5714
365 | 1034 | NID | 2012-06-06 | AML | 2019-01-01 | 82269000 | 0 | 0.61058 | Fort_MacLeod | SATR - Chapel Rock to Castle Rock Ridge NID Amendment | Alt2b(2.1) 37km 240kV line 992L/1004L | 10340020106 | new | 992L / 1004L | 240 | ovh | 37 | double circuit | 2 | acsr1033 | 82269000 | 1034 | 82269000 | 2223486.4865
370 | 1035 | PPS | 2013-07-12 | AML | 2016-05-01 | 128996000 | 0 | 0.50358 | Lethbridge | PPS-787-1035 Picture Butte to Etzikom Coulee(PBEC) | transmission line 991L | 10350020629 | new | transmission line 991L | 240 | ovh | 70 | d/c 1st side | 2 | acsr1033 | 128996000 | 787 | 152215280 | 2174504
404 | 1101 | PPS | 2014-09-02 | AML | 2016-03-01 | 60032428 | 0 | 0.68548 | Fort McMurray | 1101-PPS-Ipiatik 167S Substation | new 240 kV 1116L d/c one side strung 180 | 11010020551 | new | 1116L 180 | 240 | ovh | 22 | d/c 1st side | 2 | acsr1033 | 60032428 | 1101 | 70838265.04 | 3219921.1382
410 | 1101 | PPS | 2014-09-02 | AML | 2016-03-01 | 131251003 | 0 | 0.68548 | Fort McMurray | 1101-PPS-Ipiatik 167S Substation | new 240 kV 1117L d/c one side strung 180 | 11010020554 | new | 1117L 180 | 240 | ovh | 56 | d/c 1st side | 2 | acsr1033 | 131251003 | 1101 | 154876183.54 | 2765646.1346
411 | 1101 | PPS | 2014-02-28 | AML | 2014-06-30 | 56642527 | 0 | 0.66844 | Fort McMurray | 1101-PPS-Pike 170S Substation | new 1115L double circuit one side strung180 | 11010020506 | new | 1115L180 | 240 | ovh | 22 | d/c 1st side | 2 | acsr1033 | 56642527 | 1101 | 66838181.86 | 3038099.1755
420 | 1117 | PPS | 2014-06-20 | AML | 2014-08-01 | 44952000 | 0 | 0.55681 | Calgary | 0 | Construct approx. 18km 240kV d/c from Langdon 102S to Janet 74S_(v180) | 11170020194 | new | 1064L/1065L_(v180) | 240 | ovh | 18 | double circuit | 2 | acsr1033 | 44952000 | 1117 | 44952000 | 2497333.3333
421 | 1117 | PPS | 2014-05-30 | AML | 2014-08-18 | 3307000 | 0 | 0.51808 |  | PPS - NFTP | Build temporary 240kV lines_180 | 11170020291 | new | 850L temporary line_180 | 240 | ovh | 3 | single circuit | 2 | 1033 | 3307000 | 1117 | 5357340 | 1785780
426 | 1117 | PPS | 2014-05-30 | AML | 2014-08-18 | 2948000 | 0 | 0.51808 |  | PPS - NFTP | Build temporary 240kV lines_180 | 11170020294 | new | 911L temporary line_180 | 240 | ovh | 3 | single circuit | 2 | 1033 | 2948000 | 1117 | 4775760 | 1591920
431 | 1117 | PPS | 2014-05-30 | AML | 2014-08-18 | 107921000 | 0 | 0.51808 |  | PPS - NFTP | Construct new 240kV d/c line between Foothills 237S and Enmax No. 65_180 | 11170020288 | new | 1106L/1107L_180 | 240 | ovh | 52 | double circuit | 2 | acsr1033 | 107921000 | 1117 | 107921000 | 2075403.8462
494 | 1343 | PPS | 2012-10-01 | AML | 2014-08-29 | 11195000 | 0 | 0.60369 |  | PPS-1343 New Fidler 312S Substation Connection Stage1 and Stage2 | construct new transmission line 994L/1071L | 1343002031 | new | line 994L | 240 | ovh | 9 | double circuit | 2 | acsr1033 | 11195000 | 1343 | 11195000 | 1243888.8889
602 | 1473 | NID | 2014-10-01 | AML | 2019-07-01 | 449081 | 0 | 0.3762 | Provost | NID- Vermillion to Red Deer and Edgerton to Provost 240kV Transmission development AML | New 240kV S/C 0.5km 912L line at new SubF 1.5(B)_v1 | 14730021438 | new | New 240kV S/C 0.5km 912L line at new SubF 1.5(B)_v1 | 240 | ovh | 0.5 | single circuit | 2 | acsr1033 | 449081 | 1473 | 727511.22 | 1455022.44
641 | 1473 | NID | 2014-10-01 | AML | 2019-07-01 | 357734 | 0 | 0.43465 | Provost | NID- Vermillion to Red Deer and Edgerton to Provost 240kV Transmission development AML | New 240kV S/C 0.5km line at new SubF (3.5A)_v1 | 14730021648 | new | New 240kV S/C 0.5km line at new SubF (3.5A)_v1 | 240 | ovh | 0.5 | single circuit | 2 | acsr1033 | 357734 | 1473 | 579529.08 | 1159058.16
668 | 1473 | NID | 2014-10-01 | AML | 2019-07-01 | 357734 | 0 | 0.43465 | Provost | NID- Vermillion to Red Deer and Edgerton to Provost 240kV Transmission development AML | New 240kV S/C 0.5km line at new SubF 1.5(A)_v1 | 14730021424 | new | New 240kV S/C 0.5km line at new SubF 1.5(A)_v1 | 240 | ovh | 0.5 | single circuit | 2 | acsr1033 | 357734 | 1473 | 579529.08 | 1159058.16
698 | 1473 | NID | 2014-10-01 | AML | 2019-07-01 | 449081 | 0 | 0.3762 | Provost | NID- Vermillion to Red Deer and Edgerton to Provost 240kV Transmission development AML | New 240kV S/C 0.5km 912L line at new SubF (3.5B)_v1 | 14730021662 | new | New 240kV S/C 0.5km 912L line at new SubF (3.5B)_v1 | 240 | ovh | 0.5 | single circuit | 2 | acsr1033 | 449081 | 1473 | 727511.22 | 1455022.44
784 | 1695 | PPS | 2017-01-03 | AML | 2018-10-01 | 0 | 694811 | 0.55846 | edmonton | EPCOR Riverview Substation Connection document | Line 1139L | 16950020003 | new | 1139L | 240 | ovh | 0.07 | single circuit | 2 | acsr1033 | 694811 | 1695 | 1125593.82 | 16079911.7143
785 | 1695 | PPS | 2017-01-03 | AML | 2018-10-01 | 0 | 1224777 | 0.55846 | edmonton | EPCOR Riverview Substation Connection document | Line 1164L | 16950020004 | new | 1164L | 240 | ovh | 0.07 | single circuit | 2 | acsr1033 | 1224777 | 1695 | 1984138.74 | 28344839.1429
[17 empty] | 804.84 |  |  |  |  | average $/km : | 2057306.5632
2x795 Data | [23 empty] | adjusted $ per km
# in DB | RP_ID | SRC_TYPE | SRC_DATE | TFO | ISD | SYSTEM | CUSTOMER | RATIO_OF_FACILITY | AREA | SOURCE | SCOPE | ID_FED | ACTION | LINE | KV | TYPE | LENGTH | CIRCUIT | CONDUCTOR_PER_PHASE | CONDUCTOR | Cost | PRNT_ID | adjusted | adjusted
152 | 791 | PPS | 2012-06-15 | ATCO | 2013-04-01 | 183739858 | 0 | 0.82343 | Fort McMurray | North Ft Mac | Construction of 9L84 between Black Fly and Salt Creek | 791002043 | new | 9L84 | 240 | ovh | 82 | d/c 1st side | 2 | 795 | 183739858 | 791 | 216813032.44 | 2644061.3712
154 | 791 | PPS | 2012-06-15 | ATCO | 2013-04-01 | 66799208 | 0 | 0.82343 | Fort McMurray | North Ft Mac | Construction of 9L69 between McClelland and Black Fly | 791002040 | new | 9L69 | 240 | ovh | 34 | d/c 1st side | 2 | 795 | 66799208 | 791 | 78823065.44 | 2318325.4541
307 | 943 | PPS | 2009-04-30 | ATCO | 2010-07-15 | 520000 | 6707000 | 0.74448 | Edmonton | 9L66 PPS | Build 8.9km of new s/c 240kV between Muskeg River 847S and 9L66/Aurora line corridor crossing | 943002004 | new | 966L s/c | 240 | ovh | 8.9 | single circuit | 2 | *795 | 7227000 | 943 | 11707740 | 1315476.4045
343 | 996 | PPS | 2010-05-26 | ATCO | 2012-03-23 | 8438000 | 0 | 0.55285 | Sheerness | PPS - 996 Anderson to Oakland Double Circuit & Substation | Transmission line 9L70 and 9L97 | 996002235 | new | 9L70 and 9L97 | 240 | ovh | 9.2 | double circuit | 2 | acsr795 | 8438000 | 812 | 8438000 | 917173.913
344 | 998 | PPS | 2010-05-26 | ATCO | 2012-05-18 | 58236000 | 0 | 0.51481 |  | PPS - 998 Oakland to Lanfine Line | Install transmission line 9L24 | 998002255 | new | 9L24 | 240 | ovh | 88.6 | d/c 1st side | 2 | acsr795 | 58236000 | 812 | 68718480 | 775603.6117
345 | 999 | PPS | 2010-05-26 | ATCO | 2012-05-10 | 29801000 | 0 | 0.52873 | Sheerness | PPS - 999 Oakland to Coyote Lake Line & Substation | Construct new 240kV s/c line 9L29 from Coyote 963S to Oakland 946S | 999002274 | new | 9L29 | 240 | ovh | 44.7 | d/c 1st side | 2 | acsr795 | 29801000 | 812 | 35165180 | 786693.0649
347 | 1003 | PPS | 2010-05-26 | ATCO | 2012-05-18 | 46582000 | 0 | 0.514 | Hanna | PPS - 1003 Lanfine to Penukan 240kV Single Circuit | Install Transmission line 9L46 from Lanfine to Pemukan | 1003002355 | new | 9L46 | 240 | ovh | 68.7 | d/c 1st side | 2 | acsr795 | 46582000 | 812 | 54966760 | 800098.3988
358 | 1026 | PPS | 2013-03-11 | AML | 2012-06-30 | 42058000 | 0 | 0.78175 | Hanna | PPS - 1026 HATD - Hansman Lake 650S | Build new d/c 240kV transmission line one side strung 966L from Hansman Lake 650S to Pemukan 932S | 1026003048 | new | 240kV 966L | 240 | ovh | 20 | d/c 1st side | 2 | acsr795 | 42058000 | 812 | 49628440 | 2481422
403 | 1101 | NID | 2011-09-29 | AML | 2015-03-01 | 48956939 | 0 | 0.68501 | Athabasca/Lac | Christina Lake Area Development AML | 240K D/C CHL1 to CHL4 | 1101002156 | new | 240K D/C CHL1 to CHL4 | 240 | ovh | 30 | d/c 1st side | 2 | acsr795 | 48956939 | 1101 | 57769188.02 | 1925639.6007
408 | 1101 | NID | 2011-09-29 | AML | 2015-03-01 | 50362771 | 0 | 0.65454 | Athabasca/Lac | Christina Lake Area Development AML | 240K D/C CHL2 to CHL4 | 1101002170 | new | 240K D/C CHL2 to CHL4 | 240 | ovh | 30 | d/c 1st side | 2 | acsr795 | 50362771 | 1101 | 59428069.78 | 1980935.6593
412 | 1101 | NID | 2011-09-29 | AML | 2015-03-01 | 96321086 | 0 | 0.65454 | Athabasca/Lac | Christina Lake Area Development AML | 240kV D/C CHL2 to Heartlake | 1101002172 | new | 240kV D/C CHL2 to Heartlake | 240 | ovh | 60 | d/c 1st side | 2 | acsr795 | 96321086 | 1101 | 113658881.48 | 1894314.6913
436 | 1180 | PPS | 2014-12-01 | ATCO | 2017-03-01 | 119240976 | 0 | 0.68418 | Fort McMurray | PPS - Northwest Fort McMurray Transmission Development Phase III | 9L08 and 9L76 240kV s/c line | 11800020376 | new | 9L08 and 9L76 240kV s/c line | 240 | ovh | 120 | single circuit | 2 | acsr795 | 119240976 | 1180 | 193170381.12 | 1609753.176
439 | 1180 | NID | 2011-11-04 | ATCO | 2015-04-30 | 107750000 | 0 | 0.77053 |  | NID - Northwest of Fort McMurray Transmission Development | 9L76/9L08 52km 240kV d/c line | 11800020257 | new | 9L76/9L08 52km 240kV d/c line | 240 | ovh | 52 | double circuit | 2 | acsr795 | 107750000 | 1180 | 107750000 | 2072115.3846
440 | 1180 | NID | 2011-11-04 | ATCO | 2015-04-30 | 144391000 | 0 | 0.76323 |  | NID - Northwest of Fort McMurray Transmission Development | 80km 240kV d/c line 1-side | 11800020270 | new | 80km 240kV d/c line 1-side | 240 | ovh | 80 | d/c 1st side | 2 | acsr795 | 144391000 | 1180 | 170381380 | 2129767.25
441 | 1180 | PPS | 2013-01-25 | ATCO | 2015-04-30 | 77765496 | 0 | 0.6575 | Fort McMurray | PPS - Northwest Fort McMurray Transmission Development Phase I | Construction of 68km of 240kV s/c line on H-frame, 9L95 | 11800020291 | new | 9L95 | 240 | ovh | 68.11 | single circuit | 2 | acsr795 | 77765496 | 1180 | 125980103.52 | 1849656.4898
486 | 1321 | PPS | 2014-05-30 | ATCO | 2015-07-01 | 0 | 26665238 | 0.68037 | Peace_River | Carmon Creek Cogeneration Facility Connection Project | New Lines 9L124 & 9L139 | 1321002011 | new | Two 240kV lines 9L124 ¦ 9L139 | 240 | ovh | 46 | single circuit | 2 | acsr795 | 26665238 | 1321 | 43197685.56 | 939080.1209
529 | 1473 | NID | 2014-10-29 | ATCO | 2019-04-01 | 50953997 | 0 | 0.58314 | Provost | NID- Vermillion to Red Deer and Edgerton to Provost 240kV Transmission development ATCO | 9LX02 OptA-(Drury-Cordel) 3ba | 14730022438 | new | 9LX02 OptA-(Drury-Cordel) 3ba | 240 | ovh | 63.42 | single circuit | 2 | acsr795 | 50953997 | 1473 | 82545475.14 | 1301568.5137
530 | 1473 | NID | 2014-10-29 | ATCO | 2019-04-01 | 65021092 | 0 | 0.58314 | Provost | NID- Vermillion to Red Deer and Edgerton to Provost 240kV Transmission development ATCO | 9LX01 OptA-(subF-Tinchebray) 3ba | 14730022434 | new | 9LX01 OptA-(subF-Tinchebray) 3ba | 240 | ovh | 81.5 | single circuit | 2 | acsr795 | 65021092 | 1473 | 105334169.04 | 1292443.7919
558 | 1473 | NID | 2014-10-29 | ATCO | 2019-04-01 | 82723619 | 0 | 0.51878 | Provost | NID- Vermillion to Red Deer and Edgerton to Provost 240kV Transmission development ATCO | 9LX01 -(subF-Tinchebray) (1ab,3A) | 14730021792 | new | 9LX01 -(subF-Tinchebray) (1ab,3A) | 240 | ovh | 81.5 | double circuit | 2 | acsr795 | 82723619 | 1473 | 82723619 | 1015013.7301
578 | 1473 | NID | 2014-06-24 | ATCO | 2019-04-01 | 65021092 | 0 | 0.58314 | Provost | NID- Vermillion to Red Deer and Edgerton to Provost 240kV Transmission development ATCO | 9LX01 OptA-(subF-Tinchebray) 3ba | 1473002899 | new | 9LX01 OptA-(subF-Tinchebray) 3ba | 240 | ovh | 81.5 | single circuit | 2 | acsr795 | 65021092 | 1473 | 105334169.04 | 1292443.7919
581 | 1473 | NID | 2014-10-29 | ATCO | 2019-04-01 | 65205952 | 0 | 0.58036 | Provost | NID- Vermillion to Red Deer and Edgerton to Provost 240kV Transmission development ATCO | 9LX01 OptB-(subF-Tinchebray) 3bb | 14730022479 | new | 9LX01 OptB-(subF-Tinchebray) 3bb | 240 | ovh | 81.8 | single circuit | 2 | acsr795 | 65205952 | 1473 | 105633642.24 | 1291364.8196
584 | 1473 | NID | 2014-10-29 | ATCO | 2019-04-01 | 21603439 | 0 | 0.58314 | Provost | NID- Vermillion to Red Deer and Edgerton to Provost 240kV Transmission development ATCO | 9L20 Relocation 3ba | 14730022436 | new | 9L20 Relocation 3ba | 240 | ovh | 26.5 | single circuit | 2 | acsr795 | 21603439 | 1473 | 34997571.18 | 1320663.0634
586 | 1473 | NID | 2014-10-29 | ATCO | 2019-04-01 | 82723619 | 0 | 0.60218 | Provost | NID- Vermillion to Red Deer and Edgerton to Provost 240kV Transmission development ATCO | 9LX01 OptB-(subF-Tinchebray) 3ab | 14730022393 | new | 9LX01 OptB-(subF-Tinchebray) 3ab | 240 | ovh | 81.5 | d/c 1st side | 2 | acsr795 | 82723619 | 1473 | 97613870.42 | 1197716.2015
591 | 1473 | NID | 2014-10-29 | ATCO | 2019-04-01 | 88669520 | 0 | 0.59778 | Provost | NID- Vermillion to Red Deer and Edgerton to Provost 240kV Transmission development ATCO | 9LX01 OptA-include 9L20 reloc (subF-Tinchebray) 3aa | 14730022350 | new | 9LX01 OptA-include 9L20 reloc (subF-Tinchebray) 3aa | 240 | ovh | 88 | d/c 1st side | 2 | acsr795 | 88669520 | 1473 | 104630033.6 | 1188977.6545
603 | 1473 | NID | 2014-06-24 | ATCO | 2019-04-01 | 82723619 | 0 | 0.60218 | Provost | NID- Vermillion to Red Deer and Edgerton to Provost 240kV Transmission development ATCO | 9LX01 OptB-(subF-Tinchebray) 3ab | 1473002858 | new | 9LX01 OptB-(subF-Tinchebray) 3ab | 240 | ovh | 81.5 | d/c 1st side | 2 | acsr795 | 82723619 | 1473 | 97613870.42 | 1197716.2015
617 | 1473 | NID | 2014-10-29 | ATCO | 2019-04-01 | 65205952 | 0 | 0.50758 | Provost | NID- Vermillion to Red Deer and Edgerton to Provost 240kV Transmission development ATCO | 9LX01 -(subF-Tinchebray) (1ca,3B) | 14730022192 | new | 9LX01 -(subF-Tinchebray) (1ca,3B) | 240 | ovh | 81.5 | single circuit | 2 | acsr795 | 65205952 | 1473 | 105633642.24 | 1296118.3097
625 | 1473 | NID | 2014-06-24 | ATCO | 2019-04-01 | 52443666 | 0 | 0.58036 | Provost | NID- Vermillion to Red Deer and Edgerton to Provost 240kV Transmission development ATCO | 9LX02 OptB-(Drury-Tinchebray) 3bb | 1473002946 | new | 9LX02 OptB-(Drury-Tinchebray) 3bb | 240 | ovh | 65.82 | single circuit | 2 | acsr795 | 52443666 | 1473 | 84958738.92 | 1290773.9125
626 | 1473 | NID | 2014-06-24 | ATCO | 2019-04-01 | 65205952 | 0 | 0.58036 | Provost | NID- Vermillion to Red Deer and Edgerton to Provost 240kV Transmission development ATCO | 9LX01 OptB-(subF-Tinchebray) 3bb | 1473002944 | new | 9LX01 OptB-(subF-Tinchebray) 3bb | 240 | ovh | 81.8 | single circuit | 2 | acsr795 | 65205952 | 1473 | 105633642.24 | 1291364.8196
628 | 1473 | NID | 2014-06-24 | ATCO | 2019-04-01 | 50953997 | 0 | 0.58314 | Provost | NID- Vermillion to Red Deer and Edgerton to Provost 240kV Transmission development ATCO | 9LX02 OptA-(Drury-Cordel) 3ba | 1473002903 | new | 9LX02 OptA-(Drury-Cordel) 3ba | 240 | ovh | 63.42 | single circuit | 2 | acsr795 | 50953997 | 1473 | 82545475.14 | 1301568.5137
630 | 1473 | NID | 2014-10-29 | ATCO | 2019-04-01 | 82723619 | 0 | 0.51483 | Provost | NID- Vermillion to Red Deer and Edgerton to Provost 240kV Transmission development ATCO | 9LX01 -(subF-Tinchebray) (1ba,3A) | 14730021906 | new | 9LX01 -(subF-Tinchebray) (1ba,3A) | 240 | ovh | 81.5 | double circuit | 2 | acsr795 | 82723619 | 1473 | 82723619 | 1015013.7301
650 | 1473 | NID | 2014-06-24 | ATCO | 2019-04-01 | 21603439 | 0 | 0.58314 | Provost | NID- Vermillion to Red Deer and Edgerton to Provost 240kV Transmission development ATCO | 9L20 Relocation 3ba | 1473002901 | new | 9L20 Relocation 3ba | 240 | ovh | 26.5 | single circuit | 2 | acsr795 | 21603439 | 1473 | 34997571.18 | 1320663.0634
654 | 1473 | NID | 2014-10-29 | ATCO | 2019-04-01 | 52443666 | 0 | 0.58036 | Provost | NID- Vermillion to Red Deer and Edgerton to Provost 240kV Transmission development ATCO | 9LX02 OptB-(Drury-Tinchebray) 3bb | 14730022481 | new | 9LX02 OptB-(Drury-Tinchebray) 3bb | 240 | ovh | 65.82 | single circuit | 2 | acsr795 | 52443666 | 1473 | 84958738.92 | 1290773.9125
655 | 1473 | NID | 2014-10-29 | ATCO | 2019-04-01 | 65205952 | 0 | 0.51024 | Provost | NID- Vermillion to Red Deer and Edgerton to Provost 240kV Transmission development ATCO | 9LX01 -(subF-Tinchebray) (1ab,3B) | 14730021847 | new | 9LX01 OptB-(subF-Tinchebray) (1ab,3B) | 240 | ovh | 81.5 | single circuit | 2 | acsr795 | 65205952 | 1473 | 105633642.24 | 1296118.3097
658 | 1473 | NID | 2014-10-29 | ATCO | 2019-04-01 | 73961857 | 0 | 0.60218 | Provost | NID- Vermillion to Red Deer and Edgerton to Provost 240kV Transmission development ATCO | 9LX02 OptB-(Drury-Tinchebray) 3ab | 14730022395 | new | 9LX02 OptB-(Drury-Tinchebray) 3ab | 240 | ovh | 65.82 | d/c 1st side | 2 | acsr795 | 73961857 | 1473 | 87274991.26 | 1325964.6196
660 | 1473 | NID | 2014-10-29 | ATCO | 2019-04-01 | 82723619 | 0 | 0.51141 | Provost | NID- Vermillion to Red Deer and Edgerton to Provost 240kV Transmission development ATCO | 9LX01 -(subF-Tinchebray) (1aa,3A) | 14730021684 | new | 9LX01 -(subF-Tinchebray) (1aa,3A) | 240 | ovh | 81.5 | double circuit | 2 | acsr795 | 82723619 | 1473 | 82723619 | 1015013.7301
663 | 1473 | NID | 2014-10-29 | ATCO | 2019-04-01 | 82723619 | 0 | 0.52337 | Provost | NID- Vermillion to Red Deer and Edgerton to Provost 240kV Transmission development ATCO | 9LX01 -(subF-Tinchebray) (1cb,3A) | 14730022244 | new | 9LX01 -(subF-Tinchebray) (1cb,3A) | 240 | ovh | 81.5 | double circuit | 2 | acsr795 | 82723619 | 1473 | 82723619 | 1015013.7301
678 | 1473 | NID | 2014-06-24 | ATCO | 2019-04-01 | 71073459 | 0 | 0.59778 | Provost | NID- Vermillion to Red Deer and Edgerton to Provost 240kV Transmission development ATCO | 9LX02 OptA-(Drury-cordel) 3aa | 1473002817 | new | 9LX02 OptA-(Drury-cordel) 3aa | 240 | ovh | 63.42 | d/c 1st side | 2 | acsr795 | 71073459 | 1473 | 83866681.62 | 1322401.1608
687 | 1473 | NID | 2014-10-29 | ATCO | 2019-04-01 | 65205952 | 0 | 0.50208 | Provost | NID- Vermillion to Red Deer and Edgerton to Provost 240kV Transmission development ATCO | 9LX01 -(subF-Tinchebray) (1aa,3B) | 14730021738 | new | 9LX01-(subF-Tinchebray) (1aa,3B) | 240 | ovh | 81.5 | single circuit | 2 | acsr795 | 65205952 | 1473 | 105633642.24 | 1296118.3097
688 | 1473 | NID | 2014-10-29 | ATCO | 2019-04-01 | 65205952 | 0 | 0.51525 | Provost | NID- Vermillion to Red Deer and Edgerton to Provost 240kV Transmission development ATCO | 9LX01 -(subF-Tinchebray) (1cb,3B) | 14730022297 | new | 9LX01 -(subF-Tinchebray) (1cb,3B) | 240 | ovh | 81.5 | single circuit | 2 | acsr795 | 65205952 | 1473 | 105633642.24 | 1296118.3097
693 | 1473 | NID | 2014-10-29 | ATCO | 2019-04-01 | 82723619 | 0 | 0.52178 | Provost | NID- Vermillion to Red Deer and Edgerton to Provost 240kV Transmission development ATCO | 9LX01 -(subF-Tinchebray) (1bb,3A) | 14730022024 | new | 9LX01 -(subF-Tinchebray) (1bb,3A) | 240 | ovh | 81.5 | double circuit | 2 | acsr795 | 82723619 | 1473 | 82723619 | 1015013.7301
712 | 1473 | NID | 2014-10-29 | ATCO | 2019-04-01 | 65205952 | 0 | 0.50602 | Provost | NID- Vermillion to Red Deer and Edgerton to Provost 240kV Transmission development ATCO | 9LX01 -(subF-Tinchebray) (1ba,3B) | 14730021965 | new | 9LX01 -(subF-Tinchebray) (1ba,3B) | 240 | ovh | 81.5 | single circuit | 2 | acsr795 | 65205952 | 1473 | 105633642.24 | 1296118.3097
720 | 1473 | NID | 2014-10-29 | ATCO | 2019-04-01 | 71073459 | 0 | 0.59778 | Provost | NID- Vermillion to Red Deer and Edgerton to Provost 240kV Transmission development ATCO | 9LX02 OptA-(Drury-cordel) 3aa | 14730022352 | new | 9LX02 OptA-(Drury-cordel) 3aa | 240 | ovh | 63.42 | d/c 1st side | 2 | acsr795 | 71073459 | 1473 | 83866681.62 | 1322401.1608
728 | 1473 | NID | 2014-10-29 | ATCO | 2019-04-01 | 82723619 | 0 | 0.51642 | Provost | NID- Vermillion to Red Deer and Edgerton to Provost 240kV Transmission development ATCO | 9LX01 -(subF-Tinchebray) (1ca,3A) | 14730022140 | new | 9LX01 -(subF-Tinchebray) (1ca,3A) | 240 | ovh | 81.5 | double circuit | 2 | acsr795 | 82723619 | 1473 | 82723619 | 1015013.7301
730 | 1473 | NID | 2014-10-29 | ATCO | 2019-04-01 | 65205952 | 0 | 0.51368 | Provost | NID- Vermillion to Red Deer and Edgerton to Provost 240kV Transmission development ATCO | 9LX01 -(subF-Tinchebray) (1bb,3B) | 14730022084 | new | 9LX01 -(subF-Tinchebray) (1bb,3B) | 240 | ovh | 81.5 | single circuit | 2 | acsr795 | 65205952 | 1473 | 105633642.24 | 1296118.3097
737 | 1473 | NID | 2014-06-24 | ATCO | 2019-04-01 | 88669520 | 0 | 0.59778 | Provost | NID- Vermillion to Red Deer and Edgerton to Provost 240kV Transmission development ATCO | 9LX01 OptA-include 9L20 reloc (subF-Tinchebray) 3aa | 1473002815 | new | 9LX01 OptA-include 9L20 reloc (subF-Tinchebray) 3aa | 240 | ovh | 88 | d/c 1st side | 2 | acsr795 | 88669520 | 1473 | 104630033.6 | 1188977.6545
740 | 1473 | NID | 2014-06-24 | ATCO | 2019-04-01 | 73961857 | 0 | 0.60218 | Provost | NID- Vermillion to Red Deer and Edgerton to Provost 240kV Transmission development ATCO | 9LX02 OptB-(Drury-Tinchebray) 3ab | 1473002860 | new | 9LX02 OptB-(Drury-Tinchebray) 3ab | 240 | ovh | 65.82 | d/c 1st side | 2 | acsr795 | 73961857 | 1473 | 87274991.26 | 1325964.6196
[17 empty] | 3055.77 |  |  |  |  | average $/km : | 1341544.1285
1x477 Data | [23 empty] | adjusted $ per km
# in DB | RP_ID | SRC_TYPE | SRC_DATE | TFO | ISD | SYSTEM | CUSTOMER | RATIO_OF_FACILITY | AREA | SOURCE | SCOPE | ID_FED | ACTION | LINE | KV | TYPE | LENGTH | CIRCUIT | CONDUCTOR_PER_PHASE | CONDUCTOR | Cost | PRNT_ID | adjusted | adjusted
37 | 538 | PPS | 2008-06-01 | AML |  | 0 | 3462000 | 0.55745 |  | PPS - 66L AML | Construct 138kV s/c line from West Brooks 28S to 100L near Brooks 121S | 538002560 | new | 666L - West Brooks 28S to 100L near Brooks 121S | 138 | ovh | 12.2 | single circuit | 1 | acsr477 | 3462000 | 536 | 3462000 | 283770.4918
90 | 648 | PPS | 2007-09-01 | AML | 2008-09-15 | 0 | 753000 | 0.5773 | Red_Deer | PPS Sylvan Lake 580S Project | Build 200m of d/c 138kV line diverting off existing 717L to Sylvan Lake 580S | 648002021 | new | 717L Sylvan Lake | 138 | ovh | 0.2 | double circuit | 1 | acsr477 | 753000 | 648 | 662640 | 3313200
95 | 671 | NID | 2009-01-26 | AML |  | 4148882 | 0 | 0.57474 |  | NID-Yellowhead Area Transmission Development | 129L1 19km from Entwistle 235S to Moonlake 131S | 6710020131 | new | 129L1 19km from Entwistle 235S to Moonlake 131S | 138 | ovh | 19 | single circuit | 1 | acsr477 | 4148882 | 671 | 4148882 | 218362.2105
96 | 671 | NID | 2009-01-26 | AML |  | 5851433 | 0 | 0.68545 |  | NID-Yellowhead Area Transmission Development | 745L 8km 138kV d/c reconfig into Bickerdike | 6710020163 | new | 745L 8km 138kV d/c reconfig into Bickerdike | 138 | ovh | 8 | double circuit | 1 | acsr477 | 5851433 | 671 | 5149261.04 | 643657.63
98 | 671 | NID | 2009-01-26 | AML |  | 6141463 | 0 | 0.57474 |  | NID-Yellowhead Area Transmission Development | 129L2 28km from Moonlake 131S to Violet Grove 283S | 6710020133 | new | 129L2 28km from Moonlake 131S to Violet Grove 283S | 138 | ovh | 28 | single circuit | 1 | acsr477 | 6141463 | 671 | 6141463 | 219337.9643
101 | 671 | NID | 2009-01-26 | AML |  | 11250517 | 0 | 0.68545 |  | NID-Yellowhead Area Transmission Development | 745L 80.5km 138kV s/c rebuild | 6710020165 | new | 745L 80.5km 138kV s/c rebuild | 138 | ovh | 80.5 | single circuit | 1 | acsr477 | 11250517 | 671 | 11250517 | 139757.9752
138 | 776 | PPS | 2012-06-30 | ATCO | 2014-05-01 | 0 | 5326173 | 0.58244 | Fort McMurray | PPS - Saleski 901S 144 kV Interconnection | 7L167 line | 776002037 | new | 7L167 line | 144 | ovh | 10 | single circuit | 1 | acsr477 | 5326173 | 776 | 5326173 | 532617.3
158 | 811 | PPS | 2011-10-28 | ATCO | 2013-11-01 | 18846000 | 0 | 0.55104 | central | PPS-811-7L749 Replacement | Replace 7L749 transmission line1 | 8110020009 | new | 7L7491 | 144 | ovh | 51 | single circuit | 1 | acsr477 | 18846000 | 811 | 18846000 | 369529.4118
161 | 811 | PPS | 2013-08-31 | ATCO | 2013-08-01 | 669065 | 0 | 0.6994 | central | PPS-811-Cold lake | Construct 7L160 line from Mahihkan 837S to Bourque 970S(180) | 8110020222 | new | 7L160(180) | 144 | ovh | 0.7 | single circuit | 1 | acsr477 | 669065 | 811 | 669065 | 955807.1429
167 | 811 | PPS | 2013-08-31 | ATCO | 2013-08-01 | 642579 | 0 | 0.6994 | central | PPS-811-Cold lake | Construct 7L157 line from Mahihkan 837S to Bourque 970S(180) | 8110020220 | new | 7L157(180) | 144 | ovh | 0.7 | single circuit | 1 | acsr477 | 642579 | 811 | 642579 | 917970
168 | 811 | PPS | 2013-08-31 | ATCO | 2013-08-01 | 5277855 | 0 | 0.6994 | central | PPS-811-Cold lake | Replace 7L83 from Leming Lake 715S to Bourque 970S(180) | 8110020230 | new | 7L83(180) | 144 | ovh | 6.5 | single circuit | 1 | acsr477 | 5277855 | 811 | 5277855 | 811977.6923
196 | 813 | PPS | 2014-09-26 | AML | 2016-04-01 | 11837000 | 0 | 0.48228 | Red_Deer | PPS- Red Deer Area Transmission Development - stage 1 166L rebuild | 166L_(v2) | 8130022296 | new | transmission line 166L_(v2) | 138 | ovh | 15 | single circuit | 1 | acsr477 | 11837000 | 813 | 11837000 | 789133.3333
201 | 813 | NID | 2011-07-19 | AML | 2012-10-01 | 389358 | 0 | 0.63678 | Red_Deer | Red Deer Region Transmission Development | 418L from Ghost 20S to Johnson 281S | 8130020122 | new | 418L from Ghost 20S to Johnson 281S | 138 | ovh | 0.5 | single circuit | 1 | acsr477 | 389358 | 813 | 389358 | 778716
202 | 813 | NID | 2011-07-19 | AML | 2012-10-01 | 263595 | 0 | 0.63678 | Red_Deer | Red Deer Region Transmission Development | 417L from Johnson 281S to Olds 55S | 8130020120 | new | 417L from Johnson 281S to Olds 55S | 138 | ovh | 0.5 | single circuit | 1 | acsr477 | 263595 | 813 | 263595 | 527190
227 | 850 | NID | 2012-08-01 | AML | 2015-10-01 | 5886545 | 0 | 0.56969 |  | NID - South and West of Edmonton Area Development | 138 kV S/C line connecting Legacy Park to Spruce Grove 595S | 850002107 | new | 138 kV line - Legacy Park to Spruce Grove 595S | 138 | ovh | 17 | single circuit | 1 | acsr477 | 5886545 | 850 | 5886545 | 346267.3529
229 | 850 | PPS | 2015-08-07 | AML | 2017-12-31 | 32472295 | 0 | 0.52709 | edmonton | PPS- South and West of Edmonton Transmission Development | 138kV 25km d/c line | 8500020477 | new | 780L/174L | 138 | ovh | 24 | double circuit | 1 | acsr477 | 32472295 | 850 | 28575619.6 | 1190650.8167
234 | 850 | NID | 2012-08-01 | AML | 2015-10-01 | 681986 | 0 | 0.64155 |  | NID - South and West of Edmonton Area Development | 138 kV S/C line connecting Legacy Park to 739L | 850002082 | new | 138 kV from Legacy Park sub to Bilby 432S | 138 | ovh | 2 | single circuit | 1 | acsr477 | 681986 | 850 | 681986 | 340993
239 | 850 | NID | 2012-08-01 | AML | 2015-10-01 | 710073 | 0 | 0.65873 |  | NID - South and West of Edmonton Area Development | 138 kV D/C line connecting 780L/858L lines to Saunders Lake (38S/40S) | 850002040 | new | 780L/858L termination at Saunders Lake (38S/40S) | 138 | ovh | 1 | double circuit | 1 | acsr477 | 710073 | 850 | 624864.24 | 624864.24
242 | 850 | PPS | 2015-08-07 | AML | 2017-12-31 | 3514803 | 0 | 0.52709 | edmonton | PPS- South and West of Edmonton Transmission Development | 138kV 100m s/c line | 8500020456 | new | 780L/858L | 138 | ovh | 1.2 | double circuit | 1 | acsr477 | 3514803 | 850 | 3093026.64 | 2577522.2
246 | 850 | NID | 2012-08-01 | AML | 2015-10-01 | 16350909 | 0 | 0.59724 |  | NID - South and West of Edmonton Area Development | 138 kV D/C line from 780L between E. Edmonton and Nisku to Cooking Lake | 850002067 | new | New 138 kV line from Cooking Lake to 780L | 138 | ovh | 25 | double circuit | 1 | acsr477 | 16350909 | 850 | 14388799.92 | 575551.9968
250 | 850 | NID | 2012-08-01 | AML | 2015-10-01 | 2602075 | 0 | 0.54751 |  | NID - South and West of Edmonton Area Development | 138 kV S/C line from Nisku 149S to Blackmud 155S | 850002124 | new | 138 kV line from Nisku 149S to Blackmud 155S | 138 | ovh | 8 | single circuit | 1 | acsr477 | 2602075 | 850 | 2602075 | 325259.375
251 | 850 | NID | 2012-08-01 | AML | 2015-10-01 | 119783 | 0 | 0.59724 |  | NID - South and West of Edmonton Area Development | open 780L between the two new lines | 850002064 | new | 138 kV line (174L) modification | 138 | ovh | 0.4 | single circuit | 1 | acsr477 | 119783 | 850 | 119783 | 299457.5
271 | 882 | PPS | 2014-06-27 | AML | 2015-09-25 | 1694839 | 0 | 0.71452 |  | PPS- South Foothills Transmission Project-SFTP | 608L - d/c 725BL | 882002365 | new | 608L - d/c 725BL | 138 | ovh | 0.8 | double circuit | 1 | acsr477 | 1694839 | 787 | 1491458.32 | 1864322.9
298 | 927 | PPS | 2010-07-07 | ATCO | 2012-04-01 | 0 | 6014000 | 0.68676 | Fort McMurray | Conoco PPS | Construct new line between Quigley and Kinosis | 927002012 | new | 7L104 | 144 | ovh | 14 | single circuit | 1 | acsr477 | 6014000 | 927 | 6014000 | 429571.4286
302 | 936 | PPS | 2012-10-03 | AML | 2014-08-29 | 2611000 | 0 | 0.60369 |  | Fidler 312S Substation Interconnection | Build new 138 kV 893L line | 936002146 | new | 893L | 138 | ovh | 5.1 | single circuit | 1 | acsr477 | 2611000 | 936 | 2611000 | 511960.7843
303 | 936 | PPS | 2012-10-03 | AML | 2014-08-29 | 1879000 | 0 | 0.60369 |  | Fidler 312S Substation Interconnection | Build new 138 kV 624L line | 936002149 | new | 624L | 138 | ovh | 3.5 | single circuit | 1 | acsr477 | 1879000 | 936 | 1879000 | 536857.1429
341 | 982 | PPS | 2010-05-26 | ATCO | 2012-06-29 | 6320000 | 0 | 0.50253 | Hanna | PPS - 982 Lanfine to Oyen Line | Transmission line 7L132 | 982002210 | new | 7L132 | 144 | ovh | 7.1 | double circuit | 1 | acsr477 | 6320000 | 812 | 5561600 | 783323.9437
342 | 995 | PPS | 2010-05-26 | ATCO | 2012-05-18 | 2739000 | 0 | 0.30094 | Hanna | PPS - 995 Lanfine to Excel Single Circuit | 7L116 Transmission Line | 995002229 | new | 7L116 | 144 | ovh | 11.6 | single circuit | 1 | acsr477 | 2739000 | 812 | 2739000 | 236120.6897
346 | 1000 | PPS | 2010-05-26 | ATCO | 2012-08-29 | 13153000 | 0 | 0.44108 |  | PPS - 1000 Coyote Lake to Michichi Creek Line & Substation | Install new 144kV line from Michichi Creek 802S to Coyote Lake 963S | 1000002303 | new | 7L128 | 144 | ovh | 49.6 | single circuit | 1 | acsr477 | 13153000 | 812 | 13153000 | 265181.4516
349 | 1013 | PPS | 2010-05-26 | ATCO | 2012-06-15 | 5348000 | 0 | 0.50269 | Hanna | PPS - 1013 Pemukan to Monitor Line & Substation | Install transmission line from Pemukan to Monitor Substations | 1013002372 | new | 7L127 | 144 | ovh | 12.2 | single circuit | 1 | acsr477 | 5348000 | 812 | 5348000 | 438360.6557
354 | 1023 | PPS | 2010-05-26 | ATCO | 2012-02-24 | 9497000 | 0 | 0.47741 | Hanna | PPS - 1023 Nevis to Stettler Single Circuit | Add 144kV lines from Nevis to Stettler 7L143 | 1023002445 | new | 7L143 | 144 | ovh | 46.7 | single circuit | 1 | acsr477 | 9497000 | 812 | 9497000 | 203361.8844
355 | 1024 | PPS | 2013-03-11 | AML | 2011-10-30 | 7767000 | 0 | 0.76156 | Hanna | PPS - 1024 HATD, Nilrem 574S Substation Interconnection | Build new 138 kV d/c transmission line from Nilrem 574S to Tucuman 478S | 1024002034 | new | 679L/680L 3km | 138 | ovh | 3 | double circuit | 1 | acsr477 | 3884000 | 812 | 3417920 | 1139306.6667
435 | 1128 | PPS | 2012-05-08 | ATCO | 2013-10-31 | 0 | 3461259 | 0.59302 | Fort McMurray | Surmont II stage 2 PPS | New 144kV S/C line 7L167 | 1128002076 | new | 7L167 Transmission Line | 144 | ovh | 6 | single circuit | 1 | acsr477 | 3461259 | 1128 | 3461259 | 576876.5
456 | 1200 | PPS | 2012-12-06 | AML | 2014-08-01 | 0 | 5004629 | 0.73068 | Hinton_Edson | PPS - Vista Coal 270S | Tie in to 745L from 270S | 1200002011 | new | 745L/625L | 138 | ovh | 7 | double circuit | 1 | acsr477 | 5004629 | 1200 | 4404073.52 | 629153.36
476 | 1265 | PPS | 2012-10-11 | AML | 2013-10-31 | 0 | 386408 | 0.57737 |  | PPS - Harmattan Energy Center Connection | 456L line | 1265002010 | new | 456L | 138 | ovh | 0.5 | single circuit | 1 | acsr477 | 386408 | 1265 | 386408 | 772816
491 | 1343 | PPS | 2012-10-01 | AML | 2014-08-29 | 2611000 | 0 | 0.60369 |  | PPS-1343 New Fidler 312S Substation Connection Stage1 and Stage2 | construct new transmission line 893L | 1343002043 | new | line 893L stage 1 | 138 | ovh | 3.5 | single circuit | 1 | acsr477 | 2611000 | 1343 | 2611000 | 746000
492 | 1343 | PPS | 2012-10-01 | AML | 2014-08-29 | 1879000 | 0 | 0.60369 |  | PPS-1343 New Fidler 312S Substation Connection Stage1 and Stage2 | construct new transmission line 624L | 1343002040 | new | line 624L | 138 | ovh | 1.9 | single circuit | 1 | acsr477 | 1879000 | 1343 | 1879000 | 988947.3684
507 | 1381 | NID | 2014-10-31 | AML | 2016-08-01 | 1393293 | 0 | 0.47077 | Fort_Saskatchewan | NID- Josephburg Area Transmission Upgrade | 807L 138kV 1km_(Alt2) | 13810020003 | new | 807L 138kV 1km_(Alt2) | 138 | ovh | 1 | single circuit | 1 | acsr477 | 1393293 | 1381 | 1393293 | 1393293
510 | 1410 | PPS | 2014-12-15 | ATCO | 2016-07-01 | 0 | 734304 | 0.5862 | central | PPS- Heartland Pumpstation Connection | New 50m 144kV s/c line 7LB65 | 14100020045 | new | New 50m 144kV s/c line 7LB65 | 144 | ovh | 0.05 | single circuit | 1 | acsr477 | 734304 | 1410 | 734304 | 14686080
524 | 1460 | PPS | 2016-04-01 | AML | 2019-02-01 | 0 | 1013000 | 0.58075 | Hinton_Edson | PPS- Hornbeck 345S New Substation Project | New 130m 138kV d/c line | 14600020004 | new | 745L | 138 | ovh | 0.13 | double circuit | 1 | acsr477 | 1013000 | 1460 | 891440 | 6857230.7692
525 | 1460 | NID | 2016-04-01 | AML | 2019-02-01 | 0 | 1013000 | 0.58075 | Hinton_Edson | NID- Hornbeck 345S New Substation Project | New 130m 138kV d/c line | 14600020056 | new | 745L | 138 | ovh | 0.13 | double circuit | 1 | acsr477 | 1013000 | 1460 | 891440 | 6857230.7692
749 | 1549 | NID | 2015-09-11 | ENMAX |  | 8325572 | 0 | 0.62327 |  | NID- North Calgary 69kV Conversion Project | Replace 16.63L to 138kV (PC) | 15490020136 | new | 16.63L (PC) | 138 | ovh | 6.4 | single circuit | 1 | acsr477 | 8325572 | 1549 | 8325572 | 1300870.625
750 | 1549 | NID | 2015-09-11 | ENMAX |  | 4213831 | 0 | 0.62901 |  | NID- North Calgary 69kV Conversion Project | Replace 16.63L to 138kV (PC) | 15490020083 | new | 16.81L (FC) | 138 | ovh | 6 | single circuit | 1 | acsr477 | 4213831 | 1549 | 4213831 | 702305.1667
751 | 1549 | NID | 2015-09-11 | ENMAX |  | 5512208 | 0 | 0.62901 |  | NID- North Calgary 69kV Conversion Project | Replace 13.60L to 138kV (FC) | 15490020087 | new | 13.85L (FC) | 138 | ovh | 5.5 | single circuit | 1 | acsr477 | 5512208 | 1549 | 5512208 | 1002219.6364
752 | 1549 | NID | 2015-09-11 | ENMAX |  | 3276979 | 0 | 0.63376 |  | NID- North Calgary 69kV Conversion Project | Replace 15.60L/21.61L to 138kV (SS-15 to SS-21) (CM) | 15490020019 | new | 15.60L/21.61L (CM) | 138 | ovh | 4.2 | single circuit | 1 | acsr477 | 3276979 | 1549 | 3276979 | 780233.0952
753 | 1549 | NID | 2015-09-11 | ENMAX |  | 6852291 | 0 | 0.62327 |  | NID- North Calgary 69kV Conversion Project | Replace 21.61L/16.60L to 138kV (SS-34 to 32ave) (PC) | 15490020164 | new | 21.61L (PC) | 138 | ovh | 1.65 | single circuit | 1 | acsr477 | 6852291 | 1549 | 6852291 | 4152903.6364
754 | 1549 | NID | 42258 | ENMAX |  | 8072194 | 0 | 0.62901 |  | NID- North Calgary 69kV Conversion Project | Replace 16.63L to 138kV (FC) | 15490020079 | new | 16.85L (FC) | 138 | ovh | 6.4 | single circuit | 1 | acsr477 | 8072194 | 1549 | 8072194 | 1261280.3125
755 | 1549 | NID | 42258 | ENMAX |  | 7046629 | 0 | 0.62901 |  | NID- North Calgary 69kV Conversion Project | New 138kV line SS-34 to SS-15 (FC) | 15490020099 | new | 15.83L (FC) | 138 | ovh | 3.3 | single circuit | 1 | acsr477 | 7046629 | 1549 | 7046629 | 2135342.1212
756 | 1549 | NID | 42258 | ENMAX |  | 8325572 | 0 | 0.63376 |  | NID- North Calgary 69kV Conversion Project | Replace 16.63L to 138kV (CM) | 15490020003 | new | 16.63L (CM) | 138 | ovh | 6.4 | single circuit | 1 | acsr477 | 8325572 | 1549 | 8325572 | 1300870.625
757 | 1549 | NID | 42258 | ENMAX |  | 6852291 | 0 | 0.63376 |  | NID- North Calgary 69kV Conversion Project | Replace 21.61L/16.60L to 138kV (SS-34 to 32ave) (CM) | 15490020031 | new | 21.61L (CM) | 138 | ovh | 1.65 | single circuit | 1 | acsr477 | 6852291 | 1549 | 6852291 | 4152903.6364
758 | 1549 | NID | 42258 | ENMAX |  | 3276979 | 0 | 0.62327 |  | NID- North Calgary 69kV Conversion Project | Replace 15.60L/21.61L to 138kV (SS-15 to SS-21) (PC) | 15490020152 | new | 15.60L/21.61L (PC) | 138 | ovh | 4.2 | single circuit | 1 | acsr477 | 3276979 | 1549 | 3276979 | 780233.0952
759 | 1549 | NID | 42258 | ENMAX |  | 6740083 | 0 | 0.62327 |  | NID- North Calgary 69kV Conversion Project | Replace 16.60L to 138kV (SS-16 to SS-34) (PC) | 15490020148 | new | 16.60L (PC) | 138 | ovh | 3.9 | single circuit | 1 | acsr477 | 6740083 | 1549 | 6740083 | 1728226.4103
760 | 1549 | NID | 42258 | ENMAX |  | 4450417 | 0 | 0.62327 |  | NID- North Calgary 69kV Conversion Project | Replace 16.61L to 138kV (PC) | 15490020140 | new | 16.61L (PC) | 138 | ovh | 6 | single circuit | 1 | acsr477 | 4450417 | 1549 | 4450417 | 741736.1667
761 | 1549 | NID | 42258 | ENMAX |  | 2566775 | 0 | 0.62901 |  | NID- North Calgary 69kV Conversion Project | Replace 15.60L to 138kV (FC) | 15490020095 | new | 15.81L (FC) | 138 | ovh | 2.1 | single circuit | 1 | acsr477 | 2566775 | 1549 | 2566775 | 1222273.8095
762 | 1549 | NID | 42258 | ENMAX |  | 5809406 | 0 | 0.62327 |  | NID- North Calgary 69kV Conversion Project | Replace 13.60L to 138kV (PC) | 15490020144 | new | 13.60L (PC) | 138 | ovh | 5.5 | single circuit | 1 | acsr477 | 5809406 | 1549 | 5809406 | 1056255.6364
763 | 1549 | NID | 42258 | ENMAX |  | 6718990 | 0 | 0.62901 |  | NID- North Calgary 69kV Conversion Project | Replace 16.60L to 138kV (FC) | 15490020091 | new | 16.80L (FC) | 138 | ovh | 3.9 | single circuit | 1 | acsr477 | 6718990 | 1549 | 6718990 | 1722817.9487
764 | 1549 | NID | 42258 | ENMAX |  | 6740083 | 0 | 0.63376 |  | NID- North Calgary 69kV Conversion Project | Replace 16.60L to 138kV (SS-16 to SS-34) (CM) | 15490020015 | new | 16.60L (CM) | 138 | ovh | 3.9 | single circuit | 1 | acsr477 | 6740083 | 1549 | 6740083 | 1728226.4103
765 | 1549 | NID | 42258 | ENMAX |  | 1891413 | 0 | 0.62327 |  | NID- North Calgary 69kV Conversion Project | Replace 15.62L/16.60L to 138kV (SS-16 to 32ave) (PC) | 15490020160 | new | 15.62L (PC) | 138 | ovh | 2.3 | single circuit | 1 | acsr477 | 1891413 | 1549 | 1891413 | 822353.4783
766 | 1549 | NID | 42258 | ENMAX |  | 1805797 | 0 | 0.62327 |  | NID- North Calgary 69kV Conversion Project | Replace 15.62L/21.61L to 138kV (SS-15 to 32ave) (PC) | 15490020156 | new | 15.62L/21.61L (PC) | 138 | ovh | 3 | single circuit | 1 | acsr477 | 1805797 | 1549 | 1805797 | 601932.3333
767 | 1549 | NID | 42258 | ENMAX |  | 1891413 | 0 | 0.63376 |  | NID- North Calgary 69kV Conversion Project | Replace 15.62L/16.60L to 138kV (SS-16 to 32ave) (CM) | 15490020027 | new | 15.62L (CM) | 138 | ovh | 2.3 | single circuit | 1 | acsr477 | 1891413 | 1549 | 1891413 | 822353.4783
768 | 1549 | NID | 42258 | ENMAX |  | 4450417 | 0 | 0.63376 |  | NID- North Calgary 69kV Conversion Project | Replace 16.61L to 138kV (CM) | 15490020007 | new | 16.61L (CM) | 138 | ovh | 6 | single circuit | 1 | acsr477 | 4450417 | 1549 | 4450417 | 741736.1667
769 | 1549 | NID | 42258 | ENMAX |  | 1805797 | 0 | 0.63376 |  | NID- North Calgary 69kV Conversion Project | Replace 15.62L/21.61L to 138kV (SS-15 to 32ave) (CM) | 15490020023 | new | 15.62L/21.61L (CM) | 138 | ovh | 3 | single circuit | 1 | acsr477 | 1805797 | 1549 | 1805797 | 601932.3333
770 | 1549 | NID | 42258 | ENMAX |  | 5809406 | 0 | 0.63376 |  | NID- North Calgary 69kV Conversion Project | Replace 13.60L to 138kV (CM) | 15490020011 | new | 13.60L (CM) | 138 | ovh | 5.5 | single circuit | 1 | acsr477 | 5809406 | 1549 | 5809406 | 1056255.6364
773 | 1566 | PPS | 42678 | ENMAX | 43677 | 0 | 1310344 | 0.63275 | Calgary | CEC Peaking Plant Connection document | Line 70Sub to 162S | 15660020004 | new | Line 70Sub to 162S | 138 | ovh | 0.6 | single circuit | 1 | acsr477 | 1310344 | 1566 | 1310344 | 2183906.6667
789 | 1781 | NID | 42621 | AML | 44256 | 29754602 | 0 | 0.52081 |  | Central Region Transmission Reinforcement (AML) | 138kV Hansman-Edgerton | 17810020087 | new | 138kV Hansman-Edgerton | 138 | ovh | 50 | d/c 1st side | 1 | acsr477 | 29754602 | 1781 | 27969325.88 | 559386.5176
795 | 1781 | NID | 42621 | ATCO | 44238 | 17203088 | 0 | 0.4936 | central | Central Region Transmission Reinforcement (ATCO) | Nilrem 1-B-1 29.7km | 17810020290 | new | Nilrem 1-B-1 29.7km | 144 | ovh | 29.7 | single circuit | 1 | acsr477 | 17203088 | 1781 | 17203088 | 579228.5522
797 | 1781 | NID | 42621 | ATCO | 44238 | 12348869 | 0 | 0.4804 | central | Central Region Transmission Reinforcement (ATCO) | Nilrem 1-A-1 29.7km | 17810020307 | new | Nilrem 1-A-1 29.7km | 144 | ovh | 29.7 | single circuit | 1 | acsr477 | 12348869 | 1781 | 12348869 | 415786.835
804 | 1781 | NID | 42621 | AML | 44256 | 37586443 | 0 | 0.52364 |  | Central Region Transmission Reinforcement (AML) | 138kV Nilrem-Drury | 17810020051 | new | 138kV Nilrem-Drury | 138 | ovh | 70 | single circuit | 1 | acsr477 | 37586443 | 1781 | 37586443 | 536949.1857
805 | 1781 | NID | 42621 | AML | 44256 | 29765586 | 0 | 0.52197 |  | Central Region Transmission Reinforcement (AML) | 138kV Hansman-Edgerton | 17810020078 | new | 138kV Hansman-Edgerton | 138 | ovh | 50 | single circuit | 1 | acsr477 | 29765586 | 1781 | 29765586 | 595311.72
812 | 1781 | NID | 42621 | AML | 44256 | 29754602 | 0 | 0.52081 |  | Central Region Transmission Reinforcement (AML) | 138kV Hansman-Edgerton | 17810020099 | new | 138kV Hansman-Edgerton | 138 | ovh | 50 | single circuit | 1 | acsr477 | 29754602 | 1781 | 29754602 | 595092.04
817 | 1781 | NID | 42621 | AML | 44256 | 29765586 | 0 | 0.52197 |  | Central Region Transmission Reinforcement (AML) | 138kV Hansman-Edgerton | 17810020072 | new | 138kV Hansman-Edgerton | 138 | ovh | 50 | d/c 1st side | 1 | acsr477 | 29765586 | 1781 | 27979650.84 | 559593.0168
818 | 1781 | NID | 42621 | AML | 44256 | 64329393 | 0 | 0.56112 |  | Central Region Transmission Reinforcement (AML) | 138kV Nilrem-Drury | 17810020093 | new | 138kV Nilrem-Drury | 138 | ovh | 70 | d/c 1st side | 1 | acsr477 | 64329393 | 1781 | 60469629.42 | 863851.8489
819 | 1781 | NID | 42621 | ATCO | 44238 | 17610596 | 0 | 0.49479 | central | Central Region Transmission Reinforcement (ATCO) | Nilrem 1-B-2 29.7km | 17810020302 | new | Nilrem 1-B-2 29.7km | 144 | ovh | 29.7 | single circuit | 1 | acsr477 | 17610596 | 1781 | 17610596 | 592949.3603
822 | 1781 | NID | 42621 | ATCO | 44238 | 12865487 | 0 | 0.48214 | central | Central Region Transmission Reinforcement (ATCO) | Nilrem 1-A-2 29.7km | 17810020294 | new | Nilrem 1-A-2 29.7km | 144 | ovh | 29.7 | single circuit | 1 | acsr477 | 12865487 | 1781 | 12865487 | 433181.3805
[17 empty] | 1037.71 |  |  |  |  | average $/km : | 564417.2721
1x266 Data | [23 empty] | adjusted $ per km
# in DB | RP_ID | SRC_TYPE | SRC_DATE | TFO | ISD | SYSTEM | CUSTOMER | RATIO_OF_FACILITY | AREA | SOURCE | SCOPE | ID_FED | ACTION | LINE | KV | TYPE | LENGTH | CIRCUIT | CONDUCTOR_PER_PHASE | CONDUCTOR | Cost | PRNT_ID | adjusted | adjusted
25 | 513 | PPS | 2011-12-16 | AML | 2012-10-25 | 0 | 208000 | 0.30113 |  | PPS - 513 Peace Butte Wind Farm - PPS | Build new 138kV single circuit line 600AL, tap close to structure 600L157 | 513002014 | new | 600AL | 138 | ovh | 0.3 | single circuit | 1 | acsr266 | 208000 | 513 | 208000 | 693333.3333
26 | 518 | PPS | 2009-04-22 | ATCO | 2010-11-30 | 0 | 917000 | 0.44396 | Hanna | PPS Ghost Pine | Construct new 144kV s/c line from Ghost Pine 114S to t-tap structure off 7L16 | 518002005 | new | 7LA16 | 144 | ovh | 4 | single circuit | 1 | acsr266 | 917000 | 518 | 917000 | 229250
30 | 526 | PPS | 2008-05-09 | ATCO | 2009-09-01 | 0 | 5372000 | 0.71741 | Hanna | KPS 1 PPS ATCO | Construct new 144kV s/c line from Ribstone 892S to Lakesend 508S | 526002005 | new | 7L696 | 144 | ovh | 26 | single circuit | 1 | acsr266 | 5372000 | 526 | 5372000 | 206615.3846
44 | 580 | PPS | 2014-08-05 | AML | 2015-12-01 | 0 | 406000 | 0.3545 | Fort_MacLeod | Windy Point Wind Farm Project | New 100m 138kV line 130L | 580002002 | new | New 100m 138kV line 130L | 138 | ovh | 0.1 | single circuit | 1 | acsr266 | 406000 | 580 | 406000 | 4060000
45 | 584 | PPS | 2008-06-27 | AML | 2009-12-17 | 0 | 5430000 | 0.57354 |  | PPS-584 Leduc 325 S New Substation Project | Construct approx 16km of d/c 138kV line from 838L to Leduc 325S | 584002021 | new | 689L/632L/838L | 138 | ovh | 16 | double circuit | 1 | acsr266 | 5430000 | 584 | 4778400 | 298650
46 | 585 | PPS | 2008-06-06 | AML | 2009-07-15 | 0 | 651000 | 0.55742 | Edmonton | PPS Broadmoor 420S | Construct 100m d/c 138kV line diverting off 731L to Broadmoor 420S | 585002006 | new | 731L/636L | 138 | ovh | 0.1 | double circuit | 1 | acsr266 | 651000 | 585 | 572880 | 5728800
49 | 595 | PPS | 2008-03-07 | AML | 2009-07-01 | 0 | 7499000 | 0.69562 | Fort McMurray | StatoilHydro Leismer PPS AML | Construct 144kV line from Leismer 72S to Waddel 907S | 595002002 | new | 7L114 | 144 | ovh | 29 | single circuit | 1 | acsr266 | 7499000 | 595 | 7499000 | 258586.2069
54 | 599 | PPS | 2008-04-15 | ATCO | 2010-03-31 | 1443000 | 0 | 0.67884 | Peace_River | PPS - Wesley Creek 834S to New Meikle 905S | New 7L120 and 7L138 from Meikle 905S to Hotchkiss 788S | 599002030 | new | 7L120/7L138 | 144 | ovh | 10 | double circuit | 1 | acsr266 | 1443000 | 535 | 1269840 | 126984
55 | 600 | PPS | 2008-06-13 | ATCO | 2011-03-31 | 36248000 | 0 | 0.57128 | northwest | PPS - Sulphur Point 828S to High Level 786S | Construct s/c line from Sulphur Point 828S to High Level 786S | 600002067 | new | 7L133 | 144 | ovh | 105 | single circuit | 1 | acsr266 | 36248000 | 535 | 36248000 | 345219.0476
57 | 602 | PPS | 2009-07-28 | ATCO | 2011-03-31 | 1248000 | 0 | 0.71768 | northwest | PPS - Ring Creek 853S to new Arcenciel 930S Line | Construct two 144kV lines to interconnect Rainbow Lake with Arcenciel | 602002121 | new | 7L109 | 144 | ovh | 7.5 | single circuit | 1 | acsr266 | 1248000 | 535 | 1248000 | 166400
59 | 602 | PPS | 2009-07-28 | ATCO | 2011-03-31 | 2167000 | 0 | 0.71768 | northwest | PPS - Ring Creek 853S to new Arcenciel 930S Line | Construct two 144kV lines to interconnect Rainbow Lake with Arcenciel | 602002118 | new | 7L122 | 144 | ovh | 7.5 | single circuit | 1 | acsr266 | 2167000 | 535 | 2167000 | 288933.3333
60 | 602 | PPS | 2009-07-28 | ATCO | 2011-03-31 | 55596000 | 0 | 0.71768 | northwest | PPS - Ring Creek 853S to new Arcenciel 930S Line | Construct 7L113 s/c line from Arcenciel 930S to Ring Creek 853S | 602002113 | new | 7L133 2 | 144 | ovh | 106 | single circuit | 1 | acsr266 | 55596000 | 535 | 55596000 | 524490.566
65 | 619 | PPS | 2008-08-15 | AML | 2009-07-03 | 0 | 387321 | 0.56245 | Edmonton | PPS - Keephills 3 Station Service | New line 400L | 6190020025 | new | 400L | 138 | ovh | 0.2 | single circuit | 1 | acsr266 | 387321 | 619 | 387321 | 1936605
66 | 619 | PPS | 2008-08-15 | AML | 2009-07-03 | 0 | 801057 | 0.56245 | Edmonton | PPS - Keephills 3 Station Service | New line 401L | 6190020028 | new | 401L | 138 | ovh | 0.5 | single circuit | 1 | acsr266 | 801057 | 619 | 801057 | 1602114
104 | 683 | PPS | 2011-07-14 | AML | 2012-11-30 | 0 | 1464000 | 0.64509 | Athabasca/Lac | Kirby In-Situ Oil Sands Plant - PPS | Build new 138kV line from Winefred 818S to Kirby 651S | 683002023 | new | 428L | 138 | ovh | 2 | single circuit | 1 | acsr266 | 1464000 | 683 | 1464000 | 732000
107 | 700 | PPS | 2008-05-27 | AML | 2009-12-15 | 0 | 663000 | 0.45935 | Wabamun | PPS Highvale D.0164 | Construct 1.2km of new 138kV line tapped off of 767L to Rose Valley 635S | 700002016 | new | 767CL | 138 | ovh | 1.2 | single circuit | 1 | acsr266 | 663000 | 700 | 663000 | 552500
108 | 709 | PPS | 2008-11-14 | ATCO | 2010-02-01 | 0 | 699688 | 0.71026 |  | PPS-Horse River | Construct 765m of d/c 144kV line interconnecting Horse River 917S to 7L38 | 709002013 | new | 7L38/7L121 | 144 | ovh | 0.765 | double circuit | 1 | acsr266 | 699688 | 709 | 615725.44 | 804869.8562
123 | 722 | PPS | 2008-12-08 | ATCO | 2010-02-15 | 0 | 4059000 | 0.69464 | Cold_Lake | Lindbergh 969S New POD PPS | Construct 25km of s/c 144kV line tapping off 7L53 to Lindbergh 969S | 722002006 | new | 7LA53 | 144 | ovh | 25 | single circuit | 1 | acsr266 | 4059000 | 722 | 4059000 | 162360
126 | 725 | PPS | 2007-11-01 | AML | 2008-11-07 | 0 | 575000 | 0.41765 | Fort_Saskatchewan | PPS - Shell AOSP PPS | Construct new 138kV line 807AL to interconnect 807L to Shell AOSP 402S | 725002014 | new | 807AL | 138 | ovh | 0.4 | single circuit | 1 | acsr266 | 575000 | 725 | 575000 | 1437500
157 | 811 | PPS | 2013-09-13 | ATCO | 2013-07-01 | 8242669 | 0 | 0.57371 | central | PPS-811-Heisler and Kitscoty Area Upgrade | Construct 7L14/7L130 d/c line from 7L14 to Kitscoty 705S180 | 8110020151 | new | 7L14/7L130180 | 144 | ovh | 12 | double circuit | 1 | acsr266 | 8242669 | 811 | 7253548.72 | 604462.3933
218 | 817 | PPS | 2010-10-29 | ATCO | 2013-06-14 | 8605000 | 0 | 0.58219 |  | E5 Edith Lake to Sarah Lake 144 kV Line PPS | Construct 32km s/c 144kV from Edith Lake 739S to Sarah Lake 743S | 817002057 | new | 7L172 | 144 | ovh | 32 | single circuit | 1 | acsr266 | 8605000 | 817 | 8605000 | 268906.25
219 | 817 | PPS | 2011-12-14 | ATCO | 2013-11-01 | 10395427 | 0 | 0.52625 |  | E3 High Prairie to Triangle 144kV Line PPS | Construct s/c 144kV line from 7L48 connection to High Prairie | 817002023 | new | 7L06 | 144 | ovh | 46 | single circuit | 1 | acsr266 | 10395427 | 817 | 10395427 | 225987.5435
220 | 817 | PPS | 2011-12-14 | ATCO | 2013-11-01 | 11826616 | 0 | 0.52625 |  | E3 High Prairie to Triangle 144kV Line PPS | Construct s/c 144kV line from Triangle to High Prairie | 817002026 | new | 7L48 | 144 | ovh | 13 | single circuit | 1 | acsr266 | 11826616 | 817 | 11826616 | 909739.6923
223 | 831 | PPS | 2010-02-01 | AML | 2010-12-01 | 0 | 803000 | 0.65542 |  | PPS-Westwood Final Signed | Construct new Westwood 422S substation | 831002024 | new | 700L/694L | 138 | ovh | 0.2 | double circuit | 1 | acsr266 | 803000 | 831 | 706640 | 3533200
253 | 851 | PPS | 2012-11-20 | AML | 2014-03-31 | 8069000 | 0 | 0.72375 |  | PPS - 851 KXL - Eyre 558S - PPS | Add approx 17km of 138kV line from 7L224 tap point to Eyre 558S | 851002047 | new | 402L Eyre 558S to 7L224 tapping point | 138 | ovh | 17 | single circuit | 1 | acsr266 | 8069000 | 851 | 8069000 | 474647.0588
256 | 854 | PPS | 2010-02-01 | AML | 2010-10-29 | 0 | 3191000 | 0.5935 | Fort_MacLeod | Ardenville WPF Interconnection Project PPS | Construct new 138kV line from Blue Trail WPF tap point to Ardenville WPF | 854002003 | new | 608L | 138 | ovh | 11.2 | single circuit | 1 | acsr266 | 3191000 | 854 | 3191000 | 284910.7143
260 | 863 | PPS | 2010-03-31 | ATCO | 2012-04-28 | 0 | 1864185 | 0.64984 | Hanna | Currant Lake - PPS | Construct line from Currant Lake 896S to 7L110 tap connection | 863002010 | new | 7LA110 | 144 | ovh | 9.2 | single circuit | 1 | acsr266 | 1864185 | 863 | 1864185 | 202628.8043
262 | 865 | PPS | 2010-03-31 | ATCO | 2012-03-05 | 0 | 1425473 | 0.6413 | Empress | PPS - Cavendish | Construct 5km of s/c 144kV and modify 7LA760 for tap connection | 865002010 | new | 7LB760 and 7LA760 tap connection | 144 | ovh | 5 | single circuit | 1 | acsr266 | 1425473 | 865 | 1425473 | 285094.6
353 | 1022 | PPS | 2010-05-26 | ATCO | 2011-10-07 | 3341000 | 0 | 0.44728 | Hanna | PPS - 1022 Rowley to Michichi Creek - Three Hills Line & Substation | Transmission line tap 7L25 between Rowley and Michichi Creek substation | 1022002419 | new | 7L25/7L137 | 144 | ovh | 12.4 | double circuit | 1 | acsr266 | 3341000 | 812 | 2940080 | 237103.2258
377 | 1038 | PPS | 2014-03-25 | AML | 2016-04-30 | 20497058 | 0 | 0.56977 | Strathmore_Blackie | PPS - 787 - SATR 1038 Blackie Area 138kV Line Reconfiguration | construct a new 138kV double circuit line | 10380020680 | new | new 138kV double circuit line | 138 | ovh | 24 | double circuit | 1 | acsr266 | 20497058 | 787 | 18037411.04 | 751558.7933
380 | 1042 | PPS | 2011-08-16 | AML | 2012-09-01 | 0 | 1461000 | 0.59501 |  | PPS - Lac La Biche - Thompson 140S | construct 1.5km s/c 138kV line from 788L tap point to Thompson 140S | 1042002016 | new | 788AL | 138 | ovh | 1.5 | single circuit | 1 | acsr266 | 1461000 | 1042 | 1461000 | 974000
382 | 1052 | PPS | 2012-08-15 | AML | 2013-11-29 | 143000 | 0 | 0.59313 |  | PPS - Hull 257S New Substation | 138 kV two single circuit line from 763L/411L to Hull 257S | 1052002014 | new | In tap off 763L to Hull 257S | 138 | ovh | 0.05 | single circuit | 1 | acsr266 | 143000 | 1052 | 143000 | 2860000
383 | 1052 | PPS | 2012-08-15 | AML | 2013-11-29 | 192000 | 0 | 0.59313 |  | PPS - Hull 257S New Substation | 138 kV two single circuit line from 763L/411L to Hull 257S | 1052002017 | new | Out tap from Hull 257S to 411L | 138 | ovh | 0.05 | single circuit | 1 | acsr266 | 192000 | 1052 | 192000 | 3840000
387 | 1068 | PPS | 2011-06-06 | AML | 2011-09-30 | 0 | 300000 | 0.45814 |  | Abee PPS - AML | Construct 200m of s/c 138kV line into Abee 993S | 1068002024 | new | 437L | 138 | ovh | 0.2 | single circuit | 1 | acsr266 | 300000 | 1068 | 300000 | 1500000
407 | 1101 | PPS | 2014-09-02 | AML | 2016-03-01 | 2980583 | 0 | 0.68548 | Fort McMurray | 1101-PPS-Ipiatik 167S Substation | new 138 kV 428L/457L d/c in/out arrangement to existing 428L 180 | 11010020557 | new | 428L/457L 180 | 138 | ovh | 0.5 | double circuit | 1 | acsr266 | 2980583 | 1101 | 2622913.04 | 5245826.08
416 | 1106 | PPS | 2012-05-10 | ATCO | 2013-10-01 | 0 | 11897100 | 0.63315 | Fort McMurray | PPS - Bohn Interconnection Project | new line 7L05 | 1106002012 | new | 7L05 | 144 | ovh | 21.5 | single circuit | 1 | acsr266 | 11897100 | 1106 | 11897100 | 553353.4884
452 | 1191 | PPS | 2012-06-19 | ATCO | 2013-08-01 | 0 | 2467632 | 0.52324 | Cold_Lake | PPS - Norberg 936S Substation and 144kV Transmission Line | 7LA139 line | 1191002007 | new | 7LA139 | 144 | ovh | 5 | single circuit | 1 | acsr266 | 2467632 | 1191 | 2467632 | 493526.4
455 | 1195 | PPS | 2012-12-01 | AML | 2014-10-26 | 0 | 3309000 | 0.6591 | Fort McMurray | PPS - Underwood 183S Substation | 3 km of 138 kV single circuit 266 ACSR transmission line from Pike 170S to Underwood 183S | 1195002018 | new | 445L 138kV line | 138 | ovh | 3 | single circuit | 1 | acsr266 | 3309000 | 1195 | 3309000 | 1103000
459 | 1205 | PPS | 2012-07-20 | AML | 2013-11-01 | 0 | 280000 | 0.51432 |  | PPS - Whitecourt Industrial 364S | Transmission Line 798L to Whitecourt Industrial 364S substation | 1205002015 | new | 798L | 138 | ovh | 0.1 | single circuit | 1 | acsr266 | 280000 | 1205 | 280000 | 2800000
465 | 1247 | PPS | 2012-04-27 | AML | 2013-02-01 | 0 | 1015000 | 0.70793 | Calgary | PPS Cope Creek Interconnection Project | construction of a new S/C 138kV line from 180S to 150AL | 1247002002 | new | 138kV S/C line 150A1L | 138 | ovh | 0.5 | single circuit | 1 | acsr266 | 1015000 | 1247 | 1015000 | 2030000
466 | 1250 | PPS | 2016-03-06 | ATCO | 2017-12-31 | 0 | 151942 | 0.58975 | Lloydminster | PPS- Grizzly Bear Wind Facility document | new 50m in/out line 7L134 | 12500020006 | new | 7L134 | 138 | ovh | 0.264 | double circuit | 1 | acsr266 | 151942 | 1250 | 133708.96 | 506473.3333
467 | 1250 | PPS | 2016-03-06 | ATCO | 2017-12-31 | 0 | 9047850 | 0.58975 | Lloydminster | PPS- Grizzly Bear Wind Facility document | new 18.5km s/c line 7LA65 | 12500020007 | new | 7LA65 | 138 | ovh | 18.5 | single circuit | 1 | acsr266 | 9047850 | 1250 | 9047850 | 489072.973
478 | 1267 | NID | 2012-03-28 | ATCO | 2012-11-01 | 888630 | 0 | 0.61931 | Fort McMurray | Algar area system reinforcement | 144kV feed tp Hangingstone and Algar | 1267002020 | new | 7L36 / 7L170 | 144 | ovh | 0.55 | single circuit | 1 | acsr266 | 888630 | 1267 | 888630 | 1615690.9091
519 | 1442 | PPS | 2016-10-14 | AML | 2019-02-01 | 0 | 589818 | 0.61004 | Edmonton | PPS- Anthony Henday 309S new substation project revised | New 190m s/c 138kV line | 14420020010 | new | 215AL | 138 | ovh | 0.19 | single circuit | 1 | acsr266 | 589818 | 1442 | 589818 | 3104305.2632
520 | 1442 | PPS | 2016-04-01 | AML | 2019-02-01 | 0 | 909000 | 0.5469 | Edmonton | PPS- Anthony Henday 309S new substation project | New 190m s/c 138kV line | 14420020005 | new | 215AL | 138 | ovh | 0.19 | single circuit | 1 | acsr266 | 909000 | 1442 | 909000 | 4784210.5263
528 | 1473 | NID | 2014-10-29 | ATCO | 2019-04-01 | 3072022 | 0 | 0.51483 | Provost | NID- Vermillion to Red Deer and Edgerton to Provost 240kV Transmission development ATCO | 7L65 in/out- (1ba,3A) | 14730021892 | new | 7L65 in/out- (1ba,3A) | 144 | ovh | 1.6 | double circuit | 1 | acsr266 | 3072022 | 1473 | 2703379.36 | 1689612.1
531 | 1473 | NID | 2014-10-29 | ATCO | 2019-04-01 | 5399591 | 0 | 0.60218 | Provost | NID- Vermillion to Red Deer and Edgerton to Provost 240kV Transmission development ATCO | 7L117 relocation 3ab | 14730022389 | new | 7L117 relocation 3ab | 144 | ovh | 11 | single circuit | 1 | acsr266 | 5399591 | 1473 | 5399591 | 490871.9091
538 | 1473 | NID | 2014-10-29 | ATCO | 2019-04-01 | 4061673 | 0 | 0.51642 | Provost | NID- Vermillion to Red Deer and Edgerton to Provost 240kV Transmission development ATCO | 7L129 in/out- (1ca,3A) | 14730022132 | new | 7L129 in/out- (1ca,3A) | 144 | ovh | 4.9 | double circuit | 1 | acsr266 | 4061673 | 1473 | 3574272.24 | 729443.3143
539 | 1473 | NID | 2014-10-29 | ATCO | 2019-04-01 | 3072022 | 0 | 0.51642 | Provost | NID- Vermillion to Red Deer and Edgerton to Provost 240kV Transmission development ATCO | 7L65 in/out- (1ca,3A) | 14730022130 | new | 7L65 in/out- (1ca,3A) | 144 | ovh | 1.6 | double circuit | 1 | acsr266 | 3072022 | 1473 | 2703379.36 | 1689612.1
540 | 1473 | NID | 2014-10-01 | AML | 2019-07-01 | 1011195 | 0 | 0.43378 | Provost | NID- Vermillion to Red Deer and Edgerton to Provost 240kV Transmission development AML | Modify, rebuilt and re-terminate 749L and 715L (1.3)_v1 | 14730021358 | new | Modify, rebuilt and re-terminate 749L and 715L (1.3)_v1 | 138 | ovh | 0.5 | single circuit | 1 | acsr266 | 1011195 | 1473 | 1011195 | 2022390
545 | 1473 | NID | 2014-06-24 | ATCO | 2019-04-01 | 4067266 | 0 | 0.60218 | Provost | NID- Vermillion to Red Deer and Edgerton to Provost 240kV Transmission development ATCO | 7L129 in/out 3ab | 1473002852 | new | 7L129 in/out 3ab | 144 | ovh | 4.9 | double circuit | 1 | acsr266 | 4067266 | 1473 | 3579194.08 | 730447.7714
546 | 1473 | NID | 2014-06-24 | ATCO | 2019-04-01 | 5958979 | 0 | 0.59778 | Provost | NID- Vermillion to Red Deer and Edgerton to Provost 240kV Transmission development ATCO | 7L130 relocation 3aa | 1473002813 | new | 7L130 relocation 3aa | 144 | ovh | 12.6 | single circuit | 1 | acsr266 | 5958979 | 1473 | 5958979 | 472934.8413
548 | 1473 | NID | 2014-06-24 | ATCO | 2019-04-01 | 4061673 | 0 | 0.43353 | Provost | NID- Vermillion to Red Deer and Edgerton to Provost 240kV Transmission development ATCO | 7L129 in/out- 1cb | 1473002760 | new | 7L129 in/out- 1cb | 144 | ovh | 4.9 | double circuit | 1 | acsr266 | 4061673 | 1473 | 3574272.24 | 729443.3143
549 | 1473 | NID | 2014-06-24 | ATCO | 2019-04-01 | 3072022 | 0 | 0.43353 | Provost | NID- Vermillion to Red Deer and Edgerton to Provost 240kV Transmission development ATCO | 7L65 in/out- 1cb | 1473002758 | new | 7L65 in/out- 1cb | 144 | ovh | 1.6 | double circuit | 1 | acsr266 | 3072022 | 1473 | 2703379.36 | 1689612.1
553 | 1473 | NID | 2014-06-24 | ATCO | 2019-04-01 | 5958979 | 0 | 0.58036 | Provost | NID- Vermillion to Red Deer and Edgerton to Provost 240kV Transmission development ATCO | 7L130 relocation 3bb | 1473002942 | new | 7L130 relocation 3bb | 144 | ovh | 12.6 | single circuit | 1 | acsr266 | 5958979 | 1473 | 5958979 | 472934.8413
554 | 1473 | NID | 2014-06-24 | ATCO | 2019-04-01 | 5958979 | 0 | 0.58314 | Provost | NID- Vermillion to Red Deer and Edgerton to Provost 240kV Transmission development ATCO | 7L130 relocation 3ba | 1473002897 | new | 7L130 relocation 3ba | 144 | ovh | 12.6 | single circuit | 1 | acsr266 | 5958979 | 1473 | 5958979 | 472934.8413
555 | 1473 | NID | 2014-06-24 | ATCO | 2019-04-01 | 4067266 | 0 | 0.58314 | Provost | NID- Vermillion to Red Deer and Edgerton to Provost 240kV Transmission development ATCO | 7L129 in/out 3ba | 1473002893 | new | 7L129 in/out 3ba | 144 | ovh | 4.9 | double circuit | 1 | acsr266 | 4067266 | 1473 | 3579194.08 | 730447.7714
556 | 1473 | NID | 2014-10-29 | ATCO | 2019-04-01 | 4061673 | 0 | 0.51483 | Provost | NID- Vermillion to Red Deer and Edgerton to Provost 240kV Transmission development ATCO | 7L129 in/out- (1ba,3A) | 14730021894 | new | 7L129 in/out- (1ba,3A) | 144 | ovh | 4.9 | double circuit | 1 | acsr266 | 4061673 | 1473 | 3574272.24 | 729443.3143
559 | 1473 | NID | 2014-10-29 | ATCO | 2019-04-01 | 3072022 | 0 | 0.51878 | Provost | NID- Vermillion to Red Deer and Edgerton to Provost 240kV Transmission development ATCO | 7L65 in/out- (1ab,3A) | 14730021782 | new | 7L65 in/out- (1ab,3A) | 144 | ovh | 1.6 | double circuit | 1 | acsr266 | 3072022 | 1473 | 2703379.36 | 1689612.1
560 | 1473 | NID | 2014-10-29 | ATCO | 2019-04-01 | 4067266 | 0 | 0.59778 | Provost | NID- Vermillion to Red Deer and Edgerton to Provost 240kV Transmission development ATCO | 7L129 in/out 3aa | 14730022344 | new | 7L129 in/out 3aa | 144 | ovh | 4.9 | double circuit | 1 | acsr266 | 4067266 | 1473 | 3579194.08 | 730447.7714
561 | 1473 | NID | 2014-10-29 | ATCO | 2019-04-01 | 3072022 | 0 | 0.50208 | Provost | NID- Vermillion to Red Deer and Edgerton to Provost 240kV Transmission development ATCO | 7L65 in/out- (1aa,3B) | 14730021728 | new | 7L65 in/out- (1aa,3B) | 144 | ovh | 1.6 | double circuit | 1 | acsr266 | 3072022 | 1473 | 2703379.36 | 1689612.1
565 | 1473 | NID | 2014-10-29 | ATCO | 2019-04-01 | 4061673 | 0 | 0.51368 | Provost | NID- Vermillion to Red Deer and Edgerton to Provost 240kV Transmission development ATCO | 7L129 in/out- (1bb,3B) | 14730022072 | new | 7L129 in/out- (1bb,3B) | 144 | ovh | 4.9 | double circuit | 1 | acsr266 | 4061673 | 1473 | 3574272.24 | 729443.3143
572 | 1473 | NID | 2014-06-24 | ATCO | 2019-04-01 | 3072022 | 0 | 0.47924 | Provost | NID- Vermillion to Red Deer and Edgerton to Provost 240kV Transmission development ATCO | 7L65 in/out- 1aa | 1473002494 | new | 7L65 in/out- 1aa | 144 | ovh | 1.6 | double circuit | 1 | acsr266 | 3072022 | 1473 | 2703379.36 | 1689612.1
573 | 1473 | NID | 2014-06-24 | ATCO | 2019-04-01 | 3139298 | 0 | 0.59778 | Provost | NID- Vermillion to Red Deer and Edgerton to Provost 240kV Transmission development ATCO | 7L65 in/out 3aa | 1473002807 | new | 7L65 in/out 3aa | 144 | ovh | 1.6 | double circuit | 1 | acsr266 | 3139298 | 1473 | 2762582.24 | 1726613.9
577 | 1473 | NID | 2014-06-24 | ATCO | 2019-04-01 | 3072022 | 0 | 0.48476 | Provost | NID- Vermillion to Red Deer and Edgerton to Provost 240kV Transmission development ATCO | 7L65 in/out- 1ba | 1473002593 | new | 7L65 in/out- 1ba | 144 | ovh | 1.6 | double circuit | 1 | acsr266 | 3072022 | 1473 | 2703379.36 | 1689612.1
579 | 1473 | NID | 2014-06-24 | ATCO | 2019-04-01 | 5399591 | 0 | 0.58314 | Provost | NID- Vermillion to Red Deer and Edgerton to Provost 240kV Transmission development ATCO | 7L117 relocation 3ba | 1473002895 | new | 7L117 relocation 3ba | 144 | ovh | 11 | single circuit | 1 | acsr266 | 5399591 | 1473 | 5399591 | 490871.9091
580 | 1473 | NID | 2014-06-24 | ATCO | 2019-04-01 | 3072022 | 0 | 0.49094 | Provost | NID- Vermillion to Red Deer and Edgerton to Provost 240kV Transmission development ATCO | 7L65 in/out- 1ab | 1473002543 | new | 7L65 in/out- 1ab | 144 | ovh | 1.6 | double circuit | 1 | acsr266 | 3072022 | 1473 | 2703379.36 | 1689612.1
582 | 1473 | NID | 2014-10-29 | ATCO | 2019-04-01 | 5958979 | 0 | 0.58036 | Provost | NID- Vermillion to Red Deer and Edgerton to Provost 240kV Transmission development ATCO | 7L130 relocation 3bb | 14730022477 | new | 7L130 relocation 3bb | 144 | ovh | 12.6 | single circuit | 1 | acsr266 | 5958979 | 1473 | 5958979 | 472934.8413
583 | 1473 | NID | 2014-10-29 | ATCO | 2019-04-01 | 3139297 | 0 | 0.58036 | Provost | NID- Vermillion to Red Deer and Edgerton to Provost 240kV Transmission development ATCO | 7L65 in/out 3bb | 14730022471 | new | 7L65 in/out 3bb | 144 | ovh | 1.6 | double circuit | 1 | acsr266 | 3139297 | 1473 | 2762581.36 | 1726613.35
585 | 1473 | NID | 2014-10-29 | ATCO | 2019-04-01 | 5958979 | 0 | 0.58314 | Provost | NID- Vermillion to Red Deer and Edgerton to Provost 240kV Transmission development ATCO | 7L130 relocation 3ba | 14730022432 | new | 7L130 relocation 3ba | 144 | ovh | 12.6 | single circuit | 1 | acsr266 | 5958979 | 1473 | 5958979 | 472934.8413
587 | 1473 | NID | 2014-10-29 | ATCO | 2019-04-01 | 5958979 | 0 | 0.60218 | Provost | NID- Vermillion to Red Deer and Edgerton to Provost 240kV Transmission development ATCO | 7L130 relocation 3ab | 14730022391 | new | 7L130 relocation 3ab | 144 | ovh | 12.6 | single circuit | 1 | acsr266 | 5958979 | 1473 | 5958979 | 472934.8413
588 | 1473 | NID | 2014-10-29 | ATCO | 2019-04-01 | 3139298 | 0 | 0.60218 | Provost | NID- Vermillion to Red Deer and Edgerton to Provost 240kV Transmission development ATCO | 7L65 in/out 3ab | 14730022385 | new | 7L65 in/out 3ab | 144 | ovh | 1.6 | double circuit | 1 | acsr266 | 3139298 | 1473 | 2762582.24 | 1726613.9
592 | 1473 | NID | 2014-10-29 | ATCO | 2019-04-01 | 5958979 | 0 | 0.59778 | Provost | NID- Vermillion to Red Deer and Edgerton to Provost 240kV Transmission development ATCO | 7L130 relocation 3aa | 14730022348 | new | 7L130 relocation 3aa | 144 | ovh | 12.6 | single circuit | 1 | acsr266 | 5958979 | 1473 | 5958979 | 472934.8413
596 | 1473 | NID | 2014-10-29 | ATCO | 2019-04-01 | 4061673 | 0 | 0.52337 | Provost | NID- Vermillion to Red Deer and Edgerton to Provost 240kV Transmission development ATCO | 7L129 in/out- (1cb,3A) | 14730022236 | new | 7L129 in/out- (1cb,3A) | 144 | ovh | 4.9 | double circuit | 1 | acsr266 | 4061673 | 1473 | 3574272.24 | 729443.3143
604 | 1473 | NID | 2014-06-24 | ATCO | 2019-04-01 | 3139298 | 0 | 0.60218 | Provost | NID- Vermillion to Red Deer and Edgerton to Provost 240kV Transmission development ATCO | 7L65 in/out 3ab | 1473002850 | new | 7L65 in/out 3ab | 144 | ovh | 1.6 | double circuit | 1 | acsr266 | 3139298 | 1473 | 2762582.24 | 1726613.9
605 | 1473 | NID | 2014-06-24 | ATCO | 2019-04-01 | 3072022 | 0 | 0.48642 | Provost | NID- Vermillion to Red Deer and Edgerton to Provost 240kV Transmission development ATCO | 7L65 in/out- 1ca | 1473002708 | new | 7L65 in/out- 1ca | 144 | ovh | 1.6 | double circuit | 1 | acsr266 | 3072022 | 1473 | 2703379.36 | 1689612.1
607 | 1473 | NID | 2014-06-24 | ATCO | 2019-04-01 | 5399591 | 0 | 0.58036 | Provost | NID- Vermillion to Red Deer and Edgerton to Provost 240kV Transmission development ATCO | 7L117 relocation 3bb | 1473002940 | new | 7L117 relocation 3bb | 144 | ovh | 11 | single circuit | 1 | acsr266 | 5399591 | 1473 | 5399591 | 490871.9091
608 | 1473 | NID | 2014-06-24 | ATCO | 2019-04-01 | 3139297 | 0 | 0.58314 | Provost | NID- Vermillion to Red Deer and Edgerton to Provost 240kV Transmission development ATCO | 7L65 in/out 3ba | 1473002891 | new | 7L65 in/out 3ba | 144 | ovh | 1.6 | double circuit | 1 | acsr266 | 3139297 | 1473 | 2762581.36 | 1726613.35
609 | 1473 | NID | 2014-10-29 | ATCO | 2019-04-01 | 4061673 | 0 | 0.50602 | Provost | NID- Vermillion to Red Deer and Edgerton to Provost 240kV Transmission development ATCO | 7L129 in/out- (1ba,3B) | 14730021953 | new | 7L129 in/out- (1ba,3B) | 144 | ovh | 4.9 | double circuit | 1 | acsr266 | 4061673 | 1473 | 3574272.24 | 729443.3143
610 | 1473 | NID | 2014-10-29 | ATCO | 2019-04-01 | 5399591 | 0 | 0.58036 | Provost | NID- Vermillion to Red Deer and Edgerton to Provost 240kV Transmission development ATCO | 7L117 relocation 3bb | 14730022475 | new | 7L117 relocation 3bb | 144 | ovh | 11 | single circuit | 1 | acsr266 | 5399591 | 1473 | 5399591 | 490871.9091
611 | 1473 | NID | 2014-10-29 | ATCO | 2019-04-01 | 4067266 | 0 | 0.58314 | Provost | NID- Vermillion to Red Deer and Edgerton to Provost 240kV Transmission development ATCO | 7L129 in/out 3ba | 14730022428 | new | 7L129 in/out 3ba | 144 | ovh | 4.9 | double circuit | 1 | acsr266 | 4067266 | 1473 | 3579194.08 | 730447.7714
613 | 1473 | NID | 2014-10-29 | ATCO | 2019-04-01 | 4061673 | 0 | 0.50208 | Provost | NID- Vermillion to Red Deer and Edgerton to Provost 240kV Transmission development ATCO | 7L129 in/out- (1aa,3B) | 14730021730 | new | 7L129 in/out- (1aa,3B) | 144 | ovh | 4.9 | double circuit | 1 | acsr266 | 4061673 | 1473 | 3574272.24 | 729443.3143
616 | 1473 | NID | 2014-10-29 | ATCO | 2019-04-01 | 3072022 | 0 | 0.52337 | Provost | NID- Vermillion to Red Deer and Edgerton to Provost 240kV Transmission development ATCO | 7L65 in/out- (1cb,3A) | 14730022234 | new | 7L65 in/out- (1cb,3A) | 144 | ovh | 1.6 | double circuit | 1 | acsr266 | 3072022 | 1473 | 2703379.36 | 1689612.1
624 | 1473 | NID | 2014-06-24 | ATCO | 2019-04-01 | 4061673 | 0 | 0.48476 | Provost | NID- Vermillion to Red Deer and Edgerton to Provost 240kV Transmission development ATCO | 7L129 in/out- 1ba | 1473002595 | new | 7L129 in/out- 1ba | 144 | ovh | 4.9 | double circuit | 1 | acsr266 | 4061673 | 1473 | 3574272.24 | 729443.3143
627 | 1473 | NID | 2014-06-24 | ATCO | 2019-04-01 | 4067266 | 0 | 0.58036 | Provost | NID- Vermillion to Red Deer and Edgerton to Provost 240kV Transmission development ATCO | 7L129 in/out 3bb | 1473002938 | new | 7L129 in/out 3bb | 144 | ovh | 4.9 | double circuit | 1 | acsr266 | 4067266 | 1473 | 3579194.08 | 730447.7714
633 | 1473 | NID | 2014-10-29 | ATCO | 2019-04-01 | 4067266 | 0 | 0.60218 | Provost | NID- Vermillion to Red Deer and Edgerton to Provost 240kV Transmission development ATCO | 7L129 in/out 3ab | 14730022387 | new | 7L129 in/out 3ab | 144 | ovh | 4.9 | double circuit | 1 | acsr266 | 4067266 | 1473 | 3579194.08 | 730447.7714
638 | 1473 | NID | 2014-10-29 | ATCO | 2019-04-01 | 4061673 | 0 | 0.52178 | Provost | NID- Vermillion to Red Deer and Edgerton to Provost 240kV Transmission development ATCO | 7L129 in/out- (1bb,3A) | 14730022012 | new | 7L129 in/out- (1bb,3A) | 144 | ovh | 4.9 | double circuit | 1 | acsr266 | 4061673 | 1473 | 3574272.24 | 729443.3143
643 | 1473 | NID | 2014-06-24 | ATCO | 2019-04-01 | 5958979 | 0 | 0.60218 | Provost | NID- Vermillion to Red Deer and Edgerton to Provost 240kV Transmission development ATCO | 7L130 relocation 3ab | 1473002856 | new | 7L130 relocation 3ab | 144 | ovh | 12.6 | single circuit | 1 | acsr266 | 5958979 | 1473 | 5958979 | 472934.8413
646 | 1473 | NID | 2014-06-24 | ATCO | 2019-04-01 | 4061673 | 0 | 0.49557 | Provost | NID- Vermillion to Red Deer and Edgerton to Provost 240kV Transmission development ATCO | 7L129 in/out- 1bb | 1473002652 | new | 7L129 in/out- 1bb | 144 | ovh | 4.9 | double circuit | 1 | acsr266 | 4061673 | 1473 | 3574272.24 | 729443.3143
647 | 1473 | NID | 2014-06-24 | ATCO | 2019-04-01 | 3072022 | 0 | 0.49557 | Provost | NID- Vermillion to Red Deer and Edgerton to Provost 240kV Transmission development ATCO | 7L65 in/out- 1bb | 1473002650 | new | 7L65 in/out- 1bb | 144 | ovh | 1.6 | double circuit | 1 | acsr266 | 3072022 | 1473 | 2703379.36 | 1689612.1
649 | 1473 | NID | 2014-06-24 | ATCO | 2019-04-01 | 3139297 | 0 | 0.58036 | Provost | NID- Vermillion to Red Deer and Edgerton to Provost 240kV Transmission development ATCO | 7L65 in/out 3bb | 1473002936 | new | 7L65 in/out 3bb | 144 | ovh | 1.6 | double circuit | 1 | acsr266 | 3139297 | 1473 | 2762581.36 | 1726613.35
656 | 1473 | NID | 2014-10-29 | ATCO | 2019-04-01 | 4061673 | 0 | 0.51024 | Provost | NID- Vermillion to Red Deer and Edgerton to Provost 240kV Transmission development ATCO | 7L129 in/out- (1ab,3B) | 14730021839 | new | 7L129 in/out- (1ab,3B) | 144 | ovh | 4.9 | double circuit | 1 | acsr266 | 4061673 | 1473 | 3574272.24 | 729443.3143
659 | 1473 | NID | 2014-10-29 | ATCO | 2019-04-01 | 3072022 | 0 | 0.51525 | Provost | NID- Vermillion to Red Deer and Edgerton to Provost 240kV Transmission development ATCO | 7L65 in/out- (1cb,3B) | 14730022287 | new | 7L65 in/out- (1cb,3B) | 144 | ovh | 1.6 | double circuit | 1 | acsr266 | 3072022 | 1473 | 2703379.36 | 1689612.1
661 | 1473 | NID | 2014-10-29 | ATCO | 2019-04-01 | 4061673 | 0 | 0.51141 | Provost | NID- Vermillion to Red Deer and Edgerton to Provost 240kV Transmission development ATCO | 7L129 in/out- (1aa,3A) | 14730021676 | new | 7L129 in/out- (1aa,3A) | 144 | ovh | 4.9 | double circuit | 1 | acsr266 | 4061673 | 1473 | 3574272.24 | 729443.3143
662 | 1473 | NID | 2014-10-29 | ATCO | 2019-04-01 | 3072022 | 0 | 0.51141 | Provost | NID- Vermillion to Red Deer and Edgerton to Provost 240kV Transmission development ATCO | 7L65 in/out- (1aa,3A) | 14730021674 | new | 7L65 in/out- (1aa,3A) | 144 | ovh | 1.6 | double circuit | 1 | acsr266 | 3072022 | 1473 | 2703379.36 | 1689612.1
665 | 1473 | NID | 2014-10-29 | ATCO | 2019-04-01 | 3072022 | 0 | 0.51368 | Provost | NID- Vermillion to Red Deer and Edgerton to Provost 240kV Transmission development ATCO | 7L65 in/out- (1bb,3B) | 14730022070 | new | 7L65 in/out- (1bb,3B) | 144 | ovh | 1.6 | double circuit | 1 | acsr266 | 3072022 | 1473 | 2703379.36 | 1689612.1
675 | 1473 | NID | 2014-10-01 | AML | 2019-07-01 | 2339670 | 0 | 0.43136 | Provost | NID- Vermillion to Red Deer and Edgerton to Provost 240kV Transmission development AML | 749L 138kV S/C 0.5 km of temporary and 0.5km new line (3.3B)_v1 | 14730021584 | new | 749L 138kV S/C 0.5 km of temporary and 0.5km new line (3.3B)_v1 | 138 | ovh | 1 | single circuit | 1 | acsr266 | 2339670 | 1473 | 2339670 | 2339670
677 | 1473 | NID | 2014-06-24 | ATCO | 2019-04-01 | 4061673 | 0 | 0.47924 | Provost | NID- Vermillion to Red Deer and Edgerton to Provost 240kV Transmission development ATCO | 7L129 in/out- 1aa | 1473002496 | new | 7L129 in/out- 1aa | 144 | ovh | 4.9 | double circuit | 1 | acsr266 | 4061673 | 1473 | 3574272.24 | 729443.3143
679 | 1473 | NID | 2014-06-24 | ATCO | 2019-04-01 | 4067266 | 0 | 0.59778 | Provost | NID- Vermillion to Red Deer and Edgerton to Provost 240kV Transmission development ATCO | 7L129 in/out 3aa | 1473002809 | new | 7L129 in/out 3aa | 144 | ovh | 4.9 | double circuit | 1 | acsr266 | 4067266 | 1473 | 3579194.08 | 730447.7714
683 | 1473 | NID | 2014-10-29 | ATCO | 2019-04-01 | 4067266 | 0 | 0.58036 | Provost | NID- Vermillion to Red Deer and Edgerton to Provost 240kV Transmission development ATCO | 7L129 in/out 3bb | 14730022473 | new | 7L129 in/out 3bb | 144 | ovh | 4.9 | double circuit | 1 | acsr266 | 4067266 | 1473 | 3579194.08 | 730447.7714
684 | 1473 | NID | 2014-10-29 | ATCO | 2019-04-01 | 3139297 | 0 | 0.58314 | Provost | NID- Vermillion to Red Deer and Edgerton to Provost 240kV Transmission development ATCO | 7L65 in/out 3ba | 14730022426 | new | 7L65 in/out 3ba | 144 | ovh | 1.6 | double circuit | 1 | acsr266 | 3139297 | 1473 | 2762581.36 | 1726613.35
686 | 1473 | NID | 2014-10-29 | ATCO | 2019-04-01 | 3139298 | 0 | 0.59778 | Provost | NID- Vermillion to Red Deer and Edgerton to Provost 240kV Transmission development ATCO | 7L65 in/out 3aa | 14730022342 | new | 7L65 in/out 3aa | 144 | ovh | 1.6 | double circuit | 1 | acsr266 | 3139298 | 1473 | 2762582.24 | 1726613.9
695 | 1473 | NID | 2014-10-01 | AML | 2019-07-01 | 503193 | 0 | 0.45354 | Provost | NID- Vermillion to Red Deer and Edgerton to Provost 240kV Transmission development AML | Relocate reterminate 701L at Strome 223S (1.2)_v1 | 14730021328 | new | Relocate reterminate 701L at Strome 223S (1.2)_v1 | 138 | ovh | 0.11 | single circuit | 1 | acsr266 | 503193 | 1473 | 503193 | 4574481.8182
696 | 1473 | NID | 2014-10-01 | AML | 2019-07-01 | 1008974 | 0 | 0.46674 | Provost | NID- Vermillion to Red Deer and Edgerton to Provost 240kV Transmission development AML | Remove and Re-Terminate 138kV-704L at Jarrow 252S and junction 7L50 (1.1)_v1 | 14730021306 | new | Remove and Re-Terminate 138kV-704L at Jarrow 252S and junction 7L50 (1.1)_v1 | 138 | ovh | 0.2 | single circuit | 1 | acsr266 | 1008974 | 1473 | 1008974 | 5044870
702 | 1473 | NID | 2014-10-01 | AML | 2019-07-01 | 2339670 | 0 | 0.45736 | Provost | NID- Vermillion to Red Deer and Edgerton to Provost 240kV Transmission development AML | 749L 138kV S/C 0.5 km of temporary and 0.5km new line (3.3A)_v1 | 14730021554 | new | 749L 138kV S/C 0.5 km of temporary and 0.5km new line (3.3A)_v1 | 138 | ovh | 1 | single circuit | 1 | acsr266 | 2339670 | 1473 | 2339670 | 2339670
706 | 1473 | NID | 2014-06-24 | ATCO | 2019-04-01 | 5399591 | 0 | 0.60218 | Provost | NID- Vermillion to Red Deer and Edgerton to Provost 240kV Transmission development ATCO | 7L117 relocation 3ab | 1473002854 | new | 7L117 relocation 3ab | 144 | ovh | 11 | single circuit | 1 | acsr266 | 5399591 | 1473 | 5399591 | 490871.9091
708 | 1473 | NID | 2014-06-24 | ATCO | 2019-04-01 | 4061673 | 0 | 0.48642 | Provost | NID- Vermillion to Red Deer and Edgerton to Provost 240kV Transmission development ATCO | 7L129 in/out- 1ca | 1473002710 | new | 7L129 in/out- 1ca | 144 | ovh | 4.9 | double circuit | 1 | acsr266 | 4061673 | 1473 | 3574272.24 | 729443.3143
711 | 1473 | NID | 2014-06-24 | ATCO | 2019-04-01 | 4061673 | 0 | 0.49094 | Provost | NID- Vermillion to Red Deer and Edgerton to Provost 240kV Transmission development ATCO | 7L129 in/out- 1ab | 1473002545 | new | 7L129 in/out- 1ab | 144 | ovh | 4.9 | double circuit | 1 | acsr266 | 4061673 | 1473 | 3574272.24 | 729443.3143
713 | 1473 | NID | 2014-10-29 | ATCO | 2019-04-01 | 3072022 | 0 | 0.50602 | Provost | NID- Vermillion to Red Deer and Edgerton to Provost 240kV Transmission development ATCO | 7L65 in/out- (1ba,3B) | 14730021951 | new | 7L65 in/out- (1ba,3B) | 144 | ovh | 1.6 | double circuit | 1 | acsr266 | 3072022 | 1473 | 2703379.36 | 1689612.1
716 | 1473 | NID | 2014-10-29 | ATCO | 2019-04-01 | 5399591 | 0 | 0.58314 | Provost | NID- Vermillion to Red Deer and Edgerton to Provost 240kV Transmission development ATCO | 7L117 relocation 3ba | 14730022430 | new | 7L117 relocation 3ba | 144 | ovh | 11 | single circuit | 1 | acsr266 | 5399591 | 1473 | 5399591 | 490871.9091
718 | 1473 | NID | 2014-10-29 | ATCO | 2019-04-01 | 3072022 | 0 | 0.51024 | Provost | NID- Vermillion to Red Deer and Edgerton to Provost 240kV Transmission development ATCO | 7L65 in/out- (1ab,3B) | 14730021837 | new | 7L65 in/out- (1ab,3B) | 144 | ovh | 1.6 | double circuit | 1 | acsr266 | 3072022 | 1473 | 2703379.36 | 1689612.1
719 | 1473 | NID | 2014-10-29 | ATCO | 2019-04-01 | 4061673 | 0 | 0.51878 | Provost | NID- Vermillion to Red Deer and Edgerton to Provost 240kV Transmission development ATCO | 7L129 in/out- (1ab,3A) | 14730021784 | new | 7L129 in/out- (1ab,3A) | 144 | ovh | 4.9 | double circuit | 1 | acsr266 | 4061673 | 1473 | 3574272.24 | 729443.3143
721 | 1473 | NID | 2014-10-29 | ATCO | 2019-04-01 | 5399591 | 0 | 0.59778 | Provost | NID- Vermillion to Red Deer and Edgerton to Provost 240kV Transmission development ATCO | 7L117 relocation 3aa | 14730022346 | new | 7L117 relocation 3aa | 144 | ovh | 11 | single circuit | 1 | acsr266 | 5399591 | 1473 | 5399591 | 490871.9091
723 | 1473 | NID | 2014-10-29 | ATCO | 2019-04-01 | 4061673 | 0 | 0.51525 | Provost | NID- Vermillion to Red Deer and Edgerton to Provost 240kV Transmission development ATCO | 7L129 in/out- (1cb,3B) | 14730022289 | new | 7L129 in/out- (1cb,3B) | 144 | ovh | 4.9 | double circuit | 1 | acsr266 | 4061673 | 1473 | 3574272.24 | 729443.3143
726 | 1473 | NID | 2014-10-29 | ATCO | 2019-04-01 | 4061673 | 0 | 0.50758 | Provost | NID- Vermillion to Red Deer and Edgerton to Provost 240kV Transmission development ATCO | 7L129 in/out- (1ca,3B) | 14730022184 | new | 7L129 in/out- (1ca,3B) | 144 | ovh | 4.9 | double circuit | 1 | acsr266 | 4061673 | 1473 | 3574272.24 | 729443.3143
727 | 1473 | NID | 2014-10-29 | ATCO | 2019-04-01 | 3072022 | 0 | 0.50758 | Provost | NID- Vermillion to Red Deer and Edgerton to Provost 240kV Transmission development ATCO | 7L65 in/out- (1ca,3B) | 14730022182 | new | 7L65 in/out- (1ca,3B) | 144 | ovh | 1.6 | double circuit | 1 | acsr266 | 3072022 | 1473 | 2703379.36 | 1689612.1
732 | 1473 | NID | 2014-10-29 | ATCO | 2019-04-01 | 3072022 | 0 | 0.52178 | Provost | NID- Vermillion to Red Deer and Edgerton to Provost 240kV Transmission development ATCO | 7L65 in/out- (1bb,3A) | 14730022010 | new | 7L65 in/out- (1bb,3A) | 144 | ovh | 1.6 | double circuit | 1 | acsr266 | 3072022 | 1473 | 2703379.36 | 1689612.1
738 | 1473 | NID | 2014-06-24 | ATCO | 2019-04-01 | 5399591 | 0 | 0.59778 | Provost | NID- Vermillion to Red Deer and Edgerton to Provost 240kV Transmission development ATCO | 7L117 relocation 3aa | 1473002811 | new | 7L117 relocation 3aa | 144 | ovh | 11 | single circuit | 1 | acsr266 | 5399591 | 1473 | 5399591 | 490871.9091
772 | 1558 | PPS | 2015-07-29 | AML | 2017-07-01 | 0 | 1939000 | 0.57227 | Wainwright | PPS - Battle Sands 594S Substation Project | New 138kV 1km 769BL | 15580020030 | new | 769BL | 138 | ovh | 1 | single circuit | 1 | acsr266 | 1939000 | 1558 | 1939000 | 1939000
776 | 1594 | PPS | 2016-05-26 | AML | 2018-03-01 | 0 | 6152000 | 0.42711 |  | PPS- Fortis Wainright Enhanced Reliability Project | New 138kv 26km line | 15940020005 | new | 704L | 138 | ovh | 26 | single circuit | 1 | acsr266 | 6152000 | 1594 | 6152000 | 236615.3846
777 | 1618 | PPS | 2016-05-26 | ATCO | 2017-06-01 | 0 | 624061 | 0.62777 |  | PPS- Spirit River New POD | T-tap at 7LA10 | 16180020010 | new | 7LA10 | 144 | ovh | 0.06 | single circuit | 1 | acsr267 | 624061 | 1618 | 624061 | 10401016.6667
783 | 1660 | PPS | 2017-04-21 | AML | 2018-12-20 | 0 | 2242545 | 0.47525 | Fort_MacLeod | Welsch Wind Farm- Tap on 624L project | 624L | 16600020010 | new | 624L | 138 | ovh | 6 | single circuit | 1 | acsr266 | 2242545 | 1660 | 2242545 | 373757.5
787 | 1722 | PPS | 2017-01-23 | ATCO | 2018-03-01 | 0 | 9741218 | 0.62085 | Fox_Creek | ATCO Muir New POD | ATCO Muir New POD | 17220020010 | new | Wood Line (T-tap) 7LA90 144kV SC 1x266.8 kcmil ACSR Partridge 7 km | 144 | ovh | 7 | single circuit | 1 | acsr266 | 4810609 | 1722 | 4810609 | 687229.8571
792 | 1781 | NID | 2016-09-08 | ATCO | 2021-02-11 | 2233525 | 0 | 0.48214 | central | Central Region Transmission Reinforcement (ATCO) | 7L65 In-Out D/C 1.7km | 17810020282 | new | 7L65 In-Out | 144 | ovh | 1.7 | double circuit | 1 | acsr266 | 2233525 | 1781 | 1965502 | 1156177.6471
796 | 1781 | NID | 2016-09-08 | ATCO | 2021-02-11 | 2233525 | 0 | 0.4804 | central | Central Region Transmission Reinforcement (ATCO) | 7L65 In-Out D/C 1.7km | 17810020303 | new | 7L65 In-Out | 144 | ovh | 1.7 | double circuit | 1 | acsr266 | 2233525 | 1781 | 1965502 | 1156177.6471
810 | 1781 | NID | 2016-09-08 | ATCO | 2021-02-11 | 2233525 | 0 | 0.50117 | central | Central Region Transmission Reinforcement (ATCO) | 7L65 In-Out D/C 1.7km | 17810020286 | new | 7L65 In-Out | 144 | ovh | 1.7 | double circuit | 1 | acsr266 | 2233525 | 1781 | 1965502 | 1156177.6471
816 | 1781 | NID | 2016-09-08 | ATCO | 2021-02-11 | 2233525 | 0 | 0.4936 | central | Central Region Transmission Reinforcement (ATCO) | 7L65 In-Out D/C 1.7km | 17810020289 | new | 7L65 In-Out | 144 | ovh | 1.7 | double circuit | 1 | acsr266 | 2233525 | 1781 | 1965502 | 1156177.6471
821 | 1781 | NID | 2016-09-08 | ATCO | 2021-02-11 | 2233525 | 0 | 0.49479 | central | Central Region Transmission Reinforcement (ATCO) | 7L65 In-Out D/C 1.7km | 17810020298 | new | 7L65 In-Out | 144 | ovh | 1.7 | double circuit | 1 | acsr266 | 2233525 | 1781 | 1965502 | 1156177.6471
[17 empty] | 984.829 |  |  |  |  | average $/km : | 529855.6186

## StudytoUpdateComparison
Effect of updating 2014 Study classification input data | [23 empty] | Sep-xx-2017
Public
Adjustment Factors
Voltage | Line type | Factor |  | Updated classification for lines included in 2014 Study
240 kV | double circuit | 1 |  |  | 2014 Study | 2018 Update
| d/c 1st side | 1.18 |  | 240kV line | 6.331% | 17.28%
| single circuit | 1.62 |  | 138kV line | 18.15% | 18.07%
138/144 kV | double circuit | 0.88
| d/c 1st side | 0.94
| single circuit | 1
Note, all data limited to "new" projects
240 kV, 2x1033 | [5 empty] | Database Given to LEI | [9 empty] | Current Database | [6 empty] | Change
|  | SRC_DATE | SRC_TYPE | SCOPE | ACTION | LINE | KV | TYPE | LENGTH | CIRCUIT | CONDUCTOR_PER_PHASE | CONDUCTOR | Cost | Adjust 240 kV lines to DC | comments | FED_ID | voltage | length | circuit type | Cost | Adjust 240 kV lines to DC | comments | change | change %
| PPS - NFTP | 2011-11-30 | PPS | Build temporary 240kV lines | new | 911L temporary line | 240 | ovh | 3 | single circuit | 2 | *1033 | 1469000 | 2379780 |  | 11170020291 | 240 | 3 | single circuit | 3307000 | 5357340 |  | 1838000 | 125.1%
| AML ECTP | 2013-06-27 | PPS | Construct 4km of 240kV to connect Janet 74S to Enmax No. 25 | new | 985/1003L | 240 | ovh | 4 | double circuit | 2 | 1033 | 13971000 | 13971000 |  | 7190020090 | 240 | 4 | double circuit | 13971000 | 13971000 |  | 0 | 0%
| PPS - SATR886 Cassils to Bowmanton Transmission Line and Bowmanton Substations | 2010-06-25 | PPS | New line 240KV - 1034L / 1035L | new | 1034L/1035L | 240 | ovh | 130 | double circuit | 2 | acsr1034 | 173172000 | 173172000 |  | 8860020446 | 240 | 130 | double circuit | 173172000 | 173172000 |  | 0 | 0%
| PPS-787-1035 Picture Butte to Etzikom Coulee(PBEC) | 2013-07-12 | PPS | transmission line 991L | new | transmission line 991L | 240 | ovh | 70 | d/c 1st side | 2 | acsr1033 | 128996000 | 152215280 |  | 10350020629 | 240 | 70 | d/c 1st side | 128996000 | 152215280 |  | 0 | 0%
| Fidler 312S Substation Interconnection | 2012-10-03 | PPS | Build new 240 kV double circuit 994L/1071L line | new | 994L/1071L | 240 | ovh | 9 | double circuit | 2 | acsr1033 | 23146000 | 23146000 |  | 936002143 | 240 | 9 | double circuit | 23146000 | 23146000 |  | 0 | 0%
| PPS - HATD - Ware Junction | 2013-03-11 | PPS | Build a new 240kV d/c line from Ware 132S to Cassils 324S | new | 240kV 1053L | 240 | ovh | 40 | d/c 1st side | 2 | acsr1033 | 71300000 | 84134000 |  | 1028003071 | 240 | 40 | d/c 1st side | 71300000 | 84134000 |  | 0 | 0%
| NID - South and West of Edmonton Area Development | 2012-08-01 | NID | in/out 240 kV D/C line connecting Legacy Park to 905L | new | 905L 240 kV D/C in/out to Legacy Park sub | 240 | ovh | 4.5 | double circuit | 2 | acsr1033 | 15947591 | 15947591 |  | 850002085 | 240 | 4.5 | double circuit | 15947591 | 15947591 |  | 0 | 0%
| 1101-PPS-Pike 170S Substation | 2012-12-06 | PPS | new 1115L double circuit one side strung | new | 1115L | 240 | ovh | 22 | d/c 1st side | 2 | acsr1033 | 39860583 | 47035487.94 |  | 11010020506 | 240 | 22 | d/c 1st side | 56642527 | 66838181.86 |  | 16781944 | 42.1%
| Saddlebrook Power Station Interconnection Project PPS | 2009-06-05 | PPS | Build new 240kV double-circuit line 911L and 1032L to connect to existing 911L | new | 911L/1032L | 240 | ovh | 1 | double circuit | 2 | acsr1033 | 3503000 | 3503000 |  | 744002024 | 240 | 1 | double circuit | 3503000 | 3503000 |  | 0 | 0%
| PPS - 787-1037 Southern alberta Transmission Reinforcement(SATR) Etzikom Coulee to Whitla(ECW) | 2013-07-12 | PPS | new line 984L/987L | new | line 984L/987L | 240 |  | 86 | double circuit | 2 | acsr1033 | 129168000 | 129168000
| PPS - NFTP | 2011-11-30 | PPS | Construct new 240kV d/c line between Foothills 237S and Enmax No. 65 | new | 1106L/1107L | 240 | ovh | 52 | double circuit | 2 | acsr1033 | 92942000 | 92942000 |  | 11170020288 | 240 | 52 | double circuit | 107921000 | 107921000 |  | 14979000 | 16.12%
| PPS - SATR882 South Foothills Transmission Project | 2011-10-04 | PPS | 1037L/1038L | new | 1037L/1038L | 240 | ovh | 120 | double circuit | 2 | acsr1033 | 164441000 | 164441000 |  | 882002345 | 240 | 125 | double circuit | 251102456 | 251102456 |  | 86661456 | 52.7%
| NID - South and West of Edmonton Area Development | 2012-08-01 | NID | in/out 240 kV D/C line connecting Harry Smith to 1043L | new | 240 kV D/C in/out of 1043 | 240 | ovh | 0.2 | double circuit | 2 | acsr1033 | 597618 | 597618 |  | 850002013 | 240 | 0.2 | double circuit | 597618 | 597618 |  | 0 | 0%
| PPS - Edmonton Region ¿ 240 kV Line Upgrades | 2009-06-30 | PPS | Build new 12 km 1043L | new | 1043L | 240 | ovh | 12 | d/c 1st side | 2 | acsr1033 | 18782529 | 22163384.22 |  | 786002005 | 240 | 12 | d/c 1st side | 18782529 | 22163384.22 |  | 0 | 0%
| PPS - Heartland Bulk Transmission Development - East TUC | 2012-10-12 | PPS | Construct 240kV transmission line to complete Heartland loop | new | 1054L/1061L | 240 | ovh | 22 | double circuit | 2 | acsr1033 | 55731903 | 55731903 |  | 6290020301 | 240 | 22 | double circuit | 56341765 | 56341765 |  | 609862 | 1.094%
| PPS - SATR887 - Bowmanton Substation to Whitla Transmission Line and New Whitla Substation | 2010-06-25 | PPS | New line 240KV - 964L / 983L | new | 964L/983L | 240 | ovh | 110 | double circuit | 2 | acsr1033 | 158822000 | 158822000 |  | 8870020412 | 240 | 110 | double circuit | 158222000 | 158222000 |  | -600000 | -0.3778%
| CRR PPS | 2010-06-01 | PPS | Construct new 240kV line and renumber 1071L | new | 1071L/1072L | 240 | ovh | 6 | double circuit | 2 | acsr1033 | 11610000 | 11610000 |  | 462002015 | 240 | 6 | double circuit | 11610000 | 11610000 |  | 0 | 0%
| 1101-PPS-Ipiatik 167S Substation | 2012-12-19 | PPS | new 240 kV 1116L d/c one side strung | new | 1116L | 240 | ovh | 22 | d/c 1st side | 2 | acsr1033 | 38446021 | 45366304.78 |  | 11010020551 | 240 | 22 | d/c 1st side | 60032428 | 70838265.04 |  | 21586407 | 56.15%
| PPS - Langdon to Janet | 2011-11-30 | PPS | Construct approx. 18km 240kV d/c from Langdon 102S to Janet 74S | new | 1064L/1065L | 240 | ovh | 18 | double circuit | 2 | acsr1033 | 29722000 | 29722000 |  | 11170020194 | 240 | 18 | double circuit | 44952000 | 44952000 |  | 15230000 | 51.24%
| 1101-PPS-Ipiatik 167S Substation | 2012-12-19 | PPS | new 240 kV 1117L d/c one side strung | new | 1117L | 240 | ovh | 56 | d/c 1st side | 2 | acsr1033 | 96671599 | 114072486.82 |  | 11010020554 | 240 | 56 | d/c 1st side | 131251003 | 154876183.54 |  | 34579404 | 35.77%
[13 empty] | 1139131844 | [6 empty] | 1330797917 |  |  | 191666073 | 16.83%
[14 empty] | 787.7 | Sum of length | [5 empty] | 706.7 | Sum of length
[14 empty] | 1340140835.76 | Sum of cost | [5 empty] | 1416909064.66 | Sum of cost
[14 empty] | 1701334.0558 | Weighted average ($/km) | [5 empty] | 2004965.4233 | average/km |  | 17.85%
240 kV, 2x795
|  | SRC_DATE | SRC_TYPE | SCOPE | ACTION | LINE | KV | TYPE | LENGTH | CIRCUIT | CONDUCTOR_PER_PHASE | CONDUCTOR | Cost | Adjust 240 kV lines to DC |  | FED_ID | voltage | length | circuit type | Cost | Adjust 240 kV lines to DC | comments
| PPS - Lanfine to Penukan 240kV Single Circuit | 2010-05-26 | PPS | Install Transmission line 9L46 from Lanfine to Pemukan | new | 9L46 | 240 | ovh | 68.7 | d/c 1st side | 2 | *795 | 46582000 | 54966760 |  | 1003002355 | 240 | 68.7 | d/c 1st side | 46582000 | 54966760 |  | 0 | 0%
| PPS - Oakland to Coyote Lake Line & Substation | 2010-05-26 | PPS | Construct new 240kV s/c line 9L29 from Coyote 963S to Oakland 946S | new | 9L29 | 240 | ovh | 44.7 | d/c 1st side | 2 | *795 | 29801000 | 35165180 |  | 999002274 | 240 | 44.7 | d/c 1st side | 29801000 | 35165180 |  | 0 | 0%
| PPS - Anderson to Oakland Double Circuit & Substation | 2010-05-26 | PPS | Transmission line 9L70 and 9L97 | new | 9L70 and 9L97 | 240 | ovh | 9.2 | double circuit | 2 | *795 | 8438000 | 8438000 |  | 996002235 | 240 | 9.2 | double circuit | 8438000 | 8438000 |  | 0 | 0%
| Christina Lake 240KV Transmission Development NID | 2011-10-06 | NID | New 240kV d/c line from CHL2 to CHL4 | new | CHL2 to CHL4 240kV line | 240 | ovh | 30 | d/c 1st side | 2 | *795 | 50362771 | 59428069.78 |  | 1101002170 | 240 | 30 | d/c 1st side | 50362771 | 59428069.78 |  | -1405832 | -2.791%
| PPS - Oakland to Lanfine Line | 2010-05-26 | PPS | Install transmission line 9L24 | new | 9L24 | 240 | ovh | 88.6 | d/c 1st side | 2 | *795 | 58236000 | 68718480 |  | 998002255 | 240 | 88.6 | d/c 1st side | 58236000 | 68718480 |  | 0 | 0%
| PPS - Pemukan to AltaLink Hansman Lake Line | 2010-05-26 | PPS | Install Transmission Line from Pemukan to Hansman Lake 9L966 | new | 9L966 | 240 | ovh | 40 | d/c 1st side | 2 | *795 | 31227000 | 36847860
| 9L66 PPS | 2009-04-30 | PPS | Build 8.9km of new s/c 240kV between Muskeg River 847S and 9L66/Aurora line corridor crossing | new | 966L s/c | 240 | ovh | 8.9 | single circuit | 2 | *795 | 7227000 | 11707740 |  | 943002004 | 240 | 8.9 | single circuit | 7227000 | 11707740 |  | 0 | 0%
| North Ft Mac | 2012-06-15 | PPS | Construction of 9L69 between McClelland and Black Fly | new | 9L69 | 240 | cbl | 34 | d/c 1st side | 2 | 795 | 66799208 | 78823065.44 |  | 791002040 | 240 | 34 | d/c 1st side | 66799208 | 78823065.44 |  | 0 | 0%
| North Ft Mac | 2012-06-15 | PPS | Construction of 9L84 between Black Fly and Salt Creek | new | 9L84 | 240 | cbl | 82 | d/c 1st side | 2 | 795 | 183739858 | 216813032.44 |  | 791002043 | 240 | 82 | d/c 1st side | 183739858 | 216813032.44 |  | 0 | 0%
| Christina Lake 240KV Transmission Development NID | 2011-10-06 | NID | New 240kVe d/c single side strung line between CHL4 and CHL1 | new | 1115L CHL1 to CHL4 240kV Line | 240 | ovh | 30 | d/c 1st side | 2 | acsr795 | 48956939 | 57769188.02 |  | 1101002156 | 240 | 30 | d/c 1st side | 48956939 | 57769188.02 |  | 0 | 0%
| PPS - HATD - Hansman Lake 650S | 2013-03-11 | PPS | Build new d/c 240kV transmission line one side strung 966L from Hansman Lake 650S to Pemukan 932S | new | 240kV 966L | 240 | ovh | 20 | d/c 1st side | 2 | acsr795 | 42058000 | 49628440 |  | 1026003048 | 240 | 20 | d/c 1st side | 42058000 | 49628440 |  | 0 | 0%
| PPS-811-Cold lake | 2013-01-22 | PPS | Construct 7L/9L146 line from Bourque 970S to Bonnyville 700S1 | new | 7L/9L146 | 240 | ovh | 58 | double circuit | 2 | acsr795 | 71880877 | 71880877
| PPS - Northwest Fort McMurray Transmission Development | 2013-01-25 | PPS | Construction of 68km of 240kV s/c line on H-frame, 9L95 | new | 9L95 | 240 | ovh | 68.11 | single circuit | 2 | acsr795 | 77765496 | 125980103.52 |  | 11800020291 | 240 | 68.11 | single circuit | 77765496 | 125980103.52 |  | 0 | 0%
| Christina Lake 240KV Transmission Development NID | 2011-10-06 | NID | Build new 240kV d/c single side from Hear Lake A898S and CHL2 | new | A898S to CHL2 240kV | 240 | ovh | 60 | d/c 1st side | 2 | acsr795 | 96321086 | 113658881.48 |  | 1101002172 | 240 | 60 | d/c 1st side | 96321086 | 113658881.48 |  | 0 | 0%
| PPS - Northwest Fort McMurray Transmission Development | 2013-01-25 | PPS | Construction of 68km of 240kV s/c line on H-frame, 9L95 | new | 9L76 / 9L08 | 240 | ovh | 65.5 | double circuit | 2 | acsr795 | 137998024 | 137998024 |  | 11800020257 | 240 | 52 | double circuit | 107750000 | 107750000 |  | -30248024 | -21.92%
[13 empty] | 854285382 | [6 empty] | 824037358 |  |  | -31653856 | -3.705%
[14 empty] | 707.71 | Sum of length | [5 empty] | 596.21 | Sum of length
[14 empty] | 1127823701.68 | Sum of cost | [5 empty] | 988846940.68 | Sum of cost
[14 empty] | 1593624.0857 | Weighted average ($/km) | [5 empty] | 1658554.7721 | average/km |  | 4.074%
[14 empty] | 6.331% | bulk classification | [5 empty] | 17.28% | bulk classification |  | 10.95%
144 & 138 kV, 1x477
|  | SRC_DATE | SRC_TYPE | SCOPE | ACTION | LINE | KV | TYPE | LENGTH | CIRCUIT | CONDUCTOR_PER_PHASE | CONDUCTOR | Cost | Adjust 144/138 kV lines to SC |  | FED_ID | voltage | length | circuit type | Cost | Adjust 240 kV lines to DC | comments
| PPS-811-Cold lake | 2013-01-22 | PPS | Construct 7L157 line from Mahihkan 837S to Bourque 970S1 | new | 7L1571 | 144 |  | 0.7 | single circuit | 1 | acsr477 | 1178040 | 1178040 |  | 8110020220 | 144 | 0.7 | single circuit | 642579 | 642579 |  | -535461 | -45.45%
| PPS - Mustus Biomass Generator Blumenort 832S to Windy Hill | 2010-01-25 | PPS | Transmission Line 7L140 | new | 7L140 | 144 | ovh | 24 | single circuit | 1 | acsr477 | 3153299 | 3153299
| Conoco PPS | 2010-07-07 | PPS | Construct new line between Quigley and Kinosis | new | 7L104 | 144 | ovh | 14 | single circuit | 1 | acsr477 | 6014000 | 6014000 |  | 927002012 | 144 | 14 | single circuit | 6014000 | 6014000 |  | 0 | 0%
| PPS - Saleski 901S 144 kV Interconnection | 2012-06-30 | PPS | 7L167 line | new | 7L167 line | 144 | ovh | 10 | single circuit | 1 | acsr477 | 5326173 | 5326173 |  | 776002037 | 144 | 10 | single circuit | 5326173 | 5326173 |  | -5206390 | -97.75%
| PPS-811-Cold lake | 2013-01-22 | PPS | Replace 7L83 from Leming Lake 715S to Bourque 970S1 | new | 7L83 1 | 144 | ovh | 6.5 | single circuit | 1 | acsr477 | 4976948 | 4976948 |  | 8110020230 | 144 | 6.5 | single circuit | 5277855 | 5277855 |  | 300907 | 6.046%
| PPS-811-7L749 Replacement | 2011-10-28 | PPS | Replace 7L749 transmission line1 | new | 7L7491 | 144 | ovh | 51 | single circuit | 1 | acsr477 | 18846000 | 18846000 |  | 8110020009 | 144 | 51 | single circuit | 18846000 | 18846000 |  | 0 | 0%
| P673 Salt Creek | 2010-03-31 | PPS | Construct new 144kV line from Salt Creek 977S to Hangingstone 820S | new | 7L135 | 144 | ovh | 4.3 | single circuit | 1 | *477 | 2018964 | 2018964
| PPS - Lanfine to Oyen Line | 2010-05-26 | PPS | Transmission line 7L132 | new | 7L132 | 144 | ovh | 7.1 | double circuit | 1 | *477 | 6320000 | 5561600 |  | 982002210 | 144 | 7.1 | double circuit | 6320000 | 5561600 |  | 0 | 0%
| NID - South and West of Edmonton Area Development | 2012-08-01 | NID | 138 kV S/C line connecting Legacy Park to Spruce Grove 595S | new | 138 kV line - Legacy Park to Spruce Grove 595S | 138 | ovh | 17 | single circuit | 1 | acsr477 | 5886545 | 5886545 |  | 850002107 | 138 | 17 | single circuit | 5886545 | 5886545 |  | 0 | 0%
| NID - South and West of Edmonton Area Development | 2012-08-01 | NID | open 780L between the two new lines | new | 138 kV line (174L) modification | 138 | ovh | 0.4 | single circuit | 1 | acsr477 | 119783 | 119783 |  | 850002064 | 138 | 0.4 | single circuit | 119783 | 119783 |  | 0 | 0%
| NID - South and West of Edmonton Area Development | 2012-08-01 | NID | 138 kV S/C line connecting Legacy Park to 739L | new | 138 kV from Legacy Park sub to Bilby 432S | 138 | ovh | 2 | single circuit | 1 | acsr477 | 681986 | 681986 |  | 850002082 | 138 | 2 | single circuit | 681986 | 681986 |  | 0 | 0%
| PPS - Vista Coal 270S | 2012-12-06 | PPS | Tie in to 745L from 270S | new | 745L/625L | 138 | ovh | 7 | double circuit | 1 | acsr477 | 5004629 | 4404073.52 |  | 1200002011 | 138 | 7 | double circuit | 5004629 | 4404073.52 |  | 0 | 0%
| NID - South and West of Edmonton Area Development | 2012-08-01 | NID | 138 kV S/C line from Nisku 149S to Blackmud 155S | new | 138 kV line from Nisku 149S to Blackmud 155S | 138 | ovh | 8 | single circuit | 1 | acsr477 | 2602075 | 2602075 |  | 850002124 | 138 | 8 | single circuit | 2602075 | 2602075 |  | 0 | 0%
| NID - South and West of Edmonton Area Development | 2012-08-01 | NID | 138 kV D/C line connecting 780L/858L lines to Saunders Lake (38S/40S) | new | 780L/858L termination at Saunders Lake (38S/40S) | 138 | ovh | 1 | double circuit | 1 | acsr477 | 710073 | 624864.24 |  | 850002040 | 138 | 1 | double circuit | 710073 | 624864.24 |  | 0 | 0%
| PPS - SATR882 South Foothills Transmission Project Windy Flats 138S Substation 138 kV | 2011-10-27 | PPS | Connection of 608L to 138S - New 138kV DC | new | 608L - d/c | 138 | ovh | 1.6 | double circuit | 1 | acsr477 | 1000000 | 880000 | 1x477 and 1x266
| PPS - 66L AML | 2008-06-01 | PPS | Construct 138kV s/c line from West Brooks 28S to 100L near Brooks 121S | new | 666L - West Brooks 28S to 100L near Brooks 121S | 138 | ovh | 12.2 | single circuit | 1 | acsr477 | 3462000 | 3462000 |  | 538002560 | 138 | 12.2 | single circuit | 3462000 | 3462000 |  | 0 | 0%
| Fidler 312S Substation Interconnection | 2012-10-03 | PPS | Build new 138 kV 624L line | new | 624L | 138 | ovh | 3.5 | single circuit | 1 | acsr477 | 1879000 | 1879000 |  | 936002149 | 138 | 3.5 | single circuit | 1879000 | 1879000 |  | 0 | 0%
| PPS - Harmattan Energy Center Connection | 2012-10-11 | PPS | 456L line | new | 456L | 138 | ovh | 0.5 | missing | 1 | acsr477 | 386408 | 386408 |  | 1265002010 | 138 | 0.5 | single circuit | 386408 | 386408 |  | 0 | 0%
| Fidler 312S Substation Interconnection | 2012-10-03 | PPS | Build new 138 kV 893L line | new | 893L | 138 | ovh | 5.1 | single circuit | 1 | acsr477 | 2611000 | 2611000 |  | 936002146 | 138 | 5.1 | single circuit | 2611000 | 2611000 |  | 0 | 0%
| PPS - HATD, Nilrem 574S Substation Interconnection | 2013-03-11 | PPS | Build new 138 kV d/c transmission line from Nilrem 574S to Tucuman 478S | new | 679L/680L 3km | 138 | ovh | 3 | double circuit | 1 | acsr477 | 5044000 | 4438720 |  | 1024002034 | 138 | 3 | double circuit | 3884000 | 3417920 |  | -1160000 | -23%
| PPS - SATR882 South Foothills Transmission Project Windy Flats 138S Substation 138 kV | 2011-10-27 | PPS | Connection of 608L to 138S - New 138kV SC | new | 608L - Windy Flats to 725BL tap-off | 138 | ovh | 1 | single circuit | 1 | acsr477 | 687000 | 687000 | new dataset has 1.6dc and 11.2sc
| NID - South and West of Edmonton Area Development | 2012-08-01 | NID | 138 kV D/C line from 780L between E. Edmonton and Nisku to Cooking Lake | new | New 138 kV line from Cooking Lake to 780L | 138 | ovh | 25 | double circuit | 1 | acsr477 | 16350909 | 14388799.92 |  | 850002067 | 138 | 25 | double circuit | 16350909 | 14388799.92 |  | 0 | 0%
| PPS Sylvan Lake 580S Project | 2007-09-01 | PPS | Build 200m of d/c 138kV line diverting off existing 717L to Sylvan Lake 580S | new | 717L Sylvan Lake | 138 | ovh | 0.2 | double circuit | 1 | acsr477 | 753000 | 662640 |  | 648002021 | 138 | 0.2 | double circuit | 753000 | 662640 |  | 0 | 0%
[13 empty] | 88152569 | [6 empty] | 86758015 |  |  | -6600944 | -7.488%
[14 empty] | 205.1 | Sum of length | [5 empty] | 174.2 | Sum of length
[14 empty] | 90789918.68 | Sum of cost | [5 empty] | 82795301.68 | Sum of cost
[14 empty] | 442661.7196 | Weighted average ($/km) | [5 empty] | 475288.7582 | average/km |  | 7.371%
144 & 138 kV, 1x266
|  | SRC_DATE | SRC_TYPE | SCOPE | ACTION | LINE | KV | TYPE | LENGTH | CIRCUIT | CONDUCTOR_PER_PHASE | CONDUCTOR | Cost | Adjust 144/138 kV lines to SC |  | FED_ID | voltage | length | circuit type | Cost | Adjust 240 kV lines to DC | comments
| PPS Broadmoor 420S | 2008-06-06 | PPS | Construct 100m d/c 138kV line diverting off 731L to Broadmoor 420S | new | 731L/636L | 138 | ovh | 0.1 | double circuit | 1 | acsr266 | 651000 | 572880 |  | 585002006 | 138 | 0.1 | double circuit | 651000 | 572880 |  | 0 | 0%
| PPS Highvale D.0164 | 2008-05-27 | PPS | Construct 1.2km of new 138kV line tapped off of 767L to Rose Valley 635S | new | 767CL | 138 | ovh | 1.2 | single circuit | 1 | acsr266 | 663000 | 663000 |  | 700002016 | 138 | 1.2 | single circuit | 663000 | 663000 |  | 0 | 0%
| Peace Butte Wind Farm - PPS | 2011-12-16 | PPS | Build new 138kV single circuit line 600AL, tap close to structure 600L157 | new | 600AL | 138 | ovh | 0.3 | single circuit | 1 | acsr266 | 208000 | 208000 |  | 513002014 | 138 | 0.3 | single circuit | 208000 | 208000 |  | 0 | 0%
| PPS - Underwood 183S Substation | 2012-12-01 | PPS | 3 km of 138 kV single circuit 266 ACSR transmission line from Pike 170S to Underwood 183S | new | 445L 138kV line | 138 | ovh | 3 | single circuit | 1 | acsr266 | 3309000 | 3309000 |  | 1195002018 | 138 | 3 | single circuit | 3309000 | 3309000 |  | 0 | 0%
| PPS - Keephills 3 Station Service | 2008-08-15 | PPS | New line 401L | new | 401L | 138 | ovh | 0.5 | single circuit | 1 | acsr266 | 801057 | 801057 |  | 6190020028 | 138 | 0.5 | single circuit | 801057 | 801057 |  | 0 | 0%
| 1101-PPS-Ipiatik 167S Substation | 2012-12-19 | PPS | new 240 kV 1117L d/c one side strung | new | 428L/457L | 138 | ovh | 0.5 | double circuit | 1 | acsr266 | 1258888 | 1107821.44 |  | 11010020557 | 138 | 0.5 | double circuit | 2980583 | 2622913.04 |  | 1721695 | 136.8%
| Ardenville WPF Interconnection Project PPS | 2010-02-01 | PPS | Construct new 138kV line from Blue Trail WPF tap point to Ardenville WPF | new | 608L | 138 | ovh | 11.2 | single circuit | 1 | acsr266 | 3191000 | 3191000 |  | 854002003 | 138 | 11.2 | single circuit | 3191000 | 3191000 |  | 0 | 0%
| PPS - Hull 257S New Substation | 2012-08-15 | PPS | 138 kV two single circuit line from 763L/411L to Hull 257S | new | In tap off 763L to Hull 257S | 138 | ovh | 0.05 | single circuit | 1 | acsr266 | 143000 | 143000 |  | 1052002014 | 138 | 0.05 | single circuit | 143000 | 143000 |  | 0 | 0%
| PPS - Hull 257S New Substation | 2012-08-15 | PPS | 138 kV two single circuit line from 763L/411L to Hull 257S | new | Out tap from Hull 257S to 411L | 138 | ovh | 0.05 | single circuit | 1 | acsr266 | 192000 | 192000 |  | 1052002014 | 138 | 0.05 | single circuit | 143000 | 143000 |  | -49000 | -25.52%
| PPS - Whitecourt Industrial 364S | 2012-07-20 | PPS | Transmission Line 798L to Whitecourt Industrial 364S substation | new | 798L | 138 | ovh | 0.1 | single circuit | 1 | acsr266 | 280000 | 280000 |  | 1205002015 | 138 | 0.1 | single circuit | 280000 | 280000 |  | 0 | 0%
| P519 Oldman River WF PPS | 2010-09-17 | PPS | Construct 100m of s/c 138kV line from 893AL to Windy Point 112S | new | 893AL | 138 | ovh | 0.1 | single circuit | 1 | acsr266 | 474000 | 474000 | temp+perm
| PPS Cope Creek Interconnection Project | 2012-04-27 | PPS | construction of a new S/C 138kV line from 180S to 150AL | new | 138kV S/C line 150A1L | 138 | ovh | 0.5 | single circuit | 1 | acsr266 | 1015000 | 1015000 |  | 1247002002 | 138 | 0.5 | single circuit | 1015000 | 1015000 |  | 0 | 0%
| PPS Leduc 325 S New Substation Project | 2008-06-27 | PPS | Construct approx 16km of d/c 138kV line from 838L to Leduc 325S | new | 689L/632L/838L | 138 | ovh | 16 | double circuit | 1 | acsr266 | 5430000 | 4778400 |  | 584002021 | 138 | 16 | double circuit | 5430000 | 4778400 |  | 0 | 0%
| PPS - Keephills 3 Station Service | 2008-08-15 | PPS | New line 400L | new | 400L | 138 | ovh | 0.2 | single circuit | 1 | acsr266 | 387321 | 387321 |  | 6190020025 | 138 | 0.2 | single circuit | 387321 | 387321 |  | 0 | 0%
| Abee PPS - AML | 2011-06-06 | PPS | Construct 200m of s/c 138kV line into Abee 993S | new | 437L | 138 | ovh | 0.2 | single circuit | 1 | *266 | 300000 | 300000 |  | 1068002024 | 138 | 0.2 | single circuit | 300000 | 300000 |  | 0 | 0%
| PPS - Foothills 138kV | 2011-11-30 | PPS | Build temporary line | new | 727L temporary | 138 | ovh | 7 | single circuit | 1 | *266 | 1483000 | 1483000 | temp
| Kirby In-Situ Oil Sands Plant - PPS | 2011-07-14 | PPS | Build new 138kV line from Winefred 818S to Kirby 651S | new | 428L | 138 | ovh | 2 | single circuit | 1 | *266 | 1464000 | 1464000 |  | 683002023 | 138 | 2 | single circuit | 1464000 | 1464000 |  | 0 | 0%
| Abee PPS - AML | 2011-06-06 | PPS | Construct new 11km s/c 138kV line from tap point 808L to 808AL | new | 808AL | 138 | ovh | 11 | single circuit | 1 | *266 | 2920000 | 2920000 | 7AL437 is 11km. 7AL808 in 17km
| PPS - Cypress | 2008-04-01 | PPS | Construct new line to run 760L/668L in/out of Cypress substation | new | 760L/668L | 138 | ovh | 6.5 | double circuit | 1 | *266 | 952000 | 837760
| KXL - Eyre 558S - PPS | 2009-12-04 | PPS | Add approx 17km of 138kV line from 7L224 tap point to Eyre 558S | new | 402L Eyre 558S to 7L224 tapping point | 138 | ovh | 17 | single circuit | 1 | *266 | 3361269 | 3361269 |  | 851002047 | 138 | 17 | single circuit | 8069000 | 8069000 |  | 4707731 | 140.1%
| PPS - Shell AOSP PPS | 2007-11-01 | PPS | Construct new 138kV line 807AL to interconnect 807L to Shell AOSP 402S | new | 807AL | 138 | ovh | 0.4 | single circuit | 1 | 266 | 575000 | 575000 |  | 725002014 | 138 | 0.4 | single circuit | 575000 | 575000 |  | 0 | 0%
| PPS - Sulphur Point 828S to High Level 786S | 2008-06-13 | PPS | Construct s/c line from Sulphur Point 828S to High Level 786S | new | 7L133 | 144 |  | 105 | single circuit | 1 | *266 | 36248000 | 36248000 |  | 600002067 | 144 | 105 | single circuit | 36248000 | 36248000 |  | 0 | 0%
| Armitage - PPS | 2010-03-31 | PPS | Construct new line between Armitage and Oyen | new | 7L150 1km d/c, 6km s/c | 144 | ovh | 8 | missing | 1 | *266 | 2068688 | 2068688 | mixed circuit types
| StatoilHydro Leismer PPS AML | 2008-03-07 | PPS | Construct 144kV line from Leismer 72S to Waddel 907S | new | 7L114 | 144 | ovh | 29 | single circuit | 1 | *266 | 7499000 | 7499000 |  | 595002002 | 144 | 29 | single circuit | 7499000 | 7499000 |  | 0 | 0%
| Currant Lake - PPS | 2010-03-31 | PPS | Construct line from Currant Lake 896S to 7L110 tap connection | new | 7LA110 | 144 | ovh | 9.2 | single circuit | 1 | *266 | 1864185 | 1864185 |  | 863002010 | 144 | 9.2 | single circuit | 1864185 | 1864185 |  | 0 | 0%
| Horse River PPS | 2008-11-14 | PPS | Construct 765m of d/c 144kV line interconnecting Horse River 917S to 7L38 | new | 7L38/7L121 | 144 | ovh | 0.765 | double circuit | 1 | *266 | 699688 | 615725.44 |  | 709002013 | 144 | 0.765 | double circuit | 699688 | 615725.44 |  | 0 | 0%
| Cavendish - PPS | 2010-03-31 | PPS | Construct 5km of s/c 144kV and modify 7LA760 for tap connection | new | 7LB760 and 7LA760 tap connection | 144 | ovh | 5 | single circuit | 1 | 266 | 1425473 | 1425473 |  | 865002010 | 144 | 5 | single circuit | 1425473 | 1425473 |  | 0 | 0%
| E3 High Prairie to Triangle 144kV Line PPS | 2011-12-14 | PPS | Construct s/c 144kV line from Triangle to High Prairie | new | 7L48 | 144 | ovh | 13 | single circuit | 1 | acsr266 | 11826616 | 11826616 |  | 817002026 | 144 | 13 | single circuit | 11826616 | 11826616 |  | 0 | 0%
| PPS - Ring Creek 853S to new Arcenciel 930S Line | 2009-07-28 | PPS | Construct 7L113 s/c line from Arcenciel 930S to Ring Creek 853S | new | 7L133 2 | 144 | ovh | 106 | single circuit | 1 | acsr266 | 55596000 | 55596000 |  | 602002113 | 144 | 106 | single circuit | 55596000 | 55596000 |  | 0 | 0%
| PPS - Ring Creek 853S to new Arcenciel 930S Line | 2009-07-28 | PPS | Construct two 144kV lines to interconnect Rainbow Lake with Arcenciel | new | 7L122 | 144 | ovh | 7.5 | single circuit | 1 | acsr266 | 2167000 | 2167000 |  | 602002121 | 144 | 7.5 | single circuit | 1248000 | 1248000 |  | -919000 | -42.41%
| E3 High Prairie to Triangle 144kV Line PPS | 2011-12-14 | PPS | Construct s/c 144kV line from 7L48 connection to High Prairie | new | 7L06 | 144 | ovh | 46 | single circuit | 1 | acsr266 | 10395427 | 10395427 |  | 817002023 | 144 | 46 | single circuit | 10395427 | 10395427 |  | 0 | 0%
| KPS 1 PPS ATCO | 2008-05-09 | PPS | Construct new 144kV s/c line from Ribstone 892S to Lakesend 508S | new | 7L696 | 144 | ovh | 26 | single circuit | 1 | acsr266 | 5372000 | 5372000 |  | 526002005 | 144 | 26 | single circuit | 5372000 | 5372000 |  | 0 | 0%
| PPS Ghost Pine | 2009-04-22 | PPS | Construct new 144kV s/c line from Ghost Pine 114S to t-tap structure off 7L16 | new | 7LA16 | 144 | ovh | 4 | single circuit | 1 | acsr266 | 917000 | 917000 |  | 518002005 | 144 | 4 | single circuit | 917000 | 917000 |  | 0 | 0%
| E5 Edith Lake to Sarah Lake 144 kV Line PPS | 2010-10-29 | PPS | Construct 32km s/c 144kV from Edith Lake 739S to Sarah Lake 743S | new | 7L172 | 144 | ovh | 32 | single circuit | 1 | acsr266 | 8605000 | 8605000 |  | 817002057 | 144 | 32 | single circuit | 8605000 | 8605000 |  | 0 | 0%
| ATCO - Weasel Creek Abee PPS | 2011-11-30 | PPS | Build 144kV line from Altalink North border to Weasel Creek 947S | new | 7LA808 | 144 | ovh | 17 | single circuit | 1 | acsr266 | 3250000 | 3250000
| Algar area system reinforcement | 2012-03-28 | NID | 144kV feed tp Hangingstone and Algar | new | 7L36 / 7L170 | 144 | ovh | 0.55 | single circuit | 1 | acsr266 | 888630 | 888630 |  | 1267002020 | 144 | 0.55 | single circuit | 888630 | 888630 |  | 0 | 0%
| Lindbergh 969S New POD PPS | 2008-12-08 | PPS | Construct 25km of s/c 144kV line tapping off 7L53 to Lindbergh 969S | new | 7LA53 | 144 | ovh | 25 | single circuit | 1 | acsr266 | 4059000 | 4059000 |  | 722002006 | 144 | 25 | single circuit | 4059000 | 4059000 |  | 0 | 0%
| PPS - Norberg 936S Substation and 144kV Transmission Line | 2012-06-19 | PPS | 7LA139 line | new | 7LA139 | 144 | ovh | 5 | single circuit | 1 | acsr266 | 2467632 | 2467632 |  | 1191002007 | 144 | 5 | single circuit | 2467632 | 2467632 |  | 0 | 0%
| PPS - Ring Creek 853S to new Arcenciel 930S Line | 2009-07-28 | PPS | Construct two 144kV lines to interconnect Rainbow Lake with Arcenciel | new | 7L109 | 144 | ovh | 7.5 | single circuit | 1 | acsr266 | 1248000 | 1248000 |  | 602002121 | 144 | 7.5 | single circuit | 1248000 | 1248000 |  | 0 | 0%
| PPS-811-Heisler and Kitscoty Area Upgrade | 2013-09-13 | PPS | Construct 7L14/7L130 d/c line from 7L14 to Kitscoty 705S180 | new | 7L14/7L130180 | 144 | ovh | 12 | double circuit | 1 | acsr266 | 8242669 | 7253548.72 |  | 8110020151 | 144 | 12 | double circuit | 8242669 | 7253548.72 |  | 0 | 0%
| ATCO - Weasel Creek Abee PPS | 2011-11-30 | PPS | Build 144kV line from Weasel Creek to Altalink/ATCO boundary | new | 7LA437 | 144 | ovh | 11 | single circuit | 1 | acsr266 | 2243000 | 2243000
| PPS - Bohn Interconnection Project | 2012-05-10 | PPS | new line 7L05 | new | 7L05 | 144 | ovh | 21.5 | single circuit | 1 | acsr266 | 11897100 | 11897100 |  | 1106002012 | 144 | 21.5 | single circuit | 11897100 | 11897100 |  | 0 | 0%
| E4 Otauwu to Mitsue 144kV Line PPS | 2010-10-29 | PPS | Construct 4km s/c 144kV from Mitsue to Otauwau substations | new | 7L162 | 144 | ovh | 4 | single circuit | 1 | acsr226 | 1617000 | 1617000
[13 empty] | 194647955 | [6 empty] | 200109381 |  |  | 5461426 | 2.806%
[14 empty] | 572.915 | Sum of length | [5 empty] | 508.315 | Sum of length
[14 empty] | 207587533.6 | Sum of cost | [5 empty] | 197948908.2 | Sum of cost
[14 empty] | 362335.6582 | Weighted average ($/km) | [5 empty] | 389421.733 | average/km |  | 7.475%
[14 empty] | 18.15% | regional classification | [5 empty] | 18.07% | regional classification |  | -0.07986%

## 2018UpdateClassification
2018 Update Classification
Minimum System Approach - Bulk System
240 kV Line Base and Optimal Costs
Source: Minimum and optimal conductor sizes confirmed with AESO; costs are based on the line file data using a weighted average approach
| System | Conductor Size | Cost of Conductor ($/km)
| Minimum System | 240 kV Line - 2 X 795 | 1341544.1285
| Optimal System | 240 kV Line - 2 x 1033 | 2057306.5632
240 kV line classification
| Demand Related Costs | 65.21%
| Energy Related Costs | 34.79%
500 kV Line Base and Optimal Costs
| System | Conductor Size | Cost of Conductor ($/km)
| Minimum System | 500 kV Line - 2 X 2156 | 1900000
| Optimal System | 500 kV Line - 3 X 1590 | 2100000
500 kV line classification
| Demand Related Costs | 90.48%
| Energy Related Costs | 9.524%
Bulk line(240 and 500 kV) combined cost
|  | Existing | Planned | Percent weight
| 240 kV Lines | 1987272160.7053 | 1617236605.2423 | 57.01%
| 500 kV Lines | 264224176.3453 | 2453617992.5813 | 42.99%
Bulk line classification
| Demand Related Costs | 76.07%
| Energy Related Costs | 23.93%
Substation
Based on POD Costs - Bulk Substation Costs Not Available
Bulk substation classification
| Demand Related Costs | 97.17%
| Energy Related Costs | 2.832%
Bulk System - Weighted for Lines and Substations (Altalink and ATCO assets)
|  | Dollars | %
| Line Related Bulk System Property | 6302236174.2935 | 76.4%
| Substation Related Bulk System Property (AltaLink Bulk (Volt Level) Lines) | 1947069768.1978 | 23.6%
| Total Bulk Property | 8249305942.4912
Weighted bulk classification
| Demand Related Costs | 81.05%
| Energy Related Costs | 18.95%
Minimum System Approach - Regional System
138 kV LineBase and Optimal Costs
Source: Minimum and optimal conductor sizes confirmed with AESO; costs are based on the line file data using a weighted average approach
Note, 138 KV 1x795 line had limited data and was extrapolated
| System | Conductor Size | Cost of Conductor ($/km)
| Minimum System | 138 kV Line - 266 | 529855.6186
| Optimal Lines | 138 kV Line - 477 | 564417.2721
138 kV line classification
| Demand Related Costs | 93.88%
| Energy Related Costs | 6.123%
Substation
Based on POD Costs - Bulk Substation Costs Not Available
Bulk substation classification
| Demand Related Costs | 97.17%
| Energy Related Costs | 2.832%
Regional System - Weighted for Lines and Substations (Altalink and ATCO assets)
|  | Dollars | %
| Line Related Regional System Property (AltaLink Bulk (Volt Level) Lines)) | 1667835171.9113 | 49.79%
| Substation Related Regional System Property (AltaLink Bulk (Volt Level) Lines) | 1682157111.1148 | 50.21%
| Total Regional Property | 3349992283.0261
Weighted Regional classification
| Demand Related Costs | 95.53%
| Energy Related Costs | 4.471%
Minimum System Approach - Substation Cost (POD) Base and Optimal Costs
Source: Updated transformers using Quote from TFO
Cost of Transformer
| Minimum System - Basic Transformers | 966840
| Optimized System - High Eff Transformers | 995020
POD Substation classification
| Demand Related Costs | 97.17%
| Energy Related Costs | 2.832%
Overall Classification Results
|  | Bulk | Regional
| Demand Related Costs | 81.05% | 95.53%
| Energy Related Costs | 18.95% | 4.471%

## 2018UpdateExample
2018 Update Test case - calculation for comparable minimum and optimal 240 kV lines
Assumptions
| Line length (km) | 50
| Annual Discount Rate % | 6
| Average lifetime Energy Price $/MWh | 74.6705 | PV(5,50,-1000,0,0)
| Life of overhead conductors in years | 65
| 2x1033 MCM AC resistance @ 75 C in ohms / km | 0.03462
| 2x795 MCM AC resistance @ 75 C in ohms / km | 0.04315
| Cost of 2x1033 MCM overhead transmission $/km | 2057306.5632
| Cost of 2x795 MCM overhead transmission $/km | 1341544.1285
| Lines capacity factor % | 89.3175
| 2x1033 ampacity @ 75 C, amps | 2094
| 2x795 ampacity @75 C, amps | 1814
|  |  |  | Minimum System |  |  | Optimal System
|  |  |  | Annual power losses (MWh) | 148841.5543 |  | Annual power losses (MWh) | 119418.1833
[5 empty] | 992.277 |  |  | 0
|  |  |  | Annual cost of losses | -11114066.2053 |  | Annual cost of losses | -8917009.7805
|  |  |  | Present Value | 181038388.3748 |  | Present Value | 145250266.6405
|  |  |  | Line cost | 67077206.4265 |  | Line cost | 102865328.1609
|  |  |  | Total PV | 248115594.8013 |  | Total PV | 248115594.8013
0
A test case was analyzed for a 240 kV transmission line comparing the minimum system conductor to the optimal system conductor, in order to demonstrate that it is reasonable for a TFO to be comparing the minimum and optimal conductor sizes. The capital costs of both lines were added to the losses, and the two were compared.
Assumption Sources:
“AltaLink 2013-2014 General Tariff Application, Appendix 8 – Depreciation Study” dated July 30, 2012 was the basis for the life of the conductors.
“Chase Power Fundamental Report for the Alberta Energy Industry” dated June 10, 2013 was used as the basis for determining the average lifetime energy costs used in the test case.
AESO document “Information Document Discount Rates for 2011 Tariff ID No. 2011-115T” dated October 7, 2011 was used as the basis for the discount rate.

## Existing Asset Chart
Existing assets (at end of 2014)
| 2020 dollars | % share
AltaLink Lines | 1772609377.601 | 26.22%
AltaLink Substations | 1587322843.5278 | 23.48%
ATCO Lines | 1644709158.0117 | 24.33%
ATCO Substations | 1198448601.1649 | 17.73%
ENMAX | 223368930.0899 | 3.304%
EPCOR | 334882598.0514 | 4.953%

## Func AL Subs
Inputs (Source: AltaLink Capital Data CONFIDENTIAL) | [5 empty] | Depreciation | [5 empty] | Substation POS/POD Breakdown (%) |  |  | Substation POS/POD Breakdown ($) |  |  | Functionalization - Book Value |  |  |  | Altalink existing substation functionalization results
Asset Balances (end of 2014) by Substation | [5 empty] | Depreciate to end of 2015 | Depreciate to end of 2016 | Depreciate to end of 2017 | Depreciate to end of 2018 | Depreciate to end of 2019 | Depreciate to end of 2020
[6 empty] | 96.53% | 93.09% | 89.89% | 86.88% | 83.98% | 81.17%
ID | Acquisition Value ($) | Accumulated Depreciation ($) | Primary voltage (kV) | Secondary Voltage (kV) - F | 2014 Book Value ($) | Dec 2015 Book Value | Dec 2016 Book Value | Dec 2017 Book Value | Dec 2018 Book Value ($) | Dec 2019 Book Value ($) | Dec 2020 Book Value ($) | POS ratio - STS | POD ratio - DTS | Other | POS | POD | Other | Bulk (POS & BSYS) | Regional | POD | Unavailable | Function | Bulk | Regional | POD
AltaLink Sub 1 | 411141.34 | -424363.86 | 138 | 240 | -13222.52 | -12764.0952 | -12309.3105 | -11885.1716 | -11487.8018 | -11103.7177 | -10732.4752 | 0% | 100% | 0% | 0 | -10732.4752 | 0 | 0 | 0 | -10732.4752 | 0 | Value | 334339118.618 | 413404551.9744 | 835905884.8325
AltaLink Sub 2 | 31576353.05 | -3835759.21 | 240 | 240 | 27740593.84 | 26778827.4516 | 25824697.8295 | 24934862.3976 | 24101188.2492 | 23295387.2277 | 22516527.4208 | 0% | 100% | 0% | 0 | 22516527.4208 | 0 | 0 | 0 | 22516527.4208 | 0 | Percentage | 21.11% | 26.1% | 52.78%
AltaLink Sub 3 | 32023.68 | -7311.02 | 69 | 25 | 24712.66 | 23855.8721 | 23005.8874 | 22213.179 | 21470.5018 | 20752.6554 | 20058.8095 | 0% | 100% | 0% | 0 | 20058.8095 | 0 | 0 | 0 | 20058.8095 | 0
AltaLink Sub 4 | 78844750.84 | -2018156.33 | 240 | 240 | 76826594.51 | 74163016.4783 | 71520588.2012 | 69056220.4124 | 66747389.3135 | 64515751.8551 | 62358727.1387 | 0% | 100% | 0% | 0 | 62358727.1387 | 0 | 0 | 0 | 62358727.1387 | 0 | AltaLink Substation functionalization results (net of customer contribution)
AltaLink Sub 5 | 12652750.01 | -8004724.44 | 240 | 138 | 4648025.57 | 4486878.5235 | 4327011.0417 | 4177916.2579 | 4038231.4775 | 3903216.929 | 3772716.4675 | 0% | 100% | 0% | 0 | 3772716.4675 | 0 | 0 | 0 | 3772716.4675 | 0 | Source: AltaLink 2015-2016 MFR Schedule.xlsx, Schedule 10-6
AltaLink Sub 6 | 4207101.04 | -1902811.09 | 138 | 25 | 2304289.95 | 2224400.2174 | 2145144.8377 | 2071230.0955 | 2001980.4257 | 1935046.0549 | 1870349.573 | 0% | 100% | 0% | 0 | 1870349.573 | 0 | 0 | 0 | 1870349.573 | 0 | Transmission Contributions in Aid of Construction ($ millions) |  |  | 213.6937
AltaLink Sub 7 | 4863301.37 | -2016432.54 | 138 | 25 | 2846868.83 | 2748167.8877 | 2650250.6658 | 2558931.613 | 2473376.0924 | 2390681.0418 | 2310750.824 | 16.33% | 83.67% | 0% | 377265.4407 | 1933485.3834 | 0 | 377265.4407 | 0 | 1933485.3834 | 0 |  | Bulk | Regional | POD
AltaLink Sub 8 | 35664322.66 | -13200420.45 | 240 | 25 | 22463902.21 | 21685078.7204 | 20912439.3656 | 20191864.4479 | 19516768.0655 | 18864242.9086 | 18233534.3291 | 0% | 100% | 0% | 0 | 18233534.3291 | 0 | 0 | 0 | 18233534.3291 | 0 | Value | 273273958.3376 | 413404551.9744 | 683277369.8488
AltaLink Sub 9 | 13137453.67 | -8058326.73 | 240 | 138 | 5079126.94 | 4903033.609 | 4728338.5215 | 4565415.2928 | 4412774.8392 | 4265237.7786 | 4122633.4836 | 0% | 0% | 100% | 0 | 0 | 4122633.4836 | 0 | 4122633.4836 | 0 | 0 | Percentage | 19.95% | 30.18% | 49.88%
AltaLink Sub 10 | 5475907.01 | -2707987.9 | 138 | 25 | 2767919.11 | 2671955.3545 | 2576753.5852 | 2487967.0037 | 2404784.1194 | 2324382.3782 | 2246668.7951 | 99.64% | 0.3641% | 0% | 2238488.1385 | 8180.6567 | 0 | 2238488.1385 | 0 | 8180.6567 | 0
AltaLink Sub 11 | 749784.44 | -492948 | 138 | 25 | 256836.44 | 247931.9206 | 239098.1063 | 230859.5601 | 223140.9834 | 215680.4702 | 208469.3924 | 0% | 100% | 0% | 0 | 208469.3924 | 0 | 0 | 0 | 208469.3924 | 0
AltaLink Sub 12 | 27376690.84 | -10599117 | 240 | 25 | 16777573.84 | 16195895.355 | 15618835.6035 | 15080661.1235 | 14576453.1147 | 14089102.836 | 13618046.6648 | 0% | 100% | 0% | 0 | 13618046.6648 | 0 | 0 | 0 | 13618046.6648 | 0 | Count by Voltage | 55 | 34 | 288
AltaLink Sub 13 | 910050.87 | -899822.69 | 138 | 25 | 10228.18 | 9873.569 | 9521.7737 | 9193.6843 | 8886.3019 | 8589.1966 | 8302.0247 | 99.85% | 0.1468% | 0% | 8289.8338 | 12.1909 | 0 | 8289.8338 | 0 | 12.1909 | 0
AltaLink Sub 14 | 4183115.37 | -69210.95 | 138 | 13 | 4113904.42 | 3971275.3538 | 3829778.8129 | 3697817.041 | 3574183.9355 | 3454684.389 | 3339180.1997 | 99.17% | 0.8264% | 0% | 3311583.6692 | 27596.5306 | 0 | 3311583.6692 | 0 | 27596.5306 | 0 | Count 95% POS | 16
AltaLink Sub 15 | 6255365.52 | -1475667.76 | 138 | 13.2 | 4779697.76 | 4613985.6387 | 4449589.3304 | 4296270.8958 | 4152629.0372 | 4013789.7117 | 3879592.3511 | 99.73% | 0.2671% | 0% | 3869228.3466 | 10364.0045 | 0 | 3869228.3466 | 0 | 10364.0045 | 0
AltaLink Sub 16 | 2627349.06 | -1694431.68 | 138 | 13.8 | 932917.38 | 900573.1344 | 868485.7137 | 838560.5093 | 810524.0113 | 783424.8879 | 757231.7986 | 91.42% | 8.582% | 0% | 692245.4875 | 64986.3111 | 0 | 692245.4875 | 0 | 64986.3111 | 0
AltaLink Sub 17 | 247091.65 | -203881.78 | 40 | 240 | 43209.87 | 41711.7838 | 40225.593 | 38839.5493 | 37540.9848 | 36285.8365 | 35072.653 | 0% | 100% | 0% | 0 | 35072.653 | 0 | 0 | 0 | 35072.653 | 0
AltaLink Sub 18 | 10632994.74 | -5495787.73 | 240 | 25 | 5137207.01 | 4959100.043 | 4782407.3084 | 4617621.0445 | 4463235.1397 | 4314010.9854 | 4169776.0032 | 0% | 100% | 0% | 0 | 4169776.0032 | 0 | 0 | 0 | 4169776.0032 | 0
AltaLink Sub 19 | 31450794.15 | -13964854.74 | 138 | 25 | 17485939.41 | 16879701.8907 | 16278278.1123 | 15717381.3797 | 15191885.2157 | 14683958.5319 | 14193013.9086 | 0% | 100% | 0% | 0 | 14193013.9086 | 0 | 0 | 0 | 14193013.9086 | 0
AltaLink Sub 20 | 12249583.01 | -7131790.02 | 138 | 138 | 5117792.99 | 4940359.107 | 4764334.1121 | 4600170.5919 | 4446368.1269 | 4297707.9056 | 4154018.0019 | 0% | 100% | 0% | 0 | 4154018.0019 | 0 | 0 | 0 | 4154018.0019 | 0
AltaLink Sub 21 | 4997907.64 | -2652445.19 | 138 | 25 | 2345462.45 | 2264145.2669 | 2183473.771 | 2108238.3379 | 2037751.3317 | 1969620.9935 | 1903768.5305 | 0% | 100% | 0% | 0 | 1903768.5305 | 0 | 0 | 0 | 1903768.5305 | 0
AltaLink Sub 22 | 2404571.43 | -1648999.4 | 138 | 13 | 755572.03 | 729376.3477 | 703388.6685 | 679152.1735 | 656445.3463 | 634497.7011 | 613283.8551 | 79.69% | 20.31% | 0% | 488710.572 | 124573.2831 | 0 | 488710.572 | 0 | 124573.2831 | 0
AltaLink Sub 23 | 16064801.41 | -7815610.36 | 240 | 138 | 8249191.05 | 7963191.5963 | 7679463.0797 | 7414853.6585 | 7166944.8587 | 6927324.6612 | 6695715.9442 | 0% | 0% | 100% | 0 | 0 | 6695715.9442 | 0 | 6695715.9442 | 0 | 0
AltaLink Sub 24 | 1517484.76 | -517464.93 | 138 | 4.2 | 1000019.83 | 965349.1425 | 930953.7525 | 898876.1019 | 868823.0077 | 839774.711 | 811697.6173 | 0% | 100% | 0% | 0 | 811697.6173 | 0 | 0 | 0 | 811697.6173 | 0
AltaLink Sub 25 | 2253478.36 | -1271224.7 | 138 | 13.2 | 982253.66 | 948198.9256 | 914414.5979 | 882906.833 | 853387.6565 | 824855.4266 | 797277.1454 | 87.44% | 12.56% | 0% | 697164.3454 | 100112.8 | 0 | 697164.3454 | 0 | 100112.8 | 0
AltaLink Sub 26 | 4215538.68 | -1375484.94 | 138 | 25 | 2840053.74 | 2741589.0768 | 2643906.258 | 2552805.8129 | 2467455.1028 | 2384958.015 | 2305219.1414 | 0% | 100% | 0% | 0 | 2305219.1414 | 0 | 0 | 0 | 2305219.1414 | 0
AltaLink Sub 27 | 13241.49 | -2104.07 | 69 | 25 | 11137.42 | 10751.2856 | 10368.2173 | 10010.9622 | 9676.2549 | 9352.7382 | 9040.038 | 0% | 0% | 100% | 0 | 0 | 9040.038 | 0 | 0 | 9040.038 | 0
AltaLink Sub 28 | 873347.27 | -59605.11 | 138 | 25 | 813742.16 | 785529.7193 | 757541.2954 | 731438.8763 | 706983.8915 | 683346.5365 | 660499.4747 | 0% | 100% | 0% | 0 | 660499.4747 | 0 | 0 | 0 | 660499.4747 | 0
AltaLink Sub 29 | 2711480.27 | -1334607.96 | 138 | 25 | 1376872.31 | 1329136.147 | 1281779.0261 | 1237613.073 | 1196234.6203 | 1156239.618 | 1117581.8118 | 99.2% | 0.8035% | 0% | 1108602.1345 | 8979.6773 | 0 | 1108602.1345 | 0 | 8979.6773 | 0
AltaLink Sub 30 | 9541057.81 | -739938.43 | 138 | 25 | 8801119.38 | 8495984.5711 | 8193272.6408 | 7910959.0065 | 7646463.3816 | 7390810.9241 | 7143705.971 | 0% | 100% | 0% | 0 | 7143705.971 | 0 | 0 | 0 | 7143705.971 | 0
AltaLink Sub 31 | 7092236.39 | -4096826.3 | 138 | 25 | 2995410.09 | 2891559.2222 | 2788532.9671 | 2692449.1541 | 2602429.5975 | 2515419.7619 | 2431319.02 | 0% | 100% | 0% | 0 | 2431319.02 | 0 | 0 | 0 | 2431319.02 | 0
AltaLink Sub 32 | 3106289.02 | -2219549.63 | 138 | 25 | 886739.39 | 855996.1353 | 825496.993 | 797053.0407 | 770404.3068 | 744646.5486 | 719749.9774 | 0% | 100% | 0% | 0 | 719749.9774 | 0 | 0 | 0 | 719749.9774 | 0
AltaLink Sub 33 | 6877533.16 | -1550102.78 | 138 | 25 | 5327430.38 | 5142728.3687 | 4959492.9569 | 4788604.8952 | 4628502.3029 | 4473752.5933 | 4324176.7976 | 0% | 100% | 0% | 0 | 4324176.7976 | 0 | 0 | 0 | 4324176.7976 | 0
AltaLink Sub 34 | 333754.87 | -389974.12 | 69 | 4.1 | -56219.25 | -54270.1286 | -52336.4839 | -50533.1382 | -48843.6093 | -47210.5682 | -45632.1264 | 0% | 0% | 100% | 0 | 0 | -45632.1264 | 0 | 0 | -45632.1264 | 0
AltaLink Sub 35 | 5737857.36 | -2598159.28 | 138 | 25 | 3139698.08 | 3030844.7476 | 2922855.7492 | 2822143.6083 | 2727787.8371 | 2636586.7643 | 2548434.9152 | 0% | 100% | 0% | 0 | 2548434.9152 | 0 | 0 | 0 | 2548434.9152 | 0
AltaLink Sub 36 | 15523462.12 | -2141742.61 | 240 | 138 | 13381719.51 | 12917775.2946 | 12457514.9608 | 12028269.3496 | 11626115.2471 | 11237406.7965 | 10861694.4548 | 0% | 0% | 100% | 0 | 0 | 10861694.4548 | 0 | 10861694.4548 | 0 | 0
AltaLink Sub 37 | 479712.49 | -292228.95 | 138 | 0 | 187483.54 | 180983.4857 | 174535.0441 | 168521.1318 | 162886.7831 | 157440.8136 | 152176.925 | 0% | 0% | 100% | 0 | 0 | 152176.925 | 0 | 0 | 0 | 152176.925
AltaLink Sub 38 | 9775229.07 | -2384535.42 | 138 | 25 | 7390693.65 | 7134458.3012 | 6880257.5519 | 6643186.1642 | 6421077.3561 | 6206394.5513 | 5998889.4682 | 0% | 100% | 0% | 0 | 5998889.4682 | 0 | 0 | 0 | 5998889.4682 | 0
AltaLink Sub 39 | 11445701.17 | -5172927.49 | 240 | 4.2 | 6272773.68 | 6055296.6165 | 5839546.3981 | 5638334.5456 | 5449822.0254 | 5267612.2476 | 5091494.4858 | 93.99% | 6.01% | 0% | 4785492.5668 | 306001.9191 | 0 | 4785492.5668 | 0 | 306001.9191 | 0
AltaLink Sub 40 | 17841090.45 | -13246871.99 | 240 | 25 | 4594218.46 | 4434936.906 | 4276920.104 | 4129551.2917 | 3991483.5494 | 3858031.9748 | 3729042.2306 | 0% | 100% | 0% | 0 | 3729042.2306 | 0 | 0 | 0 | 3729042.2306 | 0
AltaLink Sub 41 | 4315332.08 | -3252690.69 | 240 | 25 | 1062641.39 | 1025799.613 | 989250.3728 | 955164.0095 | 923228.9809 | 892361.6707 | 862526.3805 | 0% | 100% | 0% | 0 | 862526.3805 | 0 | 0 | 0 | 862526.3805 | 0
AltaLink Sub 42 | 4504315.46 | -2580784.32 | 138 | 4.2 | 1923531.14 | 1856842.3154 | 1790683.0237 | 1728981.8873 | 1671174.9711 | 1615300.7758 | 1561294.6827 | 0% | 100% | 0% | 0 | 1561294.6827 | 0 | 0 | 0 | 1561294.6827 | 0
AltaLink Sub 43 | 13376.96 | -9365.51 | 240 | 25 | 4011.45 | 3872.373 | 3734.4004 | 3605.725 | 3485.1709 | 3368.6475 | 3256.0198 | 0% | 0% | 100% | 0 | 0 | 3256.0198 | 0 | 0 | 3256.0198 | 0
AltaLink Sub 44 | 6046965.86 | -1886092.41 | 69 | 25 | 4160873.45 | 4016615.9675 | 3873503.9406 | 3740035.5424 | 3614990.9003 | 3494127.0105 | 3377304.0935 | 35.09% | 64.91% | 0% | 1185018.9802 | 2192285.1133 | 0 | 1185018.9802 | 0 | 2192285.1133 | 0
AltaLink Sub 45 | 8914948.5 | -2175940.74 | 240 | 25 | 6739007.76 | 6505366.361 | 6273580.1575 | 6057412.9076 | 5854888.8886 | 5659136.0735 | 5469928.0734 | 0% | 100% | 0% | 0 | 5469928.0734 | 0 | 0 | 0 | 5469928.0734 | 0
AltaLink Sub 46 | 6108673.94 | -2906524.58 | 240 | 25 | 3202149.36 | 3091130.8417 | 2980993.8498 | 2878278.4582 | 2782045.8701 | 2689030.7299 | 2599125.4652 | 0% | 100% | 0% | 0 | 2599125.4652 | 0 | 0 | 0 | 2599125.4652 | 0
AltaLink Sub 47 | 13525763.19 | -11288407.5 | 240 | 138 | 2237355.69 | 2159786.5682 | 2082833.3728 | 2011065.6818 | 1943827.5538 | 1878837.4706 | 1816020.271 | 0% | 0% | 100% | 0 | 0 | 1816020.271 | 0 | 1816020.271 | 0 | 0
AltaLink Sub 48 | 21589376.63 | -5109739.47 | 240 | 25 | 16479637.16 | 15908288.1397 | 15341475.8332 | 14812858.2725 | 14317604.0052 | 13838908.108 | 13376216.967 | 0% | 100% | 0% | 0 | 13376216.967 | 0 | 0 | 0 | 13376216.967 | 0
AltaLink Sub 49 | 43166647.21 | -16650388.69 | 240 | 138 | 26516258.52 | 25596939.8371 | 24684920.8707 | 23834358.4607 | 23037478.6474 | 22267241.7763 | 21522757.0652 | 0% | 0% | 100% | 0 | 0 | 21522757.0652 | 0 | 21522757.0652 | 0 | 0
AltaLink Sub 50 | 15386581.29 | -10987960.64 | 240 | 138 | 4398620.65 | 4246120.4721 | 4094831.1996 | 3953736.5811 | 3821547.0416 | 3693777.1376 | 3570279.1026 | 0% | 0% | 100% | 0 | 0 | 3570279.1026 | 0 | 3570279.1026 | 0 | 0
AltaLink Sub 51 | 7410699.36 | -3631388.74 | 138 | 25 | 3779310.62 | 3648281.9208 | 3518293.636 | 3397064.6343 | 3283486.9084 | 3173706.5491 | 3067596.595 | 0% | 100% | 0% | 0 | 3067596.595 | 0 | 0 | 0 | 3067596.595 | 0
AltaLink Sub 52 | 6202360 | -3281046.42 | 240 | 138 | 2921313.58 | 2820031.6382 | 2719553.9109 | 2625846.8927 | 2538054.1214 | 2453196.6205 | 2371176.252 | 0% | 0% | 100% | 0 | 0 | 2371176.252 | 0 | 2371176.252 | 0 | 0
AltaLink Sub 53 | 11298568.37 | -5964900.72 | 240 | 138 | 5333667.65 | 5148749.3926 | 4965299.4517 | 4794211.317 | 4633921.2791 | 4478990.391 | 4329239.4744 | 0% | 0% | 100% | 0 | 0 | 4329239.4744 | 0 | 4329239.4744 | 0 | 0
AltaLink Sub 54 | 82223994.61 | -20093739.03 | 500 | 240 | 62130255.58 | 59976199.619 | 57839247.6266 | 55846294.5153 | 53979125.1167 | 52174382.8066 | 50429980.3926 | 0% | 0% | 100% | 0 | 0 | 50429980.3926 | 50429980.3926 | 0 | 0 | 0
AltaLink Sub 55 | 4305513.75 | -1253459.9 | 138 | 25 | 3052053.85 | 2946239.143 | 2841264.6424 | 2743363.8666 | 2651642.0236 | 2562986.8158 | 2477295.7133 | 0% | 100% | 0% | 0 | 2477295.7133 | 0 | 0 | 0 | 2477295.7133 | 0
AltaLink Sub 56 | 1128567.52 | -740962.3 | 138 | 13 | 387605.22 | 374166.947 | 360835.3787 | 348402.1604 | 336753.6552 | 325494.6071 | 314611.9948 | 0% | 100% | 0% | 0 | 314611.9948 | 0 | 0 | 0 | 314611.9948 | 0
AltaLink Sub 57 | 4713029.85 | -2153649.19 | 138 | 25 | 2559380.66 | 2470646.9325 | 2382617.7823 | 2300520.4917 | 2223604.7088 | 2149260.5343 | 2077401.9887 | 0% | 100% | 0% | 0 | 2077401.9887 | 0 | 0 | 0 | 2077401.9887 | 0
AltaLink Sub 58 | 89834222.19 | -7020816.69 | 500 | 240 | 82813405.5 | 79942264.7313 | 77093921.8389 | 74437515.027 | 71948765.3012 | 69543224.6293 | 67218110.9932 | 0% | 0% | 100% | 0 | 0 | 67218110.9932 | 67218110.9932 | 0 | 0 | 0
AltaLink Sub 59 | 32540539 | -3871580.09 | 240 | 138 | 28668958.91 | 27675006.1046 | 26688945.6371 | 25769331.0254 | 24907757.1873 | 24074989.2765 | 23270064.1935 | 0% | 0% | 100% | 0 | 0 | 23270064.1935 | 0 | 23270064.1935 | 0 | 0
AltaLink Sub 60 | 4926686.76 | -1360870.24 | 138 | 4.2 | 3565816.52 | 3442189.6613 | 3319544.4436 | 3205163.6953 | 3098002.0005 | 2994423.1582 | 2894307.379 | 0% | 100% | 0% | 0 | 2894307.379 | 0 | 0 | 0 | 2894307.379 | 0
AltaLink Sub 61 | 3631305.71 | -984531.59 | 138 | 4.2 | 2646774.12 | 2555010.4613 | 2463975.4385 | 2379074.8266 | 2299532.6519 | 2222649.8966 | 2148337.6453 | 0% | 100% | 0% | 0 | 2148337.6453 | 0 | 0 | 0 | 2148337.6453 | 0
AltaLink Sub 62 | 2138068.67 | -1157264.33 | 138 | 25 | 980804.34 | 946799.8535 | 913065.3748 | 881604.0997 | 852128.4789 | 823638.3484 | 796100.7592 | 0% | 100% | 0% | 0 | 796100.7592 | 0 | 0 | 0 | 796100.7592 | 0
AltaLink Sub 63 | 23227255.1 | -2310547.04 | 240 | 25 | 20916708.06 | 20191525.7916 | 19472101.7276 | 18801156.1791 | 18172556.8463 | 17564974.1529 | 16977705.427 | 0% | 100% | 0% | 0 | 16977705.427 | 0 | 0 | 0 | 16977705.427 | 0
AltaLink Sub 64 | 1308512.47 | -733626.8 | 138 | 25 | 574885.67 | 554954.3838 | 535181.3591 | 516740.7431 | 499463.9925 | 482764.8742 | 466624.0754 | 0% | 100% | 0% | 0 | 466624.0754 | 0 | 0 | 0 | 466624.0754 | 0
AltaLink Sub 65 | 6235748.78 | -2569359.58 | 138 | 25 | 3666389.2 | 3539275.4864 | 3413171.1009 | 3295564.2812 | 3185380.1261 | 3078879.8767 | 2975940.365 | 0% | 100% | 0% | 0 | 2975940.365 | 0 | 0 | 0 | 2975940.365 | 0
AltaLink Sub 66 | 9785149.54 | -732952.57 | 240 | 230 | 9052196.97 | 8738357.3011 | 8427009.6304 | 8136642.1766 | 7864601.0428 | 7601655.3537 | 7347501.0113 | 0% | 0% | 100% | 0 | 0 | 7347501.0113 | 7347501.0113 | 0 | 0 | 0
AltaLink Sub 67 | 5991096.11 | -3141997.76 | 138 | 25 | 2849098.35 | 2750320.1102 | 2652326.2047 | 2560935.6355 | 2475313.1122 | 2392553.2992 | 2312560.4842 | 0% | 100% | 0% | 0 | 2312560.4842 | 0 | 0 | 0 | 2312560.4842 | 0
AltaLink Sub 68 | 6147766.94 | -3492976.27 | 240 | 13.8 | 2654790.67 | 2562749.0775 | 2471438.3278 | 2386280.5689 | 2306497.4769 | 2229381.859 | 2154844.5308 | 33.91% | 66.09% | 0% | 730762.4693 | 1424082.0615 | 0 | 730762.4693 | 0 | 1424082.0615 | 0
AltaLink Sub 69 | 5995911.74 | -3486870.35 | 138 | 25 | 2509041.39 | 2422052.925 | 2335755.1793 | 2255272.6222 | 2179869.6601 | 2106987.7266 | 2036542.5334 | 0% | 100% | 0% | 0 | 2036542.5334 | 0 | 0 | 0 | 2036542.5334 | 0
AltaLink Sub 70 | 16965984.86 | -3120515.6 | 138 | 25 | 13845469.26 | 13365446.8408 | 12889235.9698 | 12445114.6511 | 12029023.7101 | 11626844.3863 | 11238111.5576 | 0% | 100% | 0% | 0 | 11238111.5576 | 0 | 0 | 0 | 11238111.5576 | 0
AltaLink Sub 71 | 10552527.51 | -1507154.62 | 69 | 25 | 9045372.89 | 8731769.8119 | 8420656.8535 | 8130508.2958 | 7858672.2427 | 7595924.7775 | 7341962.0317 | 0% | 100% | 0% | 0 | 7341962.0317 | 0 | 0 | 0 | 7341962.0317 | 0
AltaLink Sub 72 | 25290742.85 | -4484652.74 | 240 | 240 | 20806090.11 | 20084742.9659 | 19369123.574 | 18701726.3191 | 18076451.332 | 17472081.838 | 16887918.8811 | 0% | 0% | 100% | 0 | 0 | 16887918.8811 | 16887918.8811 | 0 | 0 | 0
AltaLink Sub 73 | 1716026.92 | -1310826.51 | 138 | 34 | 405200.41 | 391152.1118 | 377215.362 | 364217.7426 | 352040.458 | 340270.3096 | 328893.6854 | 0% | 100% | 0% | 0 | 328893.6854 | 0 | 0 | 0 | 328893.6854 | 0
AltaLink Sub 74 | 116148.49 | -47839.63 | 138 | 138 | 68308.86 | 65940.5918 | 63591.1285 | 61399.9842 | 59347.1323 | 57362.9157 | 55445.0394 | 99.57% | 0.4281% | 0% | 55207.6601 | 237.3794 | 0 | 55207.6601 | 0 | 237.3794 | 0
AltaLink Sub 75 | 1854806.4 | -1001323.54 | 138 | 25 | 853482.86 | 823892.6092 | 794537.3156 | 767160.1335 | 741510.8413 | 716719.1096 | 692756.2665 | 0% | 100% | 0% | 0 | 692756.2665 | 0 | 0 | 0 | 692756.2665 | 0
AltaLink Sub 76 | 1418307.41 | -792959.68 | 138 | 25 | 625347.73 | 603666.9242 | 582158.2717 | 562098.9835 | 543305.7219 | 525140.7957 | 507583.1971 | 0% | 100% | 0% | 0 | 507583.1971 | 0 | 0 | 0 | 507583.1971 | 0
AltaLink Sub 77 | 1405000.42 | -622776.84 | 138 | 138 | 782223.58 | 755103.8885 | 728199.5369 | 703108.1398 | 679600.367 | 656878.5549 | 634916.4257 | 99.67% | 0.3322% | 0% | 632807.0688 | 2109.3569 | 0 | 632807.0688 | 0 | 2109.3569 | 0
AltaLink Sub 78 | 5959195.2 | -501842.73 | 138 | 4.2 | 5457352.47 | 5268146.0599 | 5080442.0158 | 4905386.4412 | 4741379.3656 | 4582855.7153 | 4429632.1573 | 0% | 100% | 0% | 0 | 4429632.1573 | 0 | 0 | 0 | 4429632.1573 | 0
AltaLink Sub 79 | 1553815.11 | -1126288.44 | 138 | 25 | 427526.67 | 412704.3204 | 397999.6654 | 384285.8862 | 371437.6417 | 359018.9664 | 347015.4981 | 0% | 0% | 100% | 0 | 0 | 347015.4981 | 0 | 0 | 347015.4981 | 0
AltaLink Sub 80 | 6581811.01 | -2999588.81 | 138 | 25 | 3582222.2 | 3458026.5563 | 3334817.0701 | 3219910.0765 | 3112255.3501 | 3008199.9602 | 2907623.5664 | 0% | 100% | 0% | 0 | 2907623.5664 | 0 | 0 | 0 | 2907623.5664 | 0
AltaLink Sub 81 | 2699288.08 | -1263124.25 | 138 | 25 | 1436163.83 | 1386372.03 | 1336975.5946 | 1290907.7465 | 1247747.4355 | 1206030.1497 | 1165707.6429 | 0% | 100% | 0% | 0 | 1165707.6429 | 0 | 0 | 0 | 1165707.6429 | 0
AltaLink Sub 82 | 5292166.77 | -2492376.48 | 138 | 25 | 2799790.29 | 2702721.5606 | 2606423.5914 | 2516614.6776 | 2432473.9848 | 2351146.4584 | 2272538.043 | 0% | 100% | 0% | 0 | 2272538.043 | 0 | 0 | 0 | 2272538.043 | 0
AltaLink Sub 83 | 619177.45 | -289466.31 | 138 | 0 | 329711.14 | 318280.0548 | 306939.7364 | 296363.5874 | 286454.9439 | 276877.5868 | 267620.4398 | 0% | 0% | 100% | 0 | 0 | 267620.4398 | 0 | 0 | 0 | 267620.4398
AltaLink Sub 84 | 26790355.54 | -1322822.89 | 240 | 240 | 25467532.65 | 24584573.293 | 23708624.9466 | 22891702.5316 | 22126339.5506 | 21386565.7757 | 20671525.6552 | 0% | 0% | 100% | 0 | 0 | 20671525.6552 | 20671525.6552 | 0 | 0 | 0
AltaLink Sub 85 | 10695968.41 | -2074885.25 | 138 | 25 | 8621083.16 | 8322190.2068 | 8025670.5698 | 7749131.9599 | 7490046.8732 | 7239624.0575 | 6997573.898 | 0% | 100% | 0% | 0 | 6997573.898 | 0 | 0 | 0 | 6997573.898 | 0
AltaLink Sub 86 | 3341666.23 | -2050817.26 | 138 | 25 | 1290848.97 | 1246095.2362 | 1201696.8629 | 1160290.2818 | 1121497.0453 | 1084000.825 | 1047758.2563 | 0% | 100% | 0% | 0 | 1047758.2563 | 0 | 0 | 0 | 1047758.2563 | 0
AltaLink Sub 87 | 5033894.72 | -1904143.5 | 138 | 25 | 3129751.22 | 3021242.7452 | 2913595.8662 | 2813202.7908 | 2719145.9477 | 2628233.8084 | 2540361.2328 | 0% | 100% | 0% | 0 | 2540361.2328 | 0 | 0 | 0 | 2540361.2328 | 0
AltaLink Sub 88 | 3363819.25 | -2095801.46 | 138 | 25 | 1268017.79 | 1224055.6132 | 1180442.5117 | 1139768.2866 | 1101661.1842 | 1064828.1576 | 1029226.6093 | 0% | 100% | 0% | 0 | 1029226.6093 | 0 | 0 | 0 | 1029226.6093 | 0
AltaLink Sub 89 | 6435.3 | -1828.31 | 69 | 25 | 4606.99 | 4447.2657 | 4288.8096 | 4141.0311 | 4002.5795 | 3868.757 | 3739.4087 | 0% | 0% | 100% | 0 | 0 | 3739.4087 | 0 | 0 | 3739.4087 | 0
AltaLink Sub 90 | 13588808.13 | -8503515.31 | 240 | 13 | 5085292.82 | 4908985.7179 | 4734078.5568 | 4570957.5451 | 4418131.7914 | 4270415.626 | 4127638.2144 | 0% | 100% | 0% | 0 | 4127638.2144 | 0 | 0 | 0 | 4127638.2144 | 0
AltaLink Sub 91 | 1812155.36 | -1636381 | 138 | 6.9 | 175774.36 | 169680.2629 | 163634.5552 | 157996.2385 | 152713.7798 | 147607.9353 | 142672.8 | 0% | 100% | 0% | 0 | 142672.8 | 0 | 0 | 0 | 142672.8 | 0
AltaLink Sub 92 | 1985941 | -556835.57 | 138 | 7.5 | 1429105.43 | 1379558.3447 | 1330404.6809 | 1284563.2453 | 1241615.0568 | 1200102.8014 | 1159978.4701 | 0% | 100% | 0% | 0 | 1159978.4701 | 0 | 0 | 0 | 1159978.4701 | 0
AltaLink Sub 93 | 3875411.49 | -2385070.3 | 138 | 14 | 1490341.19 | 1438671.0609 | 1387411.211 | 1339605.515 | 1294817.039 | 1251526.0244 | 1209682.4049 | 0% | 0% | 100% | 0 | 0 | 1209682.4049 | 0 | 0 | 1209682.4049 | 0
AltaLink Sub 94 | 56439166.5 | -830034.85 | 240 | 138 | 55609131.65 | 53681163.0557 | 51768503.216 | 49984728.2918 | 48313534.9589 | 46698216.4352 | 45136904.5979 | 0% | 0% | 100% | 0 | 0 | 45136904.5979 | 0 | 45136904.5979 | 0 | 0
AltaLink Sub 95 | 5331356.43 | -2305849.05 | 138 | 25 | 3025507.38 | 2920613.0391 | 2816551.5966 | 2719502.3523 | 2628578.297 | 2540694.2037 | 2455748.4341 | 0% | 100% | 0% | 0 | 2455748.4341 | 0 | 0 | 0 | 2455748.4341 | 0
AltaLink Sub 96 | 5305475.09 | -2907105.89 | 138 | 13 | 2398369.2 | 2315217.7398 | 2232726.5318 | 2155794.0081 | 2083717.0218 | 2014049.8632 | 1946711.9618 | 0% | 100% | 0% | 0 | 1946711.9618 | 0 | 0 | 0 | 1946711.9618 | 0
AltaLink Sub 97 | 1035160.03 | -723586.91 | 138 | 25 | 311573.12 | 300770.8799 | 290054.4135 | 280060.078 | 270696.5273 | 261646.0384 | 252898.1442 | 0% | 0% | 100% | 0 | 0 | 252898.1442 | 0 | 0 | 252898.1442 | 0
AltaLink Sub 98 | 3943157.18 | -1716104.48 | 138 | 25 | 2227052.7 | 2149840.7829 | 2073241.9558 | 2001804.754 | 1934876.2565 | 1870185.4518 | 1807657.5244 | 0% | 100% | 0% | 0 | 1807657.5244 | 0 | 0 | 0 | 1807657.5244 | 0
AltaLink Sub 99 | 69428.03 | -11688.94 | 138 | 25 | 57739.09 | 55737.2757 | 53751.3566 | 51899.259 | 50164.0551 | 48486.8661 | 46865.7524 | 0% | 100% | 0% | 0 | 46865.7524 | 0 | 0 | 0 | 46865.7524 | 0
AltaLink Sub 100 | 8845407.56 | -409626.95 | 138 | 138 | 8435780.61 | 8143312.0963 | 7853165.8863 | 7582571.229 | 7329054.9468 | 7084014.7479 | 6847167.2422 | 0% | 0% | 100% | 0 | 0 | 6847167.2422 | 0 | 6847167.2422 | 0 | 0
AltaLink Sub 101 | 9290688.89 | -142611.92 | 138 | 6.9 | 9148076.97 | 8830913.1415 | 8516267.7062 | 8222824.7083 | 7947902.1409 | 7682171.3563 | 7425325.0356 | 0% | 100% | 0% | 0 | 7425325.0356 | 0 | 0 | 0 | 7425325.0356 | 0
AltaLink Sub 102 | 4809581.8 | -3462535.41 | 138 | 13 | 1347046.39 | 1300344.2917 | 1254013.0245 | 1210803.7979 | 1170321.6886 | 1131193.0613 | 1093372.6636 | 0% | 0% | 100% | 0 | 0 | 1093372.6636 | 0 | 0 | 1093372.6636 | 0
AltaLink Sub 103 | 5783387.85 | -1640560.63 | 138 | 4.2 | 4142827.22 | 3999195.4003 | 3856704.0682 | 3723814.5392 | 3599312.2313 | 3478972.5434 | 3362656.3021 | 0% | 100% | 0% | 0 | 3362656.3021 | 0 | 0 | 0 | 3362656.3021 | 0
AltaLink Sub 104 | 14166089.07 | -2169435.79 | 138 | 25 | 11996653.28 | 11580729.3108 | 11168107.9254 | 10783291.1038 | 10422761.7018 | 10074286.2682 | 9737461.7896 | 0% | 100% | 0% | 0 | 9737461.7896 | 0 | 0 | 0 | 9737461.7896 | 0
AltaLink Sub 105 | 7631348.73 | -1939609.01 | 138 | 25 | 5691739.72 | 5494407.1039 | 5298641.3788 | 5116067.3611 | 4945016.363 | 4779684.2974 | 4619879.957 | 0% | 100% | 0% | 0 | 4619879.957 | 0 | 0 | 0 | 4619879.957 | 0
AltaLink Sub 106 | 1861301.42 | -793754.32 | 138 | 138 | 1067547.1 | 1030535.242 | 993817.2714 | 959573.5475 | 927491.0901 | 896481.2802 | 866508.2546 | 0% | 0% | 100% | 0 | 0 | 866508.2546 | 0 | 866508.2546 | 0 | 0
AltaLink Sub 107 | 1349013 | -518891.62 | 138 | 138 | 830121.38 | 801341.0718 | 772789.2894 | 746161.4738 | 721214.2525 | 697101.1185 | 673794.1849 | 0% | 0% | 100% | 0 | 0 | 673794.1849 | 0 | 673794.1849 | 0 | 0
AltaLink Sub 108 | 8857694.84 | -2725035.58 | 138 | 25 | 6132659.26 | 5920039.9635 | 5709108.9396 | 5512391.5393 | 5328089.8075 | 5149950.0343 | 4977766.2002 | 0% | 100% | 0% | 0 | 4977766.2002 | 0 | 0 | 0 | 4977766.2002 | 0
AltaLink Sub 109 | 7990066.81 | -2507440.82 | 138 | 25 | 5482625.99 | 5292543.3469 | 5103970.0275 | 4928103.7539 | 4763337.1458 | 4604079.3574 | 4450146.2065 | 0% | 100% | 0% | 0 | 4450146.2065 | 0 | 0 | 0 | 4450146.2065 | 0
AltaLink Sub 110 | 1460218.74 | -699205.44 | 138 | 25 | 761013.3 | 734628.9689 | 708454.1387 | 684043.104 | 661172.7532 | 639067.0514 | 617700.4334 | 0% | 100% | 0% | 0 | 617700.4334 | 0 | 0 | 0 | 617700.4334 | 0
AltaLink Sub 111 | 8531788.44 | -602818.23 | 240 | 34.5 | 7928970.21 | 7654072.8128 | 7381358.1985 | 7127020.5058 | 6888735.1423 | 6658416.6303 | 6435798.6055 | 99.83% | 0.1736% | 0% | 6424625.3441 | 11173.2615 | 0 | 6424625.3441 | 0 | 11173.2615 | 0
AltaLink Sub 112 | 4408170.07 | -1567462.95 | 138 | 25 | 2840707.12 | 2742219.8041 | 2644514.5125 | 2553393.1089 | 2468022.7631 | 2385506.6962 | 2305749.4779 | 0% | 100% | 0% | 0 | 2305749.4779 | 0 | 0 | 0 | 2305749.4779 | 0
AltaLink Sub 113 | 826840.23 | -390410.87 | 138 | 25 | 436429.36 | 421298.3541 | 406287.4937 | 392288.1428 | 379172.3502 | 366495.0721 | 354241.647 | 0% | 100% | 0% | 0 | 354241.647 | 0 | 0 | 0 | 354241.647 | 0
AltaLink Sub 114 | 2658448.28 | -1297202.31 | 138 | 25 | 1361245.97 | 1314051.5722 | 1267231.9147 | 1223567.2079 | 1182658.3658 | 1143117.2731 | 1104898.2003 | 0% | 100% | 0% | 0 | 1104898.2003 | 0 | 0 | 0 | 1104898.2003 | 0
AltaLink Sub 115 | 3708115.44 | -2190143.48 | 138 | 25 | 1517971.96 | 1465343.8721 | 1413133.67 | 1364441.6614 | 1318822.8116 | 1274729.1861 | 1232109.7904 | 0% | 100% | 0% | 0 | 1232109.7904 | 0 | 0 | 0 | 1232109.7904 | 0
AltaLink Sub 116 | 9299721.24 | -1918424.09 | 138 | 4.2 | 7381297.15 | 7125387.5778 | 6871510.0184 | 6634740.0424 | 6412913.6226 | 6198503.7647 | 5991262.5028 | 0% | 0% | 100% | 0 | 0 | 5991262.5028 | 0 | 0 | 5991262.5028 | 0
AltaLink Sub 117 | 6605602.24 | -2757892.86 | 138 | 25 | 3847709.38 | 3714309.2958 | 3581968.4556 | 3458545.4259 | 3342912.1464 | 3231144.959 | 3123114.6046 | 0% | 100% | 0% | 0 | 3123114.6046 | 0 | 0 | 0 | 3123114.6046 | 0
AltaLink Sub 118 | 8494352.87 | -2007397.73 | 138 | 4.2 | 6486955.14 | 6262052.4053 | 6038935.4781 | 5830853.3238 | 5635904.1156 | 5447472.8546 | 5265341.6192 | 0% | 100% | 0% | 0 | 5265341.6192 | 0 | 0 | 0 | 5265341.6192 | 0
AltaLink Sub 119 | 10631643.73 | -2456027.26 | 138 | 4.2 | 8175616.47 | 7892167.847 | 7610969.9066 | 7348720.5382 | 7103022.8384 | 6865539.8148 | 6635996.8172 | 0% | 100% | 0% | 0 | 6635996.8172 | 0 | 0 | 0 | 6635996.8172 | 0
AltaLink Sub 120 | 5408505.52 | -1241832.69 | 138 | 69 | 4166672.83 | 4022214.283 | 3878902.7881 | 3745248.3631 | 3620029.4351 | 3498997.0866 | 3382011.3431 | 0% | 0% | 100% | 0 | 0 | 3382011.3431 | 0 | 3382011.3431 | 0 | 0
AltaLink Sub 121 | 131920.73 | -43068.79 | 138 | 25 | 88851.94 | 85771.4432 | 82715.4067 | 79865.3017 | 77195.079 | 74614.1326 | 72119.4779 | 98.59% | 1.413% | 0% | 71100.3725 | 1019.1053 | 0 | 71100.3725 | 0 | 1019.1053 | 0
AltaLink Sub 122 | 873849.65 | -462525.39 | 138 | 25 | 411324.26 | 397063.6479 | 382916.2701 | 369722.2159 | 357360.8943 | 345412.862 | 333864.3013 | 0% | 100% | 0% | 0 | 333864.3013 | 0 | 0 | 0 | 333864.3013 | 0
AltaLink Sub 123 | 2670783.84 | -1631916.63 | 138 | 25 | 1038867.21 | 1002849.6838 | 967118.1496 | 933794.391 | 902573.836 | 872397.1114 | 843229.3179 | 0% | 100% | 0% | 0 | 843229.3179 | 0 | 0 | 0 | 843229.3179 | 0
AltaLink Sub 124 | 40172.76 | -6542.1 | 69 | 25 | 33630.66 | 32464.685 | 31307.9683 | 30229.1971 | 29218.5118 | 28241.6178 | 27297.3853 | 33.33% | 66.67% | 0% | 9099.1284 | 18198.2569 | 0 | 9099.1284 | 0 | 18198.2569 | 0
AltaLink Sub 125 | 1281985.34 | -319538.41 | 132 | 4.2 | 962446.93 | 929078.8949 | 895975.8139 | 865103.3897 | 836179.455 | 808222.5654 | 781200.3887 | 0% | 100% | 0% | 0 | 781200.3887 | 0 | 0 | 0 | 781200.3887 | 0
AltaLink Sub 126 | 3933580.38 | -2594556.48 | 138 | 13 | 1339023.9 | 1292599.9414 | 1246544.6055 | 1203592.7164 | 1163351.7029 | 1124456.1107 | 1086860.9567 | 0% | 100% | 0% | 0 | 1086860.9567 | 0 | 0 | 0 | 1086860.9567 | 0
AltaLink Sub 127 | 9434780.4 | -1682905.14 | 138 | 25 | 7751875.26 | 7483117.7447 | 7216494.2595 | 6967837.2441 | 6734874.0262 | 6509699.7189 | 6292053.907 | 0% | 100% | 0% | 0 | 6292053.907 | 0 | 0 | 0 | 6292053.907 | 0
AltaLink Sub 128 | 9897645.04 | -1875800.34 | 138 | 25 | 8021844.7 | 7743727.3443 | 7467818.339 | 7210501.5099 | 6969425.0359 | 6736408.7317 | 6511183.1129 | 0% | 100% | 0% | 0 | 6511183.1129 | 0 | 0 | 0 | 6511183.1129 | 0
AltaLink Sub 129 | 43.57 | -43.52 | 69 | 25 | 0.05 | 0.048267 | 0.046547 | 0.044943 | 0.04344 | 0.041988 | 0.040584 | 0% | 0% | 100% | 0 | 0 | 0.040584 | 0 | 0 | 0.040584 | 0
AltaLink Sub 130 | 1026608.31 | -895942.95 | 138 | 4.2 | 130665.36 | 126135.192 | 121640.9951 | 117449.6404 | 113522.8199 | 109727.289 | 106058.6582 | 0% | 100% | 0% | 0 | 106058.6582 | 0 | 0 | 0 | 106058.6582 | 0
AltaLink Sub 131 | 1727230.45 | -817370.64 | 138 | 4.1 | 909859.81 | 878314.9704 | 847020.608 | 817835.0216 | 790491.4613 | 764062.1076 | 738516.3951 | 0% | 100% | 0% | 0 | 738516.3951 | 0 | 0 | 0 | 738516.3951 | 0
AltaLink Sub 132 | 258667.19 | -80259.66 | 138 | 25 | 178407.53 | 172222.1409 | 166085.8661 | 160363.0851 | 155001.4931 | 149819.161 | 144810.0954 | 98.41% | 1.585% | 0% | 142514.8346 | 2295.2609 | 0 | 142514.8346 | 0 | 2295.2609 | 0
AltaLink Sub 133 | 54427749.33 | -1771241.35 | 240 | 138 | 52656507.98 | 50830906.8483 | 49019801.6373 | 47330738.0655 | 45748278.4503 | 44218726.9143 | 42740314.5245 | 0% | 0% | 100% | 0 | 0 | 42740314.5245 | 0 | 42740314.5245 | 0 | 0
AltaLink Sub 134 | 5059512.75 | -3182952.97 | 138 | 25 | 1876559.78 | 1811499.4524 | 1746955.7269 | 1686761.2916 | 1630365.982 | 1575856.1977 | 1523168.8978 | 85.57% | 14.43% | 0% | 1303445.2671 | 219723.6307 | 0 | 1303445.2671 | 0 | 219723.6307 | 0
AltaLink Sub 135 | 1501924.17 | -1043235.86 | 138 | 25 | 458688.31 | 442785.5863 | 427009.1359 | 412295.7843 | 398511.0546 | 385187.2047 | 372308.8254 | 0% | 0% | 100% | 0 | 0 | 372308.8254 | 0 | 0 | 372308.8254 | 0
AltaLink Sub 136 | 1029.77 | 0 | 69 | 25 | 1029.77 | 994.0679 | 958.6492 | 925.6173 | 894.6701 | 864.7577 | 835.8453 | 0% | 0% | 100% | 0 | 0 | 835.8453 | 0 | 0 | 835.8453 | 0
AltaLink Sub 137 | 1267769.07 | -640235.77 | 138 | 25 | 627533.3 | 605776.7205 | 584192.8959 | 564063.5012 | 545204.5577 | 526976.1457 | 509357.1839 | 0% | 0% | 100% | 0 | 0 | 509357.1839 | 0 | 0 | 509357.1839 | 0
AltaLink Sub 138 | 23998542.53 | -379425.14 | 240 | 240 | 23619117.39 | 22800242.5901 | 21987869.9466 | 21230239.1748 | 20520425.6902 | 19834344.1654 | 19171201.1443 | 0% | 0% | 100% | 0 | 0 | 19171201.1443 | 19171201.1443 | 0 | 0 | 0
AltaLink Sub 139 | 2062803.34 | -1339678.21 | 138 | 25 | 723125.13 | 698054.3817 | 673182.7041 | 649987.0088 | 628255.2921 | 607250.1553 | 586947.3059 | 0% | 100% | 0% | 0 | 586947.3059 | 0 | 0 | 0 | 586947.3059 | 0
AltaLink Sub 140 | 3732892.97 | -908576.67 | 138 | 138 | 2824316.3 | 2726397.2539 | 2629255.7197 | 2538660.0847 | 2453782.324 | 2371742.373 | 2292445.3521 | 0% | 0% | 100% | 0 | 0 | 2292445.3521 | 0 | 2292445.3521 | 0 | 0
AltaLink Sub 141 | 7116373.7 | -3136824.11 | 138 | 25 | 3979549.59 | 3841578.6057 | 3704703.16 | 3577051.0899 | 3457455.6828 | 3341858.8378 | 3230126.8669 | 0% | 100% | 0% | 0 | 3230126.8669 | 0 | 0 | 0 | 3230126.8669 | 0
AltaLink Sub 142 | 2778808.78 | -1443618.21 | 138 | 25 | 1335190.57 | 1288899.5129 | 1242976.0233 | 1200147.096 | 1160021.2837 | 1121237.0409 | 1083749.5136 | 0% | 100% | 0% | 0 | 1083749.5136 | 0 | 0 | 0 | 1083749.5136 | 0
AltaLink Sub 143 | 7357171.36 | -2888378.83 | 138 | 25 | 4468792.53 | 4313859.493 | 4160156.6792 | 4016811.1563 | 3882512.7765 | 3752704.5393 | 3627236.3209 | 54.51% | 45.49% | 0% | 1977242.5434 | 1649993.7775 | 0 | 1977242.5434 | 0 | 1649993.7775 | 0
AltaLink Sub 144 | 9387887.89 | -140369.35 | 138 | 138 | 9247518.54 | 8926907.0722 | 8608841.3732 | 8312208.5866 | 8034297.5517 | 7765678.2161 | 7506039.9205 | 0% | 0% | 100% | 0 | 0 | 7506039.9205 | 0 | 7506039.9205 | 0 | 0
AltaLink Sub 145 | 5604283.89 | -3741312.96 | 138 | 13 | 1862970.93 | 1798381.7279 | 1734305.3869 | 1674546.8413 | 1618559.9106 | 1564444.8514 | 1512139.0793 | 77.36% | 22.64% | 0% | 1169767.967 | 342371.1123 | 0 | 1169767.967 | 0 | 342371.1123 | 0
AltaLink Sub 146 | 3758881.6 | -2474409.21 | 138 | 25 | 1284472.39 | 1239939.7322 | 1195760.6796 | 1154558.6401 | 1115957.0358 | 1078646.0406 | 1042582.5041 | 0% | 100% | 0% | 0 | 1042582.5041 | 0 | 0 | 0 | 1042582.5041 | 0
AltaLink Sub 147 | 4194512.48 | -1950118.79 | 138 | 25 | 2244393.69 | 2166580.5608 | 2089385.2954 | 2017391.8464 | 1949942.2089 | 1884747.6879 | 1821732.8856 | 0% | 100% | 0% | 0 | 1821732.8856 | 0 | 0 | 0 | 1821732.8856 | 0
AltaLink Sub 148 | 4940719.02 | -2830666.96 | 138 | 25 | 2110052.06 | 2036896.5551 | 1964321.9308 | 1896637.7602 | 1833225.4243 | 1771933.2215 | 1712690.2669 | 0% | 100% | 0% | 0 | 1712690.2669 | 0 | 0 | 0 | 1712690.2669 | 0
AltaLink Sub 149 | 5930321.28 | -2320015.22 | 138 | 25 | 3610306.06 | 3485136.7489 | 3360961.3265 | 3245153.4866 | 3136654.7699 | 3031783.6079 | 2930418.7166 | 0% | 100% | 0% | 0 | 2930418.7166 | 0 | 0 | 0 | 2930418.7166 | 0
AltaLink Sub 150 | 1530823.44 | -1225299.59 | 138 | 4.2 | 305523.85 | 294931.3381 | 284422.9345 | 274622.6416 | 265440.8866 | 256566.1151 | 247988.0635 | 0% | 100% | 0% | 0 | 247988.0635 | 0 | 0 | 0 | 247988.0635 | 0
AltaLink Sub 151 | 2376502.07 | -1464074.44 | 138 | 25 | 912427.63 | 880793.7641 | 849411.0823 | 820143.1279 | 792722.3981 | 766218.4552 | 740600.6472 | 0% | 100% | 0% | 0 | 740600.6472 | 0 | 0 | 0 | 740600.6472 | 0
AltaLink Sub 152 | 16672919.31 | -7483903.9 | 240 | 25 | 9189015.41 | 8870432.2457 | 8554378.7448 | 8259622.5639 | 7983469.6942 | 7716549.7412 | 7458554.0109 | 0% | 100% | 0% | 0 | 7458554.0109 | 0 | 0 | 0 | 7458554.0109 | 0
AltaLink Sub 153 | 8750086.8 | -3904485.8 | 138 | 13 | 4845601 | 4677604.0133 | 4510940.9823 | 4355508.5686 | 4209886.1529 | 4069132.4885 | 3933084.7932 | 0% | 0% | 100% | 0 | 0 | 3933084.7932 | 0 | 0 | 3933084.7932 | 0
AltaLink Sub 154 | 2594391.33 | -1210210.12 | 138 | 25 | 1384181.21 | 1336191.6474 | 1288583.1391 | 1244182.7383 | 1202584.6348 | 1162377.3257 | 1123514.3108 | 25.45% | 74.55% | 0% | 285881.504 | 837632.8068 | 0 | 285881.504 | 0 | 837632.8068 | 0
AltaLink Sub 155 | 721661.59 | -79612.38 | 138 | 25 | 642049.21 | 619789.3639 | 597706.2689 | 577111.247 | 557816.0642 | 539165.9981 | 521139.4798 | 58.82% | 41.18% | 0% | 306552.6352 | 214586.8446 | 0 | 306552.6352 | 0 | 214586.8446 | 0
AltaLink Sub 156 | 6675399.71 | -3657008.04 | 138 | 25 | 3018391.67 | 2913744.0308 | 2809927.331 | 2713106.3375 | 2622396.1271 | 2534718.7289 | 2449972.7438 | 0% | 100% | 0% | 0 | 2449972.7438 | 0 | 0 | 0 | 2449972.7438 | 0
AltaLink Sub 157 | 1012167.56 | -583618.75 | 138 | 4 | 428548.81 | 413691.0228 | 398951.2116 | 385204.6452 | 372325.6828 | 359877.3167 | 347845.1502 | 0% | 100% | 0% | 0 | 347845.1502 | 0 | 0 | 0 | 347845.1502 | 0
AltaLink Sub 158 | 4454080.25 | -2316491.93 | 138 | 25 | 2137588.32 | 2063478.1329 | 1989956.4071 | 1921388.9555 | 1857149.0862 | 1795057.0177 | 1735040.9403 | 0% | 100% | 0% | 0 | 1735040.9403 | 0 | 0 | 0 | 1735040.9403 | 0
AltaLink Sub 159 | 5090644.26 | -1564863.48 | 138 | 13 | 3525780.78 | 3403541.9604 | 3282273.7603 | 3169177.239 | 3063218.7182 | 2960802.8229 | 2861811.1087 | 0% | 100% | 0% | 0 | 2861811.1087 | 0 | 0 | 0 | 2861811.1087 | 0
AltaLink Sub 160 | 10017685.5 | -1960418.84 | 138 | 25 | 8057266.66 | 7777921.2249 | 7500793.8917 | 7242340.8319 | 7000199.8395 | 6766154.6081 | 6539934.4633 | 0% | 100% | 0% | 0 | 6539934.4633 | 0 | 0 | 0 | 6539934.4633 | 0
AltaLink Sub 161 | 37.39 | 0 | 138 | 25 | 37.39 | 36.0937 | 34.8077 | 33.6083 | 32.4846 | 31.3986 | 30.3488 | 0% | 0% | 100% | 0 | 0 | 30.3488 | 0 | 0 | 30.3488 | 0
AltaLink Sub 162 | 7433728.86 | -119347.66 | 138 | 6.9 | 7314381.2 | 7060791.6038 | 6809215.599 | 6574592.0869 | 6354776.6585 | 6142310.5564 | 5936948.0627 | 0% | 0% | 100% | 0 | 0 | 5936948.0627 | 0 | 0 | 5936948.0627 | 0
AltaLink Sub 163 | 2404508.73 | -1656659.31 | 138 | 25 | 747849.42 | 721921.4806 | 696199.4183 | 672210.6415 | 649735.8981 | 628012.5771 | 607015.5552 | 0% | 100% | 0% | 0 | 607015.5552 | 0 | 0 | 0 | 607015.5552 | 0
AltaLink Sub 164 | 6662547.07 | -2276148.05 | 138 | 4.2 | 4386399.02 | 4234322.566 | 4083453.653 | 3942751.0678 | 3810928.8189 | 3683513.9253 | 3560359.0313 | 0% | 0% | 100% | 0 | 0 | 3560359.0313 | 0 | 0 | 3560359.0313 | 0
AltaLink Sub 165 | 6192052.67 | -903772.15 | 138 | 25 | 5288280.52 | 5104935.8344 | 4923046.9706 | 4753414.7195 | 4594488.6783 | 4440876.1828 | 4292399.5796 | 0% | 100% | 0% | 0 | 4292399.5796 | 0 | 0 | 0 | 4292399.5796 | 0
AltaLink Sub 166 | 1612976.44 | -777036.45 | 138 | 4.2 | 835939.99 | 806957.9505 | 778206.0388 | 751391.5796 | 726269.4945 | 701987.3431 | 678517.0431 | 0% | 0% | 100% | 0 | 0 | 678517.0431 | 0 | 0 | 678517.0431 | 0
AltaLink Sub 167 | 67915.93 | -64175.19 | 69 | 0 | 3740.74 | 3611.0485 | 3482.3869 | 3362.3951 | 3249.9765 | 3141.3166 | 3036.2895 | 0% | 0% | 100% | 0 | 0 | 3036.2895 | 0 | 0 | 0 | 3036.2895
AltaLink Sub 168 | 3855951.38 | -2245683.39 | 138 | 13.8 | 1610267.99 | 1554439.9988 | 1499055.3016 | 1447402.7119 | 1399010.1359 | 1352235.5211 | 1307024.7725 | 0% | 100% | 0% | 0 | 1307024.7725 | 0 | 0 | 0 | 1307024.7725 | 0
AltaLink Sub 169 | 12475879.69 | -3995806.88 | 138 | 25 | 8480072.81 | 8186068.6857 | 7894399.0584 | 7622383.6396 | 7367536.2661 | 7121209.4798 | 6883118.4025 | 0% | 100% | 0% | 0 | 6883118.4025 | 0 | 0 | 0 | 6883118.4025 | 0
AltaLink Sub 170 | 3038543.68 | -2271258.22 | 138 | 13 | 767285.46 | 740683.6731 | 714293.1138 | 689680.887 | 666622.042 | 644334.1483 | 622791.4297 | 0% | 0% | 100% | 0 | 0 | 622791.4297 | 0 | 0 | 622791.4297 | 0
AltaLink Sub 171 | 34372545.45 | -18836166.47 | 240 | 69 | 15536378.98 | 14997732.7208 | 14463363.5039 | 13965002.8495 | 13498095.8471 | 13046799.45 | 12610591.7322 | 0% | 0% | 100% | 0 | 0 | 12610591.7322 | 0 | 12610591.7322 | 0 | 0
AltaLink Sub 172 | 33364820.74 | -509683.61 | 240 | 138 | 32855137.13 | 31716049.5257 | 30586006.6811 | 29532111.9698 | 28544733.0179 | 27590366.1715 | 26667907.7013 | 0% | 0% | 100% | 0 | 0 | 26667907.7013 | 0 | 26667907.7013 | 0 | 0
AltaLink Sub 173 | 245915.06 | -146327.97 | 69 | 13.8 | 99587.09 | 96134.4056 | 92709.1367 | 89514.6802 | 86521.8393 | 83629.0614 | 80833.0008 | 99.65% | 0.3488% | 0% | 80551.072 | 281.9288 | 0 | 80551.072 | 0 | 281.9288 | 0
AltaLink Sub 174 | 125616.15 | -73971.34 | 138 | 13.8 | 51644.81 | 49854.2844 | 48077.9763 | 46421.365 | 44869.3094 | 43369.1454 | 41919.138 | 99.49% | 0.5065% | 0% | 41706.8124 | 212.3256 | 0 | 41706.8124 | 0 | 212.3256 | 0
AltaLink Sub 175 | 1516836.24 | -533268.7 | 138 | 25 | 983567.54 | 949467.2534 | 915637.7351 | 884087.8249 | 854529.1631 | 825958.7679 | 798343.5976 | 0% | 100% | 0% | 0 | 798343.5976 | 0 | 0 | 0 | 798343.5976 | 0
AltaLink Sub 176 | 422202.26 | -233517.41 | 138 | 4.2 | 188684.85 | 182143.1463 | 175653.3859 | 169600.9393 | 163930.4881 | 158449.6233 | 153152.0062 | 0% | 100% | 0% | 0 | 153152.0062 | 0 | 0 | 0 | 153152.0062 | 0
AltaLink Sub 177 | 163780.98 | -145450.28 | 25 | 25 | 18330.7 | 17695.1746 | 17064.6956 | 16476.7014 | 15925.8181 | 15393.353 | 14878.6905 | 0% | 0% | 100% | 0 | 0 | 14878.6905 | 0 | 0 | 14878.6905 | 0
AltaLink Sub 178 | 99532287.07 | -25980250.6 | 240 | 138 | 73552036.47 | 71001987.3656 | 68472186.5557 | 66112856.8128 | 63902434.3638 | 61765915.3526 | 59700828.8859 | 0% | 0% | 100% | 0 | 0 | 59700828.8859 | 0 | 59700828.8859 | 0 | 0
AltaLink Sub 179 | 18595.99 | -11971.05 | 138 | 25 | 6624.94 | 6395.2533 | 6167.3905 | 5954.8822 | 5755.7862 | 5563.3468 | 5377.3414 | 95.41% | 4.587% | 0% | 5130.6838 | 246.6576 | 0 | 5130.6838 | 0 | 246.6576 | 0
AltaLink Sub 180 | 19074.98 | -3671.94 | 69 | 12.5 | 15403.04 | 14869.0166 | 14339.2335 | 13845.15 | 13382.2502 | 12934.827 | 12502.3629 | 89.29% | 10.71% | 0% | 11162.8241 | 1339.5389 | 0 | 11162.8241 | 0 | 1339.5389 | 0
AltaLink Sub 181 | 30510237.42 | -2156944.04 | 240 | 240 | 28353293.38 | 27370284.6985 | 26395081.4547 | 25485592.4508 | 24633505.1505 | 23809906.6039 | 23013844.3158 | 0% | 0% | 100% | 0 | 0 | 23013844.3158 | 23013844.3158 | 0 | 0 | 0
AltaLink Sub 182 | 14822739.95 | -1038648.48 | 138 | 25 | 13784091.47 | 13306197.0187 | 12832097.219 | 12389944.7165 | 11975698.3314 | 11575301.8925 | 11188292.3396 | 0% | 100% | 0% | 0 | 11188292.3396 | 0 | 0 | 0 | 11188292.3396 | 0
AltaLink Sub 183 | 221839.62 | -20676.63 | 138 | 4.1 | 201162.99 | 194188.6691 | 187269.7269 | 180817.0187 | 174771.5683 | 168928.2419 | 163280.2818 | 0% | 100% | 0% | 0 | 163280.2818 | 0 | 0 | 0 | 163280.2818 | 0
AltaLink Sub 184 | 10745262.83 | -2483412.01 | 138 | 25 | 8261850.82 | 7975412.4521 | 7691248.5064 | 7426232.9976 | 7177943.7401 | 6937955.8051 | 6705991.6456 | 0% | 100% | 0% | 0 | 6705991.6456 | 0 | 0 | 0 | 6705991.6456 | 0
AltaLink Sub 185 | 7102268.99 | -2402205.61 | 138 | 13 | 4700063.38 | 4537112.1826 | 4375454.8755 | 4224690.8742 | 4083442.2276 | 3946916.0993 | 3814954.5964 | 0% | 100% | 0% | 0 | 3814954.5964 | 0 | 0 | 0 | 3814954.5964 | 0
AltaLink Sub 186 | 4829094.97 | -1899238.58 | 138 | 25 | 2929856.39 | 2828278.269 | 2727506.7142 | 2633525.6682 | 2545476.1641 | 2460370.5141 | 2378110.293 | 0% | 100% | 0% | 0 | 2378110.293 | 0 | 0 | 0 | 2378110.293 | 0
AltaLink Sub 187 | 3055837.33 | -1442387.95 | 138 | 4.2 | 1613449.38 | 1557511.09 | 1502016.9699 | 1450262.3306 | 1401774.1459 | 1354907.119 | 1309607.0479 | 0% | 100% | 0% | 0 | 1309607.0479 | 0 | 0 | 0 | 1309607.0479 | 0
AltaLink Sub 188 | 27738227.2 | -1746369.61 | 240 | 25 | 25991857.59 | 25090719.8874 | 24196737.5378 | 23362996.344 | 22581876.0887 | 21826871.8694 | 21097110.5204 | 0% | 100% | 0% | 0 | 21097110.5204 | 0 | 0 | 0 | 21097110.5204 | 0
AltaLink Sub 189 | 1396774.96 | -586521.46 | 138 | 25 | 810253.5 | 782162.0112 | 754293.5787 | 728303.0654 | 703952.9235 | 680416.9061 | 657667.7938 | 0% | 100% | 0% | 0 | 657667.7938 | 0 | 0 | 0 | 657667.7938 | 0
AltaLink Sub 190 | 2026451.52 | -1063613.12 | 138 | 13 | 962838.4 | 929456.7927 | 896340.2471 | 865455.2658 | 836519.5664 | 808551.3055 | 781518.1377 | 0% | 0% | 100% | 0 | 0 | 781518.1377 | 0 | 0 | 781518.1377 | 0
AltaLink Sub 191 | 1074562.81 | -599384.16 | 69 | 25 | 475178.65 | 458704.2062 | 442360.5753 | 427118.2629 | 412837.9573 | 399035.1006 | 385693.7297 | 0% | 100% | 0% | 0 | 385693.7297 | 0 | 0 | 0 | 385693.7297 | 0
AltaLink Sub 192 | 510794.09 | -373090.8 | 138 | 4.2 | 137703.29 | 132929.1169 | 128192.8525 | 123775.7421 | 119637.4142 | 115637.4475 | 111771.216 | 0% | 0% | 100% | 0 | 0 | 111771.216 | 0 | 0 | 111771.216 | 0
AltaLink Sub 193 | 1656542.4 | -988731.56 | 138 | 138 | 667810.84 | 644657.8382 | 621688.6794 | 600267.3014 | 580197.9173 | 560799.5345 | 542049.7188 | 0% | 0% | 100% | 0 | 0 | 542049.7188 | 0 | 542049.7188 | 0 | 0
AltaLink Sub 194 | 4578234.81 | -1241683.34 | 138 | 4.2 | 3336551.47 | 3220873.2305 | 3106113.5173 | 2999086.9073 | 2898815.2 | 2801895.9849 | 2708217.1744 | 0% | 100% | 0% | 0 | 2708217.1744 | 0 | 0 | 0 | 2708217.1744 | 0
AltaLink Sub 195 | 4907894.25 | -1122992.06 | 138 | 25 | 3784902.19 | 3653679.6311 | 3523499.0258 | 3402090.6633 | 3288344.8967 | 3178402.1151 | 3072135.1691 | 7.483% | 92.52% | 0% | 229887.6657 | 2842247.5033 | 0 | 229887.6657 | 0 | 2842247.5033 | 0
AltaLink Sub 196 | 3925522.62 | -797716.75 | 69 | 25 | 3127805.87 | 3019364.8405 | 2911784.8712 | 2811454.1969 | 2717455.8164 | 2626600.1851 | 2538782.2281 | 0% | 100% | 0% | 0 | 2538782.2281 | 0 | 0 | 0 | 2538782.2281 | 0
AltaLink Sub 197 | 3168902.21 | -1705977.52 | 138 | 25 | 1462924.69 | 1412205.091 | 1361888.2236 | 1314961.9671 | 1270997.4253 | 1228502.7976 | 1187428.9385 | 0% | 100% | 0% | 0 | 1187428.9385 | 0 | 0 | 0 | 1187428.9385 | 0
AltaLink Sub 198 | 564667.82 | -96899.98 | 138 | 1 | 467767.84 | 451550.329 | 435461.5908 | 420456.995 | 406399.4028 | 392811.8132 | 379678.5122 | 98.82% | 1.176% | 0% | 375211.7061 | 4466.806 | 0 | 375211.7061 | 0 | 4466.806 | 0
AltaLink Sub 199 | 1814838.2 | -1366819.22 | 138 | 4.2 | 448018.98 | 432486.162 | 417076.68 | 402705.5687 | 389241.4791 | 376227.5489 | 363648.7274 | 0% | 0% | 100% | 0 | 0 | 363648.7274 | 0 | 0 | 363648.7274 | 0
AltaLink Sub 200 | 26894032.99 | -2655091.3 | 240 | 240 | 24238941.69 | 23398577.5816 | 22564886.2624 | 21787373.3775 | 21058932.6242 | 20354846.6163 | 19674301.0753 | 0% | 0% | 100% | 0 | 0 | 19674301.0753 | 19674301.0753 | 0 | 0 | 0
AltaLink Sub 201 | 2794460.37 | -1135554.49 | 138 | 25 | 1658905.88 | 1601391.6131 | 1544334.03 | 1491121.2819 | 1441267.0158 | 1393079.5812 | 1346503.249 | 0% | 100% | 0% | 0 | 1346503.249 | 0 | 0 | 0 | 1346503.249 | 0
AltaLink Sub 202 | 2228403.55 | -1359661.31 | 138 | 25 | 868742.24 | 838622.9465 | 808742.811 | 780876.1535 | 754768.2788 | 729533.2969 | 705142.0233 | 0% | 100% | 0% | 0 | 705142.0233 | 0 | 0 | 0 | 705142.0233 | 0
AltaLink Sub 203 | 13250079.94 | -1724194.6 | 138 | 25 | 11525885.34 | 11126282.8953 | 10729853.4357 | 10360137.4441 | 10013755.7948 | 9678955.0968 | 9355348.1517 | 0% | 100% | 0% | 0 | 9355348.1517 | 0 | 0 | 0 | 9355348.1517 | 0
AltaLink Sub 204 | 1528674.34 | -1134777.91 | 138 | 13 | 393896.43 | 380240.0408 | 366692.0881 | 354057.0666 | 342219.4948 | 330777.7013 | 319718.4537 | 0% | 100% | 0% | 0 | 319718.4537 | 0 | 0 | 0 | 319718.4537 | 0
AltaLink Sub 205 | 10147695.05 | -4265325.84 | 138 | 25 | 5882369.21 | 5678427.4695 | 5476105.0988 | 5287416.2561 | 5110636.3656 | 4939766.9478 | 4774610.3916 | 0% | 100% | 0% | 0 | 4774610.3916 | 0 | 0 | 0 | 4774610.3916 | 0
AltaLink Sub 206 | 27487992.44 | -9381075.76 | 138 | 25 | 18106916.68 | 17479149.8787 | 16856367.7685 | 16275551.939 | 15731393.8567 | 15205429.1985 | 14697049.6841 | 0% | 100% | 0% | 0 | 14697049.6841 | 0 | 0 | 0 | 14697049.6841 | 0
AltaLink Sub 207 | 1446239.57 | -478317.71 | 138 | 25 | 967921.86 | 934364.0091 | 901072.6195 | 870024.5759 | 840936.1059 | 812820.182 | 785644.2882 | 0% | 100% | 0% | 0 | 785644.2882 | 0 | 0 | 0 | 785644.2882 | 0
AltaLink Sub 208 | 7259146.16 | -2261968 | 138 | 25 | 4997178.16 | 4823925.9932 | 4652049.5101 | 4491754.9536 | 4341577.2656 | 4196420.6302 | 4056117.1731 | 0% | 100% | 0% | 0 | 4056117.1731 | 0 | 0 | 0 | 4056117.1731 | 0
AltaLink Sub 209 | 5595999.68 | -4117161.72 | 138 | 13.8 | 1478837.96 | 1427566.6479 | 1376702.4483 | 1329265.7415 | 1284822.9663 | 1241866.0943 | 1200345.4457 | 31.21% | 68.79% | 0% | 374591.8558 | 825753.5899 | 0 | 374591.8558 | 0 | 825753.5899 | 0
AltaLink Sub 210 | 2679296.87 | -1706281.02 | 69 | 4.2 | 973015.85 | 939281.3905 | 905814.7945 | 874603.351 | 845361.7938 | 817097.9012 | 789778.9858 | 0% | 0% | 100% | 0 | 0 | 789778.9858 | 0 | 0 | 789778.9858 | 0
AltaLink Sub 211 | 318220.26 | -151990.64 | 138 | 34.5 | 166229.62 | 160466.4391 | 154749.0199 | 149416.8699 | 144421.2545 | 139592.663 | 134925.5109 | 99.21% | 0.7874% | 0% | 133863.1053 | 1062.4056 | 0 | 133863.1053 | 0 | 1062.4056 | 0
AltaLink Sub 212 | 13061072.45 | -1997072.81 | 138 | 25 | 11063999.64 | 10680410.7725 | 10299867.7367 | 9944967.6594 | 9612466.8293 | 9291082.8581 | 8980444.0639 | 0% | 100% | 0% | 0 | 8980444.0639 | 0 | 0 | 0 | 8980444.0639 | 0
AltaLink Sub 213 | 6961983.15 | -1057569.68 | 69 | 25 | 5904413.47 | 5699707.455 | 5496626.8784 | 5307230.9217 | 5129788.5461 | 4958278.7928 | 4792503.3101 | 9.524% | 90.48% | 0% | 456428.8867 | 4336074.4234 | 0 | 456428.8867 | 0 | 4336074.4234 | 0
AltaLink Sub 214 | 14343.28 | -1000 | 138 | 25 | 13343.28 | 12880.6685 | 12421.7303 | 11993.7177 | 11592.7188 | 11205.1269 | 10830.4938 | 0% | 0% | 100% | 0 | 0 | 10830.4938 | 0 | 0 | 10830.4938 | 0
AltaLink Sub 215 | 613999.78 | -394761.53 | 138 | 4 | 219238.25 | 211637.2599 | 204096.6243 | 197064.1158 | 190475.4586 | 184107.0872 | 177951.6364 | 43.48% | 56.52% | 0% | 77370.2767 | 100581.3597 | 0 | 77370.2767 | 0 | 100581.3597 | 0
AltaLink Sub 216 | 13067022.93 | -3672302.34 | 138 | 25 | 9394720.59 | 9069005.6271 | 8745876.9566 | 8444522.3677 | 8162187.5434 | 7889292.3238 | 7625521.1044 | 74.82% | 25.18% | 0% | 5705715.6151 | 1919805.4893 | 0 | 5705715.6151 | 0 | 1919805.4893 | 0
AltaLink Sub 217 | 2601674.31 | -1718070.86 | 69 | 25 | 883603.45 | 852968.9184 | 822577.6358 | 794234.2751 | 767679.784 | 742013.1178 | 717204.5929 | 0% | 100% | 0% | 0 | 717204.5929 | 0 | 0 | 0 | 717204.5929 | 0
AltaLink Sub 218 | 7059390.31 | -3203048.22 | 138 | 13.8 | 3856342.09 | 3722642.7097 | 3590004.95 | 3466305.0087 | 3350412.2947 | 3238394.3468 | 3130121.6158 | 0% | 100% | 0% | 0 | 3130121.6158 | 0 | 0 | 0 | 3130121.6158 | 0
AltaLink Sub 219 | 2204784.62 | -770966.12 | 138 | 25 | 1433818.5 | 1384108.0126 | 1334792.2441 | 1288799.6272 | 1245709.7993 | 1204060.64 | 1163803.9819 | 0% | 100% | 0% | 0 | 1163803.9819 | 0 | 0 | 0 | 1163803.9819 | 0
AltaLink Sub 220 | 10369126.16 | -4023256 | 138 | 25 | 6345870.16 | 6125858.8416 | 5907594.491 | 5704037.9217 | 5513328.6696 | 5328995.6057 | 5150825.548 | 31.06% | 68.94% | 0% | 1599635.2633 | 3551190.2846 | 0 | 1599635.2633 | 0 | 3551190.2846 | 0
AltaLink Sub 221 | 8285067.05 | -3478423.01 | 138 | 25 | 4806644.04 | 4639997.6911 | 4474674.5734 | 4320491.7827 | 4176040.1209 | 4036418.0674 | 3901464.1486 | 0% | 100% | 0% | 0 | 3901464.1486 | 0 | 0 | 0 | 3901464.1486 | 0
AltaLink Sub 222 | 600027.19 | -155206.43 | 138 | 13.8 | 444820.76 | 429398.8243 | 414099.3441 | 399830.8222 | 386462.847 | 373541.8178 | 361052.7914 | 0% | 100% | 0% | 0 | 361052.7914 | 0 | 0 | 0 | 361052.7914 | 0
AltaLink Sub 223 | 1955.36 | -1095.89 | 138 | 69 | 859.47 | 829.6722 | 800.111 | 772.5417 | 746.7125 | 721.7469 | 697.6159 | 0% | 0% | 100% | 0 | 0 | 697.6159 | 0 | 697.6159 | 0 | 0
AltaLink Sub 224 | 5814102.47 | -1273871.37 | 138 | 25 | 4540231.1 | 4382821.2878 | 4226661.3653 | 4081024.3063 | 3944579.019 | 3812695.6542 | 3685221.6881 | 0% | 100% | 0% | 0 | 3685221.6881 | 0 | 0 | 0 | 3685221.6881 | 0
AltaLink Sub 225 | 12808437.6 | -2288694.77 | 138 | 25 | 10519742.83 | 10155023.3461 | 9793199.8643 | 9455757.9206 | 9139613.3674 | 8834038.816 | 8538680.8681 | 0% | 100% | 0% | 0 | 8538680.8681 | 0 | 0 | 0 | 8538680.8681 | 0
AltaLink Sub 226 | 3282357.27 | -856405.88 | 138 | 25 | 2425951.39 | 2341843.6553 | 2258403.7659 | 2180586.4879 | 2107680.5879 | 2037212.2295 | 1969099.9158 | 0% | 100% | 0% | 0 | 1969099.9158 | 0 | 0 | 0 | 1969099.9158 | 0
AltaLink Sub 227 | 6719000.85 | -4228903.87 | 138 | 25 | 2490096.98 | 2403765.3177 | 2318119.1594 | 2238244.2824 | 2163410.6472 | 2091079.0057 | 2021165.7059 | 29.08% | 70.92% | 0% | 587714.8507 | 1433450.8552 | 0 | 587714.8507 | 0 | 1433450.8552 | 0
AltaLink Sub 228 | 14769842.25 | -5604123.98 | 240 | 138 | 9165718.27 | 8847942.8176 | 8532690.615 | 8238681.7368 | 7963229.0043 | 7696985.7801 | 7439644.1528 | 0% | 0% | 100% | 0 | 0 | 7439644.1528 | 0 | 7439644.1528 | 0 | 0
AltaLink Sub 229 | 741313.83 | -585844.7 | 138 | 25 | 155469.13 | 150079.0153 | 144731.6999 | 139744.7144 | 135072.4786 | 130556.4548 | 126191.42 | 0% | 100% | 0% | 0 | 126191.42 | 0 | 0 | 0 | 126191.42 | 0
AltaLink Sub 230 | 1271362.5 | -875031.39 | 138 | 4.2 | 396331.11 | 382590.3104 | 368958.6177 | 356245.4989 | 344334.7589 | 332822.2435 | 321694.6385 | 0% | 100% | 0% | 0 | 321694.6385 | 0 | 0 | 0 | 321694.6385 | 0
AltaLink Sub 231 | 1254787.76 | -755331.44 | 138 | 4.2 | 499456.32 | 482140.1694 | 464961.5152 | 448940.4475 | 433930.5373 | 419422.4696 | 405399.4658 | 0% | 100% | 0% | 0 | 405399.4658 | 0 | 0 | 0 | 405399.4658 | 0
AltaLink Sub 232 | 3414770.7 | -1182266.73 | 138 | 4.1 | 2232503.97 | 2155103.0574 | 2078316.7354 | 2006704.6731 | 1939612.3514 | 1874763.1997 | 1812082.2196 | 94.19% | 5.808% | 0% | 1706827.8363 | 105254.3832 | 0 | 1706827.8363 | 0 | 105254.3832 | 0
AltaLink Sub 233 | 7864408.23 | -1559066.36 | 138 | 25 | 6305341.87 | 6086735.6674 | 5869865.2755 | 5667608.7327 | 5478117.4571 | 5294961.6476 | 5117929.4839 | 0% | 100% | 0% | 0 | 5117929.4839 | 0 | 0 | 0 | 5117929.4839 | 0
AltaLink Sub 234 | 8310470.42 | -2256831.97 | 138 | 25 | 6053638.45 | 5843758.8049 | 5635545.6787 | 5441363.0302 | 5259436.0711 | 5083591.6723 | 4913626.4689 | 0% | 100% | 0% | 0 | 4913626.4689 | 0 | 0 | 0 | 4913626.4689 | 0
AltaLink Sub 235 | 15711992.09 | -1010882.03 | 138 | 25 | 14701110.06 | 14191422.5742 | 13685782.1879 | 13214214.4668 | 12772409.3821 | 12345375.6433 | 11932619.3841 | 0% | 100% | 0% | 0 | 11932619.3841 | 0 | 0 | 0 | 11932619.3841 | 0
AltaLink Sub 236 | 683643.74 | -513863.1 | 138 | 69 | 169780.64 | 163894.3452 | 158054.7897 | 152608.7336 | 147506.4012 | 142574.6606 | 137807.8082 | 0% | 0% | 100% | 0 | 0 | 137807.8082 | 0 | 137807.8082 | 0 | 0
AltaLink Sub 237 | 8380515.87 | -3280388.72 | 138 | 25 | 5100127.15 | 4923305.7417 | 4747888.3581 | 4584291.5054 | 4431019.943 | 4282872.8741 | 4139678.966 | 82.47% | 17.53% | 0% | 3414168.2194 | 725510.7466 | 0 | 3414168.2194 | 0 | 725510.7466 | 0
AltaLink Sub 238 | 1349635.68 | -640235.54 | 138 | 25 | 709400.14 | 684805.2371 | 660405.6265 | 637650.1879 | 616330.9415 | 595724.4843 | 575806.9851 | 0% | 100% | 0% | 0 | 575806.9851 | 0 | 0 | 0 | 575806.9851 | 0
AltaLink Sub 239 | 4162431.89 | -1394884.67 | 138 | 25 | 2767547.22 | 2671596.3579 | 2576407.3797 | 2487632.7272 | 2404461.0192 | 2324070.0806 | 2246366.9389 | 0% | 100% | 0% | 0 | 2246366.9389 | 0 | 0 | 0 | 2246366.9389 | 0
AltaLink Sub 240 | 4990259.87 | -1640994.76 | 138 | 25 | 3349265.11 | 3233146.0886 | 3117949.0935 | 3010514.6679 | 2909860.8839 | 2812572.3665 | 2718536.6011 | 0% | 100% | 0% | 0 | 2718536.6011 | 0 | 0 | 0 | 2718536.6011 | 0
AltaLink Sub 241 | 3612889.55 | -2018752.22 | 138 | 25 | 1594137.33 | 1538868.5888 | 1484038.701 | 1432903.5346 | 1384995.7253 | 1338689.6694 | 1293931.8138 | 0% | 100% | 0% | 0 | 1293931.8138 | 0 | 0 | 0 | 1293931.8138 | 0
AltaLink Sub 242 | 6069517.92 | -1423554.06 | 138 | 25 | 4645963.86 | 4484888.293 | 4325091.7231 | 4176063.0728 | 4036440.2519 | 3901485.5914 | 3771043.0156 | 0% | 100% | 0% | 0 | 3771043.0156 | 0 | 0 | 0 | 3771043.0156 | 0
AltaLink Sub 243 | 2062668.37 | -1476131.72 | 138 | 13 | 586536.65 | 566201.4243 | 546027.6676 | 527213.3229 | 509586.4313 | 492548.8785 | 476080.9606 | 0% | 100% | 0% | 0 | 476080.9606 | 0 | 0 | 0 | 476080.9606 | 0
AltaLink Sub 244 | 2195165.43 | -1411181.47 | 138 | 25 | 783983.96 | 756803.2361 | 729838.3368 | 704690.4719 | 681129.7953 | 658356.8482 | 636345.2936 | 0% | 100% | 0% | 0 | 636345.2936 | 0 | 0 | 0 | 636345.2936 | 0
AltaLink Sub 245 | 1939162.79 | -1408315.91 | 138 | 25 | 530846.88 | 512442.4187 | 494184.0953 | 477156.1122 | 461202.8373 | 445782.9454 | 430878.6033 | 0% | 100% | 0% | 0 | 430878.6033 | 0 | 0 | 0 | 430878.6033 | 0
AltaLink Sub 246 | 1844725.54 | -996003.57 | 138 | 4 | 848721.97 | 819296.7793 | 790105.2351 | 762880.7681 | 737374.5525 | 712721.1138 | 688891.9401 | 0% | 100% | 0% | 0 | 688891.9401 | 0 | 0 | 0 | 688891.9401 | 0
AltaLink Sub 247 | 7344341.05 | -1188739.67 | 138 | 25 | 6155601.38 | 5942186.6802 | 5730466.5687 | 5533013.2538 | 5348022.054 | 5169215.8644 | 4996387.8951 | 0% | 100% | 0% | 0 | 4996387.8951 | 0 | 0 | 0 | 4996387.8951 | 0
AltaLink Sub 248 | 930404.65 | -572110.16 | 138 | 13 | 358294.49 | 345872.42 | 333548.9857 | 322055.9681 | 311288.3236 | 300880.6853 | 290821.0169 | 0% | 100% | 0% | 0 | 290821.0169 | 0 | 0 | 0 | 290821.0169 | 0
AltaLink Sub 249 | 14681068.33 | -571075 | 138 | 25 | 14109993.33 | 13620799.8612 | 13135490.7622 | 12682884.301 | 12258843.7509 | 11848980.6058 | 11452820.8572 | 11.24% | 88.76% | 0% | 1286833.8042 | 10165987.0531 | 0 | 1286833.8042 | 0 | 10165987.0531 | 0
AltaLink Sub 250 | 219085.57 | -261233.84 | 138 | 69 | -42148.27 | -40686.9895 | -39237.312 | -37885.3214 | -36618.6606 | -35394.3494 | -34210.9719 | 0% | 0% | 100% | 0 | 0 | -34210.9719 | 0 | -34210.9719 | 0 | 0
AltaLink Sub 251 | 1041717.49 | -883208.04 | 138 | 69 | 158509.45 | 153013.9274 | 147562.0411 | 142477.5312 | 137713.9262 | 133109.588 | 128659.1916 | 0% | 0% | 100% | 0 | 0 | 128659.1916 | 0 | 128659.1916 | 0 | 0
AltaLink Sub 252 | 547178.41 | -452502.48 | 138 | 138 | 94675.93 | 91393.5155 | 88137.1645 | 85100.2434 | 82254.9951 | 79504.8752 | 76846.7029 | 0% | 0% | 100% | 0 | 0 | 76846.7029 | 0 | 76846.7029 | 0 | 0
AltaLink Sub 253 | 1883634.27 | -675987.46 | 138 | 69 | 1207646.81 | 1165777.6951 | 1124241.0358 | 1085503.3315 | 1049210.5279 | 1014131.1406 | 980224.6004 | 0% | 0% | 100% | 0 | 0 | 980224.6004 | 0 | 980224.6004 | 0 | 0
AltaLink Sub 254 | 3218960.3 | -329933.58 | 138 | 25 | 2889026.72 | 2788864.1636 | 2689496.9335 | 2596825.5814 | 2510003.1109 | 2426083.4696 | 2344969.6043 | 0% | 0% | 100% | 0 | 0 | 2344969.6043 | 0 | 0 | 2344969.6043 | 0
AltaLink Sub 255 | 2564312.57 | -1511524.8 | 138 | 4.2 | 1052787.77 | 1016287.618 | 980077.2902 | 946307.0016 | 914668.0989 | 884087.0139 | 854528.3792 | 0% | 100% | 0% | 0 | 854528.3792 | 0 | 0 | 0 | 854528.3792 | 0
AltaLink Sub 256 | 17825316.14 | -2492781.91 | 138 | 25 | 15332534.23 | 14800955.2682 | 14273597.232 | 13781775.3087 | 13320994.3502 | 12875619.1785 | 12445134.7153 | 0% | 100% | 0% | 0 | 12445134.7153 | 0 | 0 | 0 | 12445134.7153 | 0
AltaLink Sub 257 | 1447832.75 | -628053.71 | 138 | 4.2 | 819779.04 | 791357.3007 | 763161.2401 | 736865.1759 | 712228.7677 | 688416.0551 | 665399.4986 | 0% | 100% | 0% | 0 | 665399.4986 | 0 | 0 | 0 | 665399.4986 | 0
AltaLink Sub 258 | 2873421.56 | -2269894.61 | 138 | 13 | 603526.95 | 582602.6706 | 561844.5375 | 542485.1947 | 524347.7021 | 506816.6198 | 489871.6732 | 0% | 100% | 0% | 0 | 489871.6732 | 0 | 0 | 0 | 489871.6732 | 0
AltaLink Sub 259 | 2086041.5 | -1485925.32 | 138 | 4.2 | 600116.18 | 579310.152 | 558669.3313 | 539419.3959 | 521384.4054 | 503952.3983 | 487103.2142 | 0% | 100% | 0% | 0 | 487103.2142 | 0 | 0 | 0 | 487103.2142 | 0
AltaLink Sub 260 | 1884384.05 | -986309.59 | 138 | 25 | 898074.46 | 866938.2185 | 836049.2097 | 807241.6622 | 780252.2811 | 754165.265 | 728950.4443 | 0% | 100% | 0% | 0 | 728950.4443 | 0 | 0 | 0 | 728950.4443 | 0
AltaLink Sub 261 | 15000569.08 | -2437538.19 | 138 | 25 | 12563030.89 | 12127470.609 | 11695368.8312 | 11292384.3068 | 10914833.8426 | 10549906.4304 | 10197180.0299 | 0% | 100% | 0% | 0 | 10197180.0299 | 0 | 0 | 0 | 10197180.0299 | 0
AltaLink Sub 262 | 989840.05 | -379895.63 | 138 | 25 | 609944.42 | 588797.647 | 567818.7868 | 548253.5908 | 529923.2371 | 512205.742 | 495080.615 | 0% | 100% | 0% | 0 | 495080.615 | 0 | 0 | 0 | 495080.615 | 0
AltaLink Sub 263 | 2008242.16 | -1602943.65 | 69 | 25 | 405298.51 | 391246.8107 | 377306.6868 | 364305.9206 | 352125.6878 | 340352.6899 | 328973.3113 | 0% | 100% | 0% | 0 | 328973.3113 | 0 | 0 | 0 | 328973.3113 | 0
AltaLink Sub 264 | 1140987.03 | -830581.54 | 138 | 138 | 310405.49 | 299643.7317 | 288967.4255 | 279010.5441 | 269682.0836 | 260665.5117 | 251950.4005 | 0% | 0% | 100% | 0 | 0 | 251950.4005 | 0 | 251950.4005 | 0 | 0
AltaLink Sub 265 | 5624579.77 | -732024.17 | 138 | 4.2 | 4892555.6 | 4722930.6973 | 4554652.6766 | 4397714.0995 | 4250680.5808 | 4108562.9923 | 3971196.9744 | 0% | 100% | 0% | 0 | 3971196.9744 | 0 | 0 | 0 | 3971196.9744 | 0
AltaLink Sub 266 | 53424395.43 | -861708.76 | 138 | 138 | 52562686.67 | 50740338.3232 | 48932460.0687 | 47246406.0043 | 45666765.954 | 44139939.7131 | 42664161.5008 | 0% | 0% | 100% | 0 | 0 | 42664161.5008 | 0 | 42664161.5008 | 0 | 0
AltaLink Sub 267 | 718861.91 | -189204.72 | 138 | 4.2 | 529657.19 | 511293.9752 | 493076.5709 | 476086.7495 | 460169.2277 | 444783.8936 | 429912.954 | 0% | 100% | 0% | 0 | 429912.954 | 0 | 0 | 0 | 429912.954 | 0
AltaLink Sub 268 | 273816.46 | -71034.58 | 69 | 4.2 | 202781.88 | 195751.4322 | 188776.8087 | 182272.1714 | 176178.0693 | 170287.7179 | 164594.3049 | 0% | 100% | 0% | 0 | 164594.3049 | 0 | 0 | 0 | 164594.3049 | 0
AltaLink Sub 269 | 1795319.12 | -239430.95 | 69 | 2.4 | 1555888.17 | 1501945.5271 | 1448431.208 | 1398522.9606 | 1351764.634 | 1306569.629 | 1262885.6774 | 0% | 100% | 0% | 0 | 1262885.6774 | 0 | 0 | 0 | 1262885.6774 | 0
AltaLink Sub 270 | 55334952.08 | -6774429.91 | 500 | 240 | 48560522.17 | 46876928.8664 | 45206703.8909 | 43649027.3153 | 42189662.3067 | 40779089.8224 | 39415678.5294 | 0% | 0% | 100% | 0 | 0 | 39415678.5294 | 39415678.5294 | 0 | 0 | 0
AltaLink Sub 271 | 1140843.58 | -788425.46 | 138 | 25 | 352418.12 | 340199.7838 | 328078.4655 | 316773.9443 | 306182.8994 | 295945.9563 | 286051.2759 | 0% | 100% | 0% | 0 | 286051.2759 | 0 | 0 | 0 | 286051.2759 | 0
AltaLink Sub 272 | 3710491.88 | -1593002.3 | 138 | 25 | 2117489.58 | 2044076.2163 | 1971245.7807 | 1903323.0366 | 1839687.1847 | 1778178.9388 | 1718727.1645 | 0% | 100% | 0% | 0 | 1718727.1645 | 0 | 0 | 0 | 1718727.1645 | 0
AltaLink Sub 273 | 4513972.48 | -2220341.52 | 138 | 25 | 2293630.96 | 2214110.7746 | 2135222.0077 | 2061649.1741 | 1992719.8336 | 1926095.0821 | 1861697.8678 | 73.46% | 26.54% | 0% | 1367638.4704 | 494059.3974 | 0 | 1367638.4704 | 0 | 494059.3974 | 0
AltaLink Sub 274 | 10535752.59 | -2023062.83 | 138 | 25 | 8512689.76 | 8217554.806 | 7924763.3283 | 7651701.6551 | 7395874.0608 | 7148599.8264 | 6909592.9781 | 0% | 100% | 0% | 0 | 6909592.9781 | 0 | 0 | 0 | 6909592.9781 | 0
AltaLink Sub 275 | 840379.67 | -678538.33 | 138 | 13 | 161841.34 | 156230.3007 | 150663.8151 | 145472.4281 | 140608.6915 | 135907.5695 | 131363.6251 | 0% | 100% | 0% | 0 | 131363.6251 | 0 | 0 | 0 | 131363.6251 | 0
AltaLink Sub 276 | 1410132.99 | -999966.59 | 138 | 4.2 | 410166.4 | 395945.9309 | 381838.3774 | 368681.4638 | 356354.9388 | 344440.5398 | 332924.4877 | 0% | 100% | 0% | 0 | 332924.4877 | 0 | 0 | 0 | 332924.4877 | 0
AltaLink Sub 277 | 1770368.47 | -1118812.16 | 138 | 25 | 651556.31 | 628966.8527 | 606556.7638 | 585656.7825 | 566075.8877 | 547149.662 | 528856.2172 | 0% | 100% | 0% | 0 | 528856.2172 | 0 | 0 | 0 | 528856.2172 | 0
AltaLink Sub 278 | 21593613.54 | -8890289.87 | 138 | 25 | 12703323.67 | 12262899.4384 | 11825972.3314 | 11418487.6334 | 11036721.0207 | 10667718.423 | 10311053.0871 | 74.03% | 25.97% | 0% | 7633486.0456 | 2677567.0415 | 0 | 7633486.0456 | 0 | 2677567.0415 | 0
AltaLink Sub 279 | 1462872.51 | -536818.73 | 138 | 4.2 | 926053.78 | 893947.4954 | 862096.1462 | 832391.1056 | 804560.876 | 777661.1245 | 751660.7413 | 0% | 100% | 0% | 0 | 751660.7413 | 0 | 0 | 0 | 751660.7413 | 0
AltaLink Sub 280 | 2942328.21 | -1210061.82 | 138 | 25 | 1732266.39 | 1672208.7143 | 1612627.9178 | 1557061.9836 | 1505003.0509 | 1454684.6607 | 1406048.6194 | 0% | 100% | 0% | 0 | 1406048.6194 | 0 | 0 | 0 | 1406048.6194 | 0
AltaLink Sub 281 | 2116841.36 | -1270559.51 | 138 | 25 | 846281.85 | 816941.2583 | 787833.6412 | 760687.446 | 735254.5622 | 710672.0034 | 686911.3398 | 0% | 100% | 0% | 0 | 686911.3398 | 0 | 0 | 0 | 686911.3398 | 0
AltaLink Sub 282 | 1958422.54 | -1178276.9 | 138 | 25 | 780145.64 | 753097.9907 | 726265.1093 | 701240.3662 | 677795.0407 | 655133.5881 | 633229.8002 | 0% | 100% | 0% | 0 | 633229.8002 | 0 | 0 | 0 | 633229.8002 | 0
AltaLink Sub 283 | 1039143.17 | -668524.61 | 138 | 13 | 370618.56 | 357769.2145 | 345021.8974 | 333133.5605 | 321995.5468 | 311229.9224 | 300824.2368 | 0% | 100% | 0% | 0 | 300824.2368 | 0 | 0 | 0 | 300824.2368 | 0
AltaLink Sub 284 | 116979.04 | -164476.74 | 25 | 25 | -47497.7 | -45850.9547 | -44217.2852 | -42693.7008 | -41266.2763 | -39886.5763 | -38553.0054 | 0% | 0% | 100% | 0 | 0 | -38553.0054 | 0 | 0 | -38553.0054 | 0
AltaLink Sub 285 | 40319.77 | -5277.85 | 25 | 13.8 | 35041.92 | 33827.0166 | 32621.76 | 31497.7199 | 30444.6226 | 29426.7347 | 28442.8789 | 0% | 0% | 100% | 0 | 0 | 28442.8789 | 0 | 0 | 28442.8789 | 0
AltaLink Sub 286 | 11816590.28 | -181612.66 | 240 | 240 | 11634977.62 | 11231592.9459 | 10831411.2893 | 10458195.943 | 10108535.7982 | 9770566.2181 | 9443896.3395 | 0% | 0% | 100% | 0 | 0 | 9443896.3395 | 9443896.3395 | 0 | 0 | 0
AltaLink Sub 287 | 28798619.62 | -4094921.8 | 240 | 138 | 24703697.82 | 23847220.6166 | 22997544.146 | 22205123.272 | 21462715.4359 | 20745129.3217 | 20051535.0381 | 0% | 0% | 100% | 0 | 0 | 20051535.0381 | 0 | 20051535.0381 | 0 | 0
AltaLink Sub 288 | 33374910.56 | -1296338.54 | 240 | 138 | 32078572.02 | 30966407.9281 | 29863074.8136 | 28834089.9926 | 27870048.7624 | 26938239.3624 | 26037584.1511 | 0% | 100% | 0% | 0 | 26037584.1511 | 0 | 0 | 0 | 26037584.1511 | 0
AltaLink Sub 289 | 4322650.88 | -2420639.62 | 138 | 25 | 1902011.26 | 1836068.5296 | 1770649.4079 | 1709638.5651 | 1652478.375 | 1597229.2831 | 1543827.3938 | 0% | 100% | 0% | 0 | 1543827.3938 | 0 | 0 | 0 | 1543827.3938 | 0
AltaLink Sub 290 | 11431216.27 | -1513996.51 | 138 | 25 | 9917219.76 | 9573389.7509 | 9232289.8741 | 8914175.0717 | 8616137.842 | 8328065.2124 | 8049624.0258 | 0% | 100% | 0% | 0 | 8049624.0258 | 0 | 0 | 0 | 8049624.0258 | 0
AltaLink Sub 291 | 1285603.8 | -989548.41 | 138 | 4.2 | 296055.39 | 285791.1496 | 275608.411 | 266111.8379 | 257214.6338 | 248614.8995 | 240302.6895 | 0% | 100% | 0% | 0 | 240302.6895 | 0 | 0 | 0 | 240302.6895 | 0
AltaLink Sub 292 | 14543289.44 | -4556028.62 | 138 | 25 | 9987260.82 | 9641002.4874 | 9297493.5687 | 8977132.0582 | 8676989.9197 | 8386882.757 | 8106475.06 | 0% | 100% | 0% | 0 | 8106475.06 | 0 | 0 | 0 | 8106475.06 | 0
AltaLink Sub 293 | 3493996.97 | -2213622.55 | 138 | 25 | 1280374.42 | 1235983.8389 | 1191945.7347 | 1150875.1458 | 1112396.6958 | 1075204.7372 | 1039256.2576 | 0% | 100% | 0% | 0 | 1039256.2576 | 0 | 0 | 0 | 1039256.2576 | 0
AltaLink Sub 294 | 13576702.01 | -1291650.29 | 138 | 138 | 12285051.72 | 11859128.9769 | 11436588.2114 | 11042520.4288 | 10673323.9332 | 10316471.1823 | 9971549.4742 | 0% | 0% | 100% | 0 | 0 | 9971549.4742 | 0 | 9971549.4742 | 0 | 0
AltaLink Sub 295 | 1510696.92 | -892689.06 | 138 | 4.2 | 618007.86 | 596581.5275 | 575325.3277 | 555501.4806 | 536928.8004 | 518977.0807 | 501625.5602 | 0% | 100% | 0% | 0 | 501625.5602 | 0 | 0 | 0 | 501625.5602 | 0
AltaLink Sub 296 | 4827678.77 | -849033.86 | 138 | 25 | 3978644.91 | 3840705.291 | 3703860.9615 | 3576237.9108 | 3456669.6916 | 3341099.1255 | 3229392.5548 | 0% | 100% | 0% | 0 | 3229392.5548 | 0 | 0 | 0 | 3229392.5548 | 0
AltaLink Sub 297 | 1482179.29 | -332991.78 | 69 | 4.2 | 1149187.51 | 1109345.179 | 1069819.2103 | 1032956.7058 | 998420.7502 | 965039.4724 | 932774.2668 | 0% | 100% | 0% | 0 | 932774.2668 | 0 | 0 | 0 | 932774.2668 | 0
AltaLink Sub 298 | 6028361.32 | -4083400.55 | 240 | 25 | 1944960.77 | 1877528.9801 | 1810632.6225 | 1748244.0877 | 1689793.1575 | 1633296.4803 | 1578688.7174 | 0% | 100% | 0% | 0 | 1578688.7174 | 0 | 0 | 0 | 1578688.7174 | 0
AltaLink Sub 299 | 2419657.06 | -1423225.96 | 138 | 25 | 996431.1 | 961884.8338 | 927612.8771 | 895650.3423 | 865705.0983 | 836761.0461 | 808784.7115 | 0% | 100% | 0% | 0 | 808784.7115 | 0 | 0 | 0 | 808784.7115 | 0
AltaLink Sub 300 | 59951234.09 | -5850034.1 | 240 | 138 | 54101199.99 | 52225511.3863 | 50364716.4157 | 48629311.4372 | 47003435.2179 | 45431918.6719 | 43912944.3335 | 0% | 0% | 100% | 0 | 0 | 43912944.3335 | 0 | 43912944.3335 | 0 | 0
AltaLink Sub 301 | 9954520.05 | -644350.17 | 138 | 13 | 9310169.88 | 8987386.2903 | 8667165.7167 | 8368523.2622 | 8088729.3979 | 7818290.1837 | 7556892.8555 | 0% | 100% | 0% | 0 | 7556892.8555 | 0 | 0 | 0 | 7556892.8555 | 0
AltaLink Sub 302 | 4176678.13 | -718777.72 | 138 | 13.8 | 3457900.41 | 3338015.0028 | 3219081.5282 | 3108162.4065 | 3004243.8604 | 2903799.7352 | 2806713.8667 | 99.45% | 0.5525% | 0% | 2791207.1602 | 15506.7064 | 0 | 2791207.1602 | 0 | 15506.7064 | 0
AltaLink Sub 303 | 1570902.91 | -875519.11 | 69 | 25 | 695383.8 | 671274.8437 | 647357.321 | 625051.4847 | 604153.4643 | 583954.1499 | 564430.1809 | 54.09% | 45.91% | 0% | 305305.4161 | 259124.7649 | 0 | 305305.4161 | 0 | 259124.7649 | 0
AltaLink Sub 304 | 584861 | -207951.6 | 69 | 25 | 376909.4 | 363841.9511 | 350878.2624 | 338788.1341 | 327461.065 | 316512.706 | 305930.3953 | 0% | 100% | 0% | 0 | 305930.3953 | 0 | 0 | 0 | 305930.3953 | 0
AltaLink Sub 305 | 3793567.78 | -1871621.68 | 138 | 25 | 1921946.1 | 1855312.2287 | 1789207.454 | 1727557.161 | 1669797.8792 | 1613969.7257 | 1560008.1351 | 0% | 100% | 0% | 0 | 1560008.1351 | 0 | 0 | 0 | 1560008.1351 | 0
AltaLink Sub 306 | 416255.1 | -16656.4 | 240 | 25 | 399598.7 | 385744.6131 | 372000.5325 | 359182.5992 | 347173.66 | 335566.2285 | 324346.8809 | 0% | 100% | 0% | 0 | 324346.8809 | 0 | 0 | 0 | 324346.8809 | 0
AltaLink Sub 307 | 25301434.38 | -1204582.64 | 240 | 25 | 24096851.74 | 23261413.8902 | 22432609.7133 | 21659654.6497 | 20935484.0544 | 20235525.4357 | 19558969.2884 | 0% | 100% | 0% | 0 | 19558969.2884 | 0 | 0 | 0 | 19558969.2884 | 0
AltaLink Sub 308 | 2687624.56 | -1016782.32 | 138 | 13 | 1670842.24 | 1612914.1395 | 1555446.0087 | 1501850.3779 | 1451637.3944 | 1403103.2357 | 1356191.7719 | 0% | 100% | 0% | 0 | 1356191.7719 | 0 | 0 | 0 | 1356191.7719 | 0
AltaLink Sub 309 | 19894161.79 | -3677979.36 | 260 | 25 | 16216182.43 | 15653967.3852 | 15096216.5272 | 14576049.8077 | 14088713.0132 | 13617669.8754 | 13162375.6309 | 0% | 100% | 0% | 0 | 13162375.6309 | 0 | 0 | 0 | 13162375.6309 | 0
AltaLink Sub 310 | 4461957.01 | -2406941.15 | 138 | 25 | 2055015.86 | 1983768.4601 | 1913086.7899 | 1847168.0163 | 1785409.6557 | 1725716.129 | 1668018.4004 | 0% | 100% | 0% | 0 | 1668018.4004 | 0 | 0 | 0 | 1668018.4004 | 0
AltaLink Sub 311 | 602464.98 | -198799.02 | 260 | 25 | 403665.96 | 389670.8612 | 375786.8884 | 362838.4895 | 350707.319 | 338981.7429 | 327648.2007 | 92.31% | 7.692% | 0% | 302444.4929 | 25203.7077 | 0 | 302444.4929 | 0 | 25203.7077 | 0
AltaLink Sub 312 | 4671136.83 | -3324815.6 | 138 | 13 | 1346321.23 | 1299644.273 | 1253337.9475 | 1210151.9818 | 1169691.6654 | 1130584.1024 | 1092784.0647 | 0% | 0% | 100% | 0 | 0 | 1092784.0647 | 0 | 0 | 1092784.0647 | 0
AltaLink Sub 313 | 2562626.19 | -1113435.95 | 138 | 25 | 1449190.24 | 1398946.8144 | 1349102.3394 | 1302616.643 | 1259064.8558 | 1216969.1825 | 1176280.9392 | 0% | 100% | 0% | 0 | 1176280.9392 | 0 | 0 | 0 | 1176280.9392 | 0
AltaLink Sub 314 | 87761.23 | -106439.84 | 240 | 69 | -18678.61 | -18031.0226 | -17388.5773 | -16789.4232 | -16228.0843 | -15685.5133 | -15161.0826 | 0% | 0% | 100% | 0 | 0 | -15161.0826 | 0 | -15161.0826 | 0 | 0
AltaLink Sub 315 | 391199.1 | -337754.08 | 138 | 25 | 53445.02 | 51592.0812 | 49753.8553 | 48039.4986 | 46433.3423 | 44880.8862 | 43380.3352 | 0% | 0% | 100% | 0 | 0 | 43380.3352 | 0 | 0 | 43380.3352 | 0
AltaLink Sub 316 | 14469571.13 | -2758556.97 | 138 | 25 | 11711014.16 | 11304993.2991 | 10902196.3878 | 10526542.0164 | 10174596.7836 | 9834418.5153 | 9505613.794 | 0% | 100% | 0% | 0 | 9505613.794 | 0 | 0 | 0 | 9505613.794 | 0
AltaLink Sub 317 | 299136.17 | -135618.13 | 69 | 25 | 163518.04 | 157848.8696 | 152224.7143 | 146979.5438 | 142065.4182 | 137315.5918 | 132724.5715 | 0% | 100% | 0% | 0 | 132724.5715 | 0 | 0 | 0 | 132724.5715 | 0
AltaLink Sub 318 | 20703926.98 | -1612718.95 | 240 | 25 | 19091208.03 | 18429315.8476 | 17772679.3239 | 17160290.3665 | 16586551.8701 | 16031995.7917 | 15495980.7848 | 0% | 100% | 0% | 0 | 15495980.7848 | 0 | 0 | 0 | 15495980.7848 | 0
AltaLink Sub 319 | 23139.96 | -5572.99 | 69 | 4.2 | 17566.97 | 16957.9232 | 16353.7123 | 15790.2164 | 15262.2851 | 14752.0046 | 14258.7849 | 0% | 100% | 0% | 0 | 14258.7849 | 0 | 0 | 0 | 14258.7849 | 0
AltaLink Sub 320 | 23431.28 | -3896.81 | 69 | 2.4 | 19534.47 | 18857.2099 | 18185.3275 | 17558.7201 | 16971.6604 | 16404.2286 | 15855.7683 | 0% | 100% | 0% | 0 | 15855.7683 | 0 | 0 | 0 | 15855.7683 | 0
AltaLink Sub 321 | 389890.78 | -135320.5 | 69 | 4.2 | 254570.28 | 245744.3284 | 236988.458 | 228822.6034 | 221172.1305 | 213777.4441 | 206629.9922 | 0% | 100% | 0% | 0 | 206629.9922 | 0 | 0 | 0 | 206629.9922 | 0
AltaLink Sub 322 | 1106284.53 | -198836.29 | 69 | 2.4 | 907448.24 | 875987.0095 | 844775.5924 | 815667.362 | 788396.2753 | 762036.9723 | 736558.9683 | 0% | 100% | 0% | 0 | 736558.9683 | 0 | 0 | 0 | 736558.9683 | 0
AltaLink Sub 323 | 6313821.05 | -2587026.08 | 138 | 25 | 3726794.97 | 3597586.9884 | 3469404.964 | 3349860.5076 | 3237861.0082 | 3129606.1088 | 3024970.6123 | 23.38% | 76.62% | 0% | 707181.9082 | 2317788.7041 | 0 | 707181.9082 | 0 | 2317788.7041 | 0
AltaLink Sub 324 | 4327543.67 | -1439969.85 | 138 | 25 | 2887573.82 | 2787461.6357 | 2688144.3776 | 2595519.6302 | 2508740.8229 | 2424863.3852 | 2343790.3122 | 0% | 100% | 0% | 0 | 2343790.3122 | 0 | 0 | 0 | 2343790.3122 | 0
AltaLink Sub 325 | 4360404.13 | -1691344.47 | 138 | 13 | 2669059.66 | 2576523.3616 | 2484721.8342 | 2399106.3687 | 2318894.4579 | 2241364.3584 | 2166426.4063 | 0% | 0% | 100% | 0 | 0 | 2166426.4063 | 0 | 0 | 2166426.4063 | 0
AltaLink Sub 326 | 534855.19 | -186450.76 | 138 | 138 | 348404.43 | 336325.2484 | 324341.9798 | 313166.2058 | 302695.7823 | 292575.4277 | 282793.4379 | 0% | 0% | 100% | 0 | 0 | 282793.4379 | 0 | 282793.4379 | 0 | 0
AltaLink Sub 327 | 1745311.97 | -1129497.9 | 69 | 25 | 615814.07 | 594463.7962 | 573283.0511 | 553529.5743 | 535022.823 | 517134.8279 | 499844.9014 | 0% | 100% | 0% | 0 | 499844.9014 | 0 | 0 | 0 | 499844.9014 | 0
AltaLink Sub 328 | 3230307.86 | -846180.18 | 69 | 25 | 2384127.68 | 2301469.9733 | 2219468.5982 | 2142992.8999 | 2071343.907 | 2002090.432 | 1935152.3832 | 0% | 100% | 0% | 0 | 1935152.3832 | 0 | 0 | 0 | 1935152.3832 | 0
AltaLink Sub 329 | 522.05 | -130.83 | 69 | 25 | 391.22 | 377.6564 | 364.2005 | 351.6513 | 339.8942 | 328.5301 | 317.546 | 0% | 0% | 100% | 0 | 0 | 317.546 | 0 | 0 | 317.546 | 0
AltaLink Sub 330 | 164611.37 | -115235.89 | 138 | 138 | 49375.48 | 47663.6321 | 45965.3769 | 44381.5589 | 42897.7024 | 41463.4572 | 40077.1647 | 0% | 0% | 100% | 0 | 0 | 40077.1647 | 0 | 40077.1647 | 0 | 0
AltaLink Sub 331 | 2606997.66 | -1230440.32 | 138 | 25 | 1376557.34 | 1328832.097 | 1281485.8094 | 1237329.9596 | 1195960.9725 | 1155975.1194 | 1117326.1564 | 0% | 100% | 0% | 0 | 1117326.1564 | 0 | 0 | 0 | 1117326.1564 | 0
AltaLink Sub 332 | 43768.46 | -21713.65 | 69 | 2.4 | 22054.81 | 21290.1697 | 20531.601 | 19824.1485 | 19161.3464 | 18520.7044 | 17901.4817 | 0% | 0% | 100% | 0 | 0 | 17901.4817 | 0 | 0 | 17901.4817 | 0
AltaLink Sub 333 | 1743158.99 | -327693.31 | 138 | 25 | 1415465.68 | 1366391.4849 | 1317706.9563 | 1272303.0431 | 1229764.7632 | 1188648.7115 | 1148907.3371 | 0% | 100% | 0% | 0 | 1148907.3371 | 0 | 0 | 0 | 1148907.3371 | 0
AltaLink Sub 334 | 605827.84 | -296214.11 | 69 | 25 | 309613.73 | 298879.422 | 288230.3482 | 278298.8641 | 268994.198 | 260000.6248 | 251307.7435 | 0% | 100% | 0% | 0 | 251307.7435 | 0 | 0 | 0 | 251307.7435 | 0
AltaLink Sub 335 | 82597.23 | -90131.45 | 138 | 4.2 | -7534.22 | -7273.0086 | -7013.8713 | -6772.196 | -6545.7739 | -6326.922 | -6115.3872 | 0% | 100% | 0% | 0 | -6115.3872 | 0 | 0 | 0 | -6115.3872 | 0
AltaLink Sub 336 | 113714.02 | -127403 | 240 | 69 | -13688.98 | -13214.3831 | -12743.5546 | -12304.453 | -11893.0649 | -11495.4313 | -11111.0921 | 0% | 0% | 100% | 0 | 0 | -11111.0921 | 0 | -11111.0921 | 0 | 0
AltaLink Sub 337 | 6454898.87 | -302251.8 | 138 | 4.2 | 6152647.07 | 5939334.7961 | 5727716.2973 | 5530357.7478 | 5345455.3324 | 5166734.9588 | 4993989.9362 | 0% | 100% | 0% | 0 | 4993989.9362 | 0 | 0 | 0 | 4993989.9362 | 0
AltaLink Sub 338 | 13281.62 | -401.67 | 69 | 25 | 12879.95 | 12433.4021 | 11990.4 | 11577.2497 | 11190.175 | 10816.0418 | 10454.4174 | 0% | 0% | 100% | 0 | 0 | 10454.4174 | 0 | 0 | 10454.4174 | 0
AltaLink Sub 339 | 225909.32 | -120661.69 | 69 | 2.3 | 105247.63 | 101598.6947 | 97978.7332 | 94602.7034 | 91439.7492 | 88382.5454 | 85427.5565 | 0% | 100% | 0% | 0 | 85427.5565 | 0 | 0 | 0 | 85427.5565 | 0
AltaLink Sub 340 | 302242.45 | -89199.47 | 69 | 2.4 | 213042.98 | 205656.7799 | 198329.2288 | 191495.446 | 185092.9723 | 178904.5593 | 172923.0502 | 0% | 100% | 0% | 0 | 172923.0502 | 0 | 0 | 0 | 172923.0502 | 0
AltaLink Sub 341 | 4067022.84 | -62429.46 | 138 | 0 | 4004593.38 | 3865754.1275 | 3728017.308 | 3599561.9079 | 3479213.8723 | 3362889.5623 | 3250454.4485 | 0% | 0% | 100% | 0 | 0 | 3250454.4485 | 0 | 0 | 0 | 3250454.4485
AltaLink Sub 342 | 548221.02 | -336169.32 | 69 | 25 | 212051.7 | 204699.8676 | 197406.4113 | 190604.4258 | 184231.7425 | 178072.1239 | 172118.4465 | 0% | 100% | 0% | 0 | 172118.4465 | 0 | 0 | 0 | 172118.4465 | 0
AltaLink Sub 343 | 860.56 | -139.15 | 138 | 25 | 721.41 | 696.3987 | 671.586 | 648.4454 | 626.7652 | 605.8099 | 585.5552 | 0% | 100% | 0% | 0 | 585.5552 | 0 | 0 | 0 | 585.5552 | 0
Total Substations | 2659000856.52 | -703402754.19 |  |  | 1955598102.33 | 1887797516.1222 | 1820535290.6228 | 1757805541.8682 | 1699034933.2751 | 1642229265.8272 | 1587322843.5278 |  |  |  | 61065160.2804 | 803688467.6944 | 722569215.553 | 334339118.618 | 413404551.9744 | 835905884.8325 | 3673288.1029
|  |  | bulk | 13
|  |  | regional + bulk | 56
|  |  | regional = | 43
|  |  | POD | 287
Rules:
Substations not included in AESO database of POD's :
1. Are listed as Bulk System when primary kV is 240 kV and up.
2. Are listed as regional when primary kV is 138 kV or 144 kV
3. Are listed as regional when primary kV is 69 kV or lower
Substations in the AESO database of PODs:
1. Substations with only DTS contracts are considered POD
1. Substations with only STS contracts are considered POS or bulk
3.Substations that have both DTS and STS contracts have costs allocated to the POD function proportional to DTS capacity (that is, by using the substation fraction)
Substation fraction (SF) means the share of a substation's capacity attributable to a market participant under Rate DTS or Rate STS,
calculated by dividing the contract capacity of the individual system access service by the sum of all contract capacities of all system access services provided at the same substation under Rate DTS and Rate STS.
For POD function cost allocation you would use the ratio: (sum of all DTS contracts) / (sum of all DTS contracts + Sum of all STS contracts), at any substation.

## Func AL Lines
Inputs (Source: AltaLink Capital Data CONFIDENTIAL) | [6 empty] | Depreciation | [5 empty] | 2020 Functionalization by Voltage - Book Values |  |  |  |  | 2020 Altalink existing line functionalization results
Asset Balances (end of 2014) by Line | [6 empty] | Depreciate to end of 2015 | Depreciate to end of 2016 | Depreciate to end of 2017 | Depreciate to end of 2018 | Depreciate to end of 2019 | Depreciate to end of 2020
[7 empty] | 97.29% | 94.53% | 91.51% | 88.71% | 85.98% | 83.35% | Bulk |  | Regional
ID | Acquisition Value ($) | Accumulated Depreciation ($) | Voltage (kV) | POD Tap | circuit Length (kM) | 2014 Book Value ($) | Dec 2015 Book Value | Dec 2016 Book Value | Dec 2017 Book Value | Dec 2018 Book Value ($) | Dec 2019 Book Value ($) | Dec 2020 Book Value ($) | 500 kV | 240/260 kV | 138 kV | 69 kV | POD & Radial | Function | Bulk | Regional | POD
AL-L1 | 6733609.18 | -1509529.11 | 138 | n | 44.0813 | 5224080.07 | 5082581.0823 | 4938258.9309 | 4780726.4163 | 4634071.1141 | 4491914.6633 | 4354119.0555 |  |  | 4354119.0555 |  |  | % | 72.65% | 19.07% | 8.275%
AL-L2 | 743168.85 | -430038.31 | 69 | n | 13.6207 | 313130.54 | 304649.1129 | 295998.4658 | 286555.9915 | 277765.4957 | 269244.6604 | 260985.2132 |  |  |  | 260985.2132
AL-L3 | 6188565.19 | -2105101.41 | 138 | n | 10.7511 | 4083463.78 | 3972859.428 | 3860048.3167 | 3736911.1693 | 3622276.3233 | 3511158.0574 | 3403448.4959 |  |  | 3403448.4959
AL-L4 | 4349393.04 | -2524429.93 | 138 | n | 23.9557 | 1824963.11 | 1775532.3147 | 1725115.2846 | 1670083.3892 | 1618851.3038 | 1569190.8324 | 1521053.7638 |  |  | 1521053.7638 |  |  | Count by Voltage | 97 | 215 | 105
AL-L5 | 407945.9 | -71951.51 | 138 | n | 8.9222 | 335994.39 | 326893.6746 | 317611.3832 | 307479.448 | 298047.0966 | 288904.0955 | 280041.5684 |  |  | 280041.5684
AL-L6 | 1067524.96 | -237975.97 | 138 | n | 6.2351 | 829548.99 | 807079.8967 | 784162.5039 | 759147.3938 | 735859.5123 | 713286.0182 | 691404.9969 |  |  | 691404.9969
AL-L7 | 1639590.56 | -1151461.79 | 69 | y | 38.3613 | 488128.77 | 474907.3557 | 461422.15 | 446702.5915 | 432999.3803 | 419716.5339 | 406841.1568 |  |  |  |  | 406841.1568 |  | By Voltage
AL-L8 | 9919876.16 | -2477477.43 | 138 | n | 23.9675 | 7442398.73 | 7240814.5521 | 7035208.401 | 6810782.3258 | 6601852.2902 | 6399331.4684 | 6203023.249 |  |  | 6203023.249 |  |  |  | Bulk | Regional | POD
AL-L9 | 15296062.78 | -7991218.05 | 138 | n | 189.3925 | 7304844.73 | 7106986.328 | 6905180.2889 | 6684902.1645 | 6479833.6746 | 6281055.9402 | 6088375.9839 |  |  | 6088375.9839 |  |  | By Value | 1287853001.7315 | 338075106.8663 | 146681269.0031
AL-L10 | 635968.89 | -164604.4 | 138 | n | 2.6732 | 471364.49 | 458597.1516 | 445575.0814 | 431361.0509 | 418128.4624 | 405301.8017 | 392868.6162 |  |  | 392868.6162 |  |  | By Percentage | 72.65% | 19.07% | 8.275%
AL-L11 | 583686.93 | -176925.74 | 138 | n | 2.0693 | 406761.19 | 395743.6911 | 384506.3729 | 372240.4596 | 360821.4759 | 349752.7851 | 339023.6414 |  |  | 339023.6414
AL-L12 | 57212.92 | -49842.27 | 138 | y | 1.7373 | 7370.65 | 7171.0092 | 6967.3852 | 6745.1227 | 6538.2069 | 6337.6385 | 6143.2228 |  |  |  |  | 6143.2228
AL-L13 | 3001995.45 | -450481.81 | 138 | n | 12.9081 | 2551513.64 | 2482403.5589 | 2411914.6053 | 2334973.5258 | 2263345.0288 | 2193913.8336 | 2126612.5349 |  |  | 2126612.5349
AL-L14 | 5831990.22 | -2006423.58 | 138 | n | 44.9882 | 3825566.64 | 3721947.6679 | 3616261.3078 | 3500901.0674 | 3393506.153 | 3289405.7242 | 3188498.7179 |  |  | 3188498.7179
AL-L15 | 9484258.93 | -2611048.57 | 138 | n | 29.507 | 6873210.36 | 6687043.1698 | 6497161.6035 | 6289899.445 | 6096948.2021 | 5909916.0018 | 5728621.2692 |  |  | 5728621.2692
AL-L16 | 5969762.18 | -1803166.48 | 69 | n | 43.1477 | 4166595.7 | 4053739.6439 | 3938631.9029 | 3812987.9064 | 3696019.3027 | 3582638.8704 | 3472736.5375 |  |  |  | 3472736.5375
AL-L17 | 123693.27 | -30588.15 | 69 | n | 0.56514 | 93105.12 | 90583.2827 | 88011.13 | 85203.5384 | 82589.8036 | 80056.2488 | 77600.4142 |  |  |  | 77600.4142
AL-L18 | 960688.15 | -452905.33 | 69 | n | 12.4298 | 507782.82 | 494029.0578 | 480000.8829 | 464688.655 | 450433.6968 | 436616.0289 | 423222.2368 |  |  |  | 423222.2368
AL-L19 | 3980669.51 | -1693325.77 | 138 | n | 36.1892 | 2287343.74 | 2225388.9424 | 2162198.0331 | 2093223.0162 | 2029010.5457 | 1966767.8803 | 1906434.5935 |  |  | 1906434.5935
AL-L20 | 2872656.95 | -761813.21 | 138 | n | 34.0963 | 2110843.74 | 2053669.6063 | 1995354.744 | 1931702.0975 | 1872444.5014 | 1815004.7129 | 1759326.9683 |  |  | 1759326.9683
AL-L21 | 1913934.25 | -666138.84 | 69 | n | 20.2066 | 1247795.41 | 1213997.7298 | 1179525.7241 | 1141898.3627 | 1106869.0733 | 1072914.355 | 1040001.2441 |  |  |  | 1040001.2441
AL-L22 | 7832163.03 | -1303882.32 | 138 | n | 38.3665 | 6528280.71 | 6351456.2549 | 6171103.8284 | 5974243.0486 | 5790974.9961 | 5613328.9411 | 5441132.4211 |  |  | 5441132.4211
AL-L23 | 7675934.95 | -492639.71 | 69 | n | 29.9175 | 7183295.24 | 6988729.1172 | 6790281.0441 | 6573668.2535 | 6372012.0155 | 6176541.8575 | 5987068.0133 |  |  |  | 5987068.0133
AL-L24 | 7261471.9 | -452189.19 | 138 | n | 31.0177 | 6809282.71 | 6624847.0587 | 6436731.5786 | 6231397.163 | 6040240.5575 | 5854947.9414 | 5675339.4291 |  |  | 5675339.4291
AL-L25 | 1089170.98 | -435735.02 | 138 | n | 16.2937 | 653435.96 | 635737.0493 | 617685.0129 | 597980.6039 | 579636.7335 | 561855.5862 | 544619.8999 |  |  | 544619.8999
AL-L26 | 8833159.29 | -1252175.68 | 138 | n | 39.7278 | 7580983.61 | 7375645.7339 | 7166210.9913 | 6937605.879 | 6724785.358 | 6518493.3967 | 6318529.7226 |  |  | 6318529.7226
AL-L27 | 7721047.08 | -2064907.76 | 138 | n | 80.8395 | 5656139.32 | 5502937.6123 | 5346679.2502 | 5176117.9574 | 5017333.4805 | 4863419.934 | 4714227.8954 |  |  | 4714227.8954
AL-L28 | 2386788.94 | -1185688.09 | 138 | n | 62.7916 | 1201100.85 | 1168567.9347 | 1135385.9282 | 1099166.6447 | 1065448.209 | 1032764.1322 | 1001082.6841 |  |  | 1001082.6841
AL-L29 | 7961000.96 | -1129504.54 | 138 | n | 82.9706 | 6831496.42 | 6646459.09 | 6457729.9267 | 6251725.6551 | 6059945.4453 | 5874048.355 | 5693853.9114 |  |  | 5693853.9114
AL-L30 | 1840077.17 | -1012152.98 | 69 | n | 44.8632 | 827924.19 | 805499.1059 | 782626.6004 | 757660.4862 | 734418.2176 | 711888.9373 | 690050.7733 |  |  |  | 690050.7733
AL-L31 | 1376121.32 | -192861.56 | 138 | y | 11.9681 | 1183259.76 | 1151210.087 | 1118520.9643 | 1082839.6801 | 1049622.0963 | 1017423.5072 | 986212.6536 |  |  |  |  | 986212.6536
AL-L32 | 7677019.59 | -5272288.07 | 240 | n | 139.3227 | 2404731.52 | 2339597.1669 | 2273163.2643 | 2200648.4104 | 2133140.5194 | 2067703.5251 | 2004273.8998 |  | 2004273.8998
AL-L33 | 366507.59 | -138109.84 | 138 | y | 16.2347 | 228397.75 | 222211.388 | 215901.5968 | 209014.246 | 202602.449 | 196387.3426 | 190362.893 |  |  |  |  | 190362.893
AL-L34 | 6129202.18 | -2098714.21 | 138 | n | 63.4923 | 4030487.97 | 3921318.5163 | 3809970.9321 | 3688431.2741 | 3575283.615 | 3465606.9146 | 3359294.6965 |  |  | 3359294.6965
AL-L35 | 4397964.83 | -2332565.03 | 138 | n | 128.8601 | 2065399.8 | 2009456.557 | 1952397.1439 | 1890114.8627 | 1832133.0118 | 1775929.8332 | 1721450.7638 |  |  | 1721450.7638
AL-L36 | 631948.09 | -292713.32 | 138 | n | 5.1729 | 339234.77 | 330046.2859 | 320674.4748 | 310444.8256 | 300921.5072 | 291690.3296 | 282742.331 |  |  | 282742.331
AL-L37 | 610216.54 | -242157.58 | 138 | n | 1.6624 | 368058.96 | 358089.7464 | 347921.6287 | 336822.784 | 326490.2857 | 316474.751 | 306766.4564 |  |  | 306766.4564
AL-L38 | 1192443.28 | -870306.6 | 138 | n | 62.2227 | 322136.68 | 313411.3133 | 304511.8596 | 294797.8046 | 285754.4799 | 276988.5716 | 268491.5694 |  |  | 268491.5694
AL-L39 | 4072649.5 | -1057773.82 | 69 | n | 68.0058 | 3014875.68 | 2933215.0142 | 2849925.0687 | 2759011.2732 | 2674374.84 | 2592334.7448 | 2512811.3414 |  |  |  | 2512811.3414
AL-L40 | 1172682.95 | -337598.62 | 69 | n | 11.5742 | 835084.33 | 812465.307 | 789394.9931 | 764212.9643 | 740769.6895 | 718045.5691 | 696018.5421 |  |  |  | 696018.5421
AL-L41 | 459503.75 | -77359.44 | 138 | n | 0.17178 | 382144.31 | 371793.5818 | 361236.3376 | 349712.7481 | 338984.8327 | 328586.0107 | 318506.1867 |  |  | 318506.1867
AL-L42 | 1073538.6 | -184811.56 | 138 | n | 0.62788 | 888727.04 | 864655.0551 | 840102.7901 | 813303.1615 | 788353.978 | 764170.1446 | 740728.1834 |  |  | 740728.1834
AL-L43 | 1226766.87 | -215849.51 | 138 | n | 7.4831 | 1010917.36 | 983535.7385 | 955607.8036 | 925123.517 | 896744.0916 | 869235.2437 | 842570.2672 |  |  | 842570.2672
AL-L44 | 188103.61 | -10283.45 | 138 | y | 0.045547 | 177820.16 | 173003.7383 | 168091.2202 | 162729.0403 | 157737.1051 | 152898.3043 | 148207.9403 |  |  |  |  | 148207.9403
AL-L45 | 3043669.45 | -236445.05 | 138 | n | 2.1564 | 2807224.4 | 2731188.1591 | 2653634.856 | 2568982.8 | 2490175.7493 | 2413786.2124 | 2339740.0287 |  |  | 2339740.0287
AL-L46 | 391986.96 | -111725.35 | 138 | n | 8.8139 | 280261.61 | 272670.4679 | 264927.8686 | 256476.5594 | 248608.7912 | 240982.3775 | 233589.9144 |  |  | 233589.9144
AL-L47 | 448651.65 | -25086.13 | 138 | y | 0.10275 | 423565.52 | 412092.8604 | 400391.3003 | 387618.6512 | 375727.9205 | 364201.9542 | 353029.5626 |  |  |  |  | 353029.5626
AL-L48 | 5878560.62 | -71258.51 | 138 | n | 2.6489 | 5807302.11 | 5650006.0199 | 5489571.5848 | 5314451.9672 | 5151423.9059 | 4993396.9527 | 4840217.6918 |  |  | 4840217.6918
AL-L49 | 2163681.09 | -996924.27 | 69 | n | 33.9248 | 1166756.82 | 1135154.1442 | 1102920.9372 | 1067737.3004 | 1034983.0026 | 1003233.4876 | 972457.9323 |  |  |  | 972457.9323
AL-L50 | 281498.94 | -180275.41 | 69 | y | 0.95608 | 101223.53 | 98481.7981 | 95685.3636 | 92632.9607 | 89791.3183 | 87036.8472 | 84366.8732 |  |  |  |  | 84366.8732
AL-L51 | 72526.64 | -18358.44 | 69 | n | 0.015056 | 54168.2 | 52701.0048 | 51204.5363 | 49571.0903 | 48050.4295 | 46576.417 | 45147.6219 |  |  |  | 45147.6219
AL-L52 | 1456301.54 | -829858.69 | 69 | y | 33.8168 | 626442.85 | 609475.0723 | 592168.7565 | 573278.3267 | 555692.2323 | 538645.6153 | 522121.9265 |  |  |  |  | 522121.9265
AL-L53 | 91468.89 | -29260.76 | 69 | y | 1.1599 | 62208.13 | 60523.1659 | 58804.5837 | 56928.693 | 55182.3277 | 53489.5345 | 51848.6701 |  |  |  |  | 51848.6701
AL-L54 | 1997164.52 | -816197.47 | 69 | y | 45.5474 | 1180967.05 | 1148979.4771 | 1116353.6936 | 1080741.5463 | 1047588.3256 | 1015452.1251 | 984301.7464 |  |  |  |  | 984301.7464
AL-L55 | 353071.26 | -113582.37 | 69 | y | 3.0941 | 239488.89 | 233002.1143 | 226385.9156 | 219164.1107 | 212440.9527 | 205924.0368 | 199607.0362 |  |  |  |  | 199607.0362
AL-L56 | 39357.62 | -48659.89 | 69 | y | 0.74958 | -9302.27 | -9050.3095 | -8793.3219 | -8512.8113 | -8251.6692 | -7998.538 | -7753.172 |  |  |  |  | -7753.172
AL-L57 | 347076.22 | -155475.76 | 69 | n | 5.7313 | 191600.46 | 186410.7863 | 181117.569 | 175339.8432 | 169961.0544 | 164747.2673 | 159693.4202 |  |  |  | 159693.4202
AL-L58 | 1498174.31 | -267833.12 | 69 | y | 7.8042 | 1230341.19 | 1197016.2734 | 1163026.4636 | 1125925.4355 | 1091386.1374 | 1057906.3793 | 1025453.6585 |  |  |  |  | 1025453.6585
AL-L59 | 4829697.61 | -1039712.94 | 69 | n | 51.6212 | 3789984.67 | 3687329.4682 | 3582626.1072 | 3468338.8437 | 3361942.8199 | 3258810.6393 | 3158842.179 |  |  |  | 3158842.179
AL-L60 | 7029667.33 | -2503230.82 | 69 | y | 57.0082 | 4526436.51 | 4403833.8364 | 4278785.015 | 4142289.9927 | 4015219.5984 | 3892047.2618 | 3772653.4045 |  |  |  |  | 3772653.4045
AL-L61 | 128382.77 | -124613.8 | 69 | n | 1.8048 | 3768.97 | 3666.884 | 3562.7612 | 3449.1076 | 3343.3016 | 3240.7412 | 3141.3271 |  |  |  | 3141.3271
AL-L62 | 3875071.31 | -983460.65 | 138 | y | 25.0442 | 2891610.66 | 2813288.74 | 2733404.1544 | 2646207.4246 | 2565031.4033 | 2486345.5671 | 2410073.5263 |  |  |  |  | 2410073.5263
AL-L63 | 2880328.89 | -798022.06 | 138 | y | 25.7374 | 2082306.83 | 2025905.6446 | 1968379.1524 | 1905587.0384 | 1847130.5574 | 1790467.3087 | 1735542.2824 |  |  |  |  | 1735542.2824
AL-L64 | 2714144.58 | -702347.35 | 138 | n | 11.4929 | 2011797.23 | 1957305.8616 | 1901727.2908 | 1841061.3989 | 1784584.3299 | 1729839.772 | 1676774.578 |  |  | 1676774.578
AL-L65 | 933181.75 | -168708.42 | 138 | n | 5.3155 | 764473.33 | 743766.8705 | 722647.2793 | 699594.5304 | 678133.5141 | 657330.8438 | 637166.3238 |  |  | 637166.3238
AL-L66 | 862299.84 | -324775.11 | 138 | n | 1.3653 | 537524.73 | 522965.381 | 508115.5463 | 491906.4489 | 476816.5478 | 462189.55 | 448011.2553 |  |  | 448011.2553
AL-L67 | 1304095.64 | -266477.31 | 138 | n | 1.3738 | 1037618.33 | 1009513.4883 | 980847.9036 | 949558.4474 | 920429.4471 | 892194.0187 | 864824.7505 |  |  | 864824.7505
AL-L68 | 3275761.54 | -2231123.15 | 138 | y | 32.6542 | 1044638.39 | 1016343.4036 | 987483.8804 | 955982.7337 | 926656.6597 | 898230.203 | 870675.7667 |  |  |  |  | 870675.7667
AL-L69 | 4728647.01 | -721037.86 | 138 | y | 16.2806 | 4007609.15 | 3899059.39 | 3788343.8637 | 3667494.1182 | 3554988.7348 | 3445934.6075 | 3340225.8643 |  |  |  |  | 3340225.8643
AL-L70 | 1211386.22 | -400041.78 | 138 | n | 13.746 | 811344.44 | 789368.4336 | 766953.9657 | 742487.8151 | 719710.9888 | 697632.8728 | 676232.0331 |  |  | 676232.0331
AL-L71 | 2165461.74 | -502109.21 | 138 | n | 10.93 | 1663352.53 | 1618299.1051 | 1572346.7819 | 1522188.2653 | 1475493.0645 | 1430230.3027 | 1386356.0378 |  |  | 1386356.0378
AL-L72 | 645346.34 | -437303.76 | 138 | n | 30.9579 | 208042.58 | 202407.5564 | 196660.1038 | 190386.5646 | 184546.1971 | 178884.9909 | 173397.4498 |  |  | 173397.4498
AL-L73 | 413526.55 | -62129.84 | 138 | n | 0.47448 | 351396.71 | 341878.8087 | 332171.0078 | 321574.6144 | 311709.8746 | 302147.7491 | 292878.9549 |  |  | 292878.9549
AL-L74 | 7452224.39 | -1688193.21 | 138 | y | 18.1165 | 5764031.18 | 5607907.1226 | 5448668.1045 | 5274853.3249 | 5113040.0059 | 4956190.5312 | 4804152.628 |  |  |  |  | 4804152.628
AL-L75 | 3324908.83 | -787541.27 | 138 | n | 9.3307 | 2537367.56 | 2468640.6385 | 2398542.4891 | 2322027.9857 | 2250796.6107 | 2181750.3553 | 2114822.188 |  |  | 2114822.188
AL-L76 | 1928064.31 | -22577.18 | 138 | n | 3.4332 | 1905487.13 | 1853875.268 | 1801233.6548 | 1743773.5518 | 1690280.9201 | 1638429.2479 | 1588168.1964 |  |  | 1588168.1964
AL-L77 | 2363403.48 | -676323.56 | 138 | n | 12.9353 | 1687079.92 | 1641383.817 | 1594775.9932 | 1543901.9754 | 1496540.677 | 1450632.2509 | 1406132.1284 |  |  | 1406132.1284
AL-L78 | 8500032.33 | -720478.94 | 138 | n | 17.3792 | 7779553.39 | 7568837.0697 | 7353916.5732 | 7119323.5747 | 6900928.6156 | 6689233.2197 | 6484031.8687 |  |  | 6484031.8687
AL-L79 | 1003430.55 | -637355.39 | 138 | n | 25.6165 | 366075.16 | 356159.6794 | 346046.3668 | 335007.3437 | 324730.5366 | 314768.9846 | 305113.0168 |  |  | 305113.0168
AL-L80 | 727270.26 | -116287.62 | 138 | n | 4.7951 | 610982.64 | 594433.6163 | 577554.4092 | 559130.1833 | 541978.1024 | 525352.185 | 509236.2904 |  |  | 509236.2904
AL-L81 | 253105.28 | -20606.67 | 138 | n | 15.3033 | 232498.61 | 226201.1725 | 219778.0895 | 212767.077 | 206240.1568 | 199913.4587 | 193780.8408 |  |  | 193780.8408
AL-L82 | 301073.72 | -41555.61 | 138 | n | 17.1583 | 259518.11 | 252488.8246 | 245319.2921 | 237493.5046 | 230208.0675 | 223146.1211 | 216300.8095 |  |  | 216300.8095
AL-L83 | 4094380.79 | -983287.81 | 138 | n | 62.6304 | 3111092.98 | 3026826.1806 | 2940878.1044 | 2847062.8692 | 2759725.3332 | 2675066.9953 | 2593005.6672 |  |  | 2593005.6672
AL-L84 | 8888175.56 | -733041.33 | 138 | n | 30.8228 | 8155134.23 | 7934244.9591 | 7708948.543 | 7463029.8769 | 7234091.2583 | 7012175.644 | 6797067.5938 |  |  | 6797067.5938
AL-L85 | 1317679.12 | -236121.73 | 138 | n | 3.1375 | 1081557.39 | 1052262.4187 | 1022382.9591 | 989768.5173 | 959406.0183 | 929974.9304 | 901446.6812 |  |  | 901446.6812
AL-L86 | 1917292.44 | -400967.5 | 138 | n | 4.3905 | 1516324.94 | 1475253.8919 | 1433363.4012 | 1387638.5123 | 1345070.8086 | 1303808.9273 | 1263812.8105 |  |  | 1263812.8105
AL-L87 | 7558843.67 | -691947.53 | 138 | n | 16.5618 | 6866896.14 | 6680899.9762 | 6491192.8486 | 6284121.0959 | 6091347.1118 | 5904486.7325 | 5723358.5502 |  |  | 5723358.5502
AL-L88 | 4278240.52 | -771960.03 | 138 | n | 17.8263 | 3506280.49 | 3411309.6754 | 3314444.0192 | 3208711.8759 | 3110280.2635 | 3014868.175 | 2922382.9824 |  |  | 2922382.9824
AL-L89 | 12683557.32 | -1440294.36 | 138 | n | 28.43 | 11243262.96 | 10938728.8974 | 10628118.823 | 10289077.4104 | 9973445.9298 | 9667496.8754 | 9370933.2254 |  |  | 9370933.2254
AL-L90 | 675333.57 | -170811.85 | 138 | n | 26.7329 | 504521.72 | 490856.2877 | 476918.205 | 461704.3158 | 447540.9063 | 433811.9787 | 420504.2047 |  |  | 420504.2047
AL-L91 | 6254729.35 | -236812.83 | 138 | n | 6.6084 | 6017916.52 | 5854915.7459 | 5688662.808 | 5507192.0975 | 5338251.4699 | 5174493.3264 | 5015758.6873 |  |  | 5015758.6873
AL-L92 | 5723311.97 | -184942.64 | 138 | n | 6.6067 | 5538369.33 | 5388357.5302 | 5235352.7205 | 5068342.7904 | 4912864.4637 | 4762155.6467 | 4616070.0282 |  |  | 4616070.0282
AL-L93 | 1177329.83 | -193456.89 | 138 | n | 1.8497 | 983872.94 | 957223.8414 | 930043.0445 | 900374.2844 | 872754.0754 | 845981.154 | 820029.5284 |  |  | 820029.5284
AL-L94 | 923881.37 | -139414.78 | 138 | n | 12.4076 | 784466.59 | 763218.5948 | 741546.6632 | 717891.0161 | 695868.7302 | 674522.0079 | 653830.1255 |  |  | 653830.1255
AL-L95 | 691935.18 | -176566.04 | 138 | n | 4.0802 | 515369.14 | 501409.8954 | 487172.1383 | 471631.1444 | 457163.2159 | 443139.1108 | 429545.2143 |  |  | 429545.2143
AL-L96 | 400876.68 | -69287.93 | 138 | n | 2.6845 | 331588.75 | 322607.3654 | 313446.7857 | 303447.7028 | 294139.0307 | 285115.9148 | 276369.5953 |  |  | 276369.5953
AL-L97 | 1530501.75 | -596312.65 | 138 | n | 17.0856 | 934189.1 | 908885.7336 | 883077.5188 | 854906.9785 | 828681.5411 | 803260.6048 | 778619.4904 |  |  | 778619.4904
AL-L98 | 1652982.47 | -1415527.55 | 138 | n | 67.1818 | 237454.92 | 231023.2363 | 224463.2287 | 217302.7583 | 210636.6998 | 204175.1318 | 197911.7812 |  |  | 197911.7812
AL-L99 | 2344827 | -1060572.73 | 138 | n | 65.4834 | 1284254.27 | 1249469.0683 | 1213989.8381 | 1175263.0571 | 1139210.2602 | 1104263.4319 | 1070388.6453 |  |  | 1070388.6453
AL-L100 | 2473124.65 | -1178222.74 | 138 | n | 58.8659 | 1294901.91 | 1259828.3072 | 1224054.9218 | 1185007.0605 | 1148655.353 | 1113418.7836 | 1079263.1441 |  |  | 1079263.1441
AL-L101 | 1571694.03 | -751483.87 | 138 | n | 42.8046 | 820210.16 | 797994.0175 | 775334.6223 | 750601.1252 | 727575.4121 | 705256.0442 | 683621.3533 |  |  | 683621.3533
AL-L102 | 494319.93 | -222672.66 | 138 | n | 1.8352 | 271647.27 | 264289.4552 | 256784.8385 | 248593.2953 | 240967.357 | 233575.3547 | 226410.1122 |  |  | 226410.1122
AL-L103 | 1691710.13 | -461147.11 | 138 | n | 12.4871 | 1230563.02 | 1197232.0949 | 1163236.1568 | 1126128.4394 | 1091582.9139 | 1058097.1194 | 1025638.5474 |  |  | 1025638.5474
AL-L104 | 412579.96 | -170560.58 | 138 | n | 4.1301 | 242019.38 | 235464.0637 | 228777.9568 | 221479.8448 | 214685.6486 | 208099.8735 | 201716.1261 |  |  | 201716.1261
AL-L105 | 2051296.37 | -977041.6 | 138 | n | 13.8178 | 1074254.77 | 1045157.5968 | 1015479.8818 | 983085.6511 | 952928.1581 | 923695.7874 | 895360.1595 |  |  | 895360.1595
AL-L106 | 92860.66 | -111756.28 | 138 | n | 1.2813 | -18895.62 | -18383.8148 | -17861.7982 | -17291.9994 | -16761.5438 | -16247.3606 | -15748.9506 |  |  | -15748.9506
AL-L107 | 1133565.19 | -523640.1 | 138 | n | 34.4347 | 609925.09 | 593404.711 | 576554.7202 | 558162.3847 | 541039.9924 | 524442.8528 | 508354.8531 |  |  | 508354.8531
AL-L108 | 3417918.07 | -2742527.06 | 138 | n | 27.8127 | 675391.01 | 657097.4266 | 638438.8528 | 618072.3878 | 599112.1744 | 580733.5915 | 562918.7966 |  |  | 562918.7966
AL-L109 | 62854.86 | -11121.2 | 138 | n | 0.068933 | 51733.66 | 50332.4065 | 48903.1954 | 47343.1631 | 45890.847 | 44483.0827 | 43118.5035 |  |  | 43118.5035
AL-L110 | 961763.48 | -308261.58 | 138 | y | 21.4716 | 653501.9 | 635801.2032 | 617747.3451 | 598040.9478 | 579695.2262 | 561912.2846 | 544674.859 |  |  |  |  | 544674.859
AL-L111 | 728367.92 | -386278.17 | 138 | n | 26.5047 | 342089.75 | 332823.9362 | 323373.2524 | 313057.5111 | 303454.0451 | 294145.1784 | 285121.8739 |  |  | 285121.8739
AL-L112 | 2667932.6 | -2066318.64 | 138 | n | 53.2204 | 601613.96 | 585318.6955 | 568698.3107 | 550556.598 | 533667.5236 | 517296.5445 | 501427.7676 |  |  | 501427.7676
AL-L113 | 6146243.86 | -3731047.52 | 138 | y | 83.0935 | 2415196.34 | 2349778.5377 | 2283055.5306 | 2210225.1092 | 2142423.4399 | 2076701.6794 | 2012996.0234 |  |  |  |  | 2012996.0234
AL-L114 | 3791813.91 | -2338129.64 | 138 | n | 83.4528 | 1453684.27 | 1414309.9017 | 1374149.9427 | 1330313.9878 | 1289504.7921 | 1249947.4741 | 1211603.6309 |  |  | 1211603.6309
AL-L115 | 1171737.66 | -945794.56 | 138 | n | 25.7282 | 225943.1 | 219823.2244 | 213581.2462 | 206767.9156 | 200425.0278 | 194276.7167 | 188317.0135 |  |  | 188317.0135
AL-L116 | 1221871.33 | -953268.66 | 138 | y | 20.1616 | 268602.67 | 261327.321 | 253906.8154 | 245807.0823 | 238266.6149 | 230957.4616 | 223872.5265 |  |  |  |  | 223872.5265
AL-L117 | 1618752.47 | -534493.47 | 138 | n | 64.2468 | 1084259 | 1054890.8531 | 1024936.7579 | 992240.8489 | 961802.5078 | 932297.9043 | 903698.3947 |  |  | 903698.3947
AL-L118 | 1380581.6 | -987315.89 | 138 | y | 69.944 | 393265.71 | 382613.7485 | 371749.2608 | 359890.3047 | 348850.1789 | 338148.7239 | 327775.5507 |  |  |  |  | 327775.5507
AL-L119 | 3697096.35 | -805720.82 | 138 | n | 30.4161 | 2891375.53 | 2813059.9788 | 2733181.8889 | 2645992.2494 | 2564822.8289 | 2486143.3911 | 2409877.5522 |  |  | 2409877.5522
AL-L120 | 3143679.63 | -1076097.04 | 138 | n | 34.7057 | 2067582.59 | 2011580.2241 | 1954460.5086 | 1892112.4051 | 1834069.2769 | 1777806.7007 | 1723270.0558 |  |  | 1723270.0558
AL-L121 | 2327464.97 | -1462498.74 | 138 | n | 47.1082 | 864966.23 | 841537.8284 | 817641.9873 | 791558.8677 | 767276.72 | 743739.4603 | 720924.2381 |  |  | 720924.2381
AL-L122 | 3273306.32 | -1948185.97 | 138 | n | 53.8901 | 1325120.35 | 1289228.2531 | 1252620.0432 | 1212660.9426 | 1175460.9145 | 1139402.048 | 1104449.3364 |  |  | 1104449.3364
AL-L123 | 1528902.7 | -1322603.69 | 138 | n | 46.9415 | 206299.01 | 200711.2126 | 195011.9284 | 188790.9667 | 182999.5464 | 177385.7858 | 171944.2349 |  |  | 171944.2349
AL-L124 | 972375.29 | -792164.69 | 138 | n | 29.1683 | 180210.6 | 175329.431 | 170350.8738 | 164916.6101 | 159857.5682 | 154953.7193 | 150200.3026 |  |  | 150200.3026
AL-L125 | 2745403.31 | -880939.03 | 25 | n | 3.0083 | 1864464.28 | 1813963.5594 | 1762455.2569 | 1706232.2009 | 1653891.2014 | 1603155.8334 | 1553976.8421 |  |  |  |  | 1553976.8421
AL-L126 | 302635.68 | -211399.82 | 138 | y | 8.3935 | 91235.86 | 88764.6533 | 86244.1414 | 83492.9174 | 80931.6583 | 78448.9694 | 76042.4402 |  |  |  |  | 76042.4402
AL-L127 | 1490703.48 | -740167.48 | 138 | n | 32.3207 | 750536 | 730207.0459 | 709472.4919 | 686840.0242 | 665770.2698 | 645346.8589 | 625549.9639 |  |  | 625549.9639
AL-L128 | 995669.39 | -356452.21 | 138 | n | 12.1891 | 639217.18 | 621903.3979 | 604244.1742 | 584968.5336 | 567023.8262 | 549629.5971 | 532768.9597 |  |  | 532768.9597
AL-L129 | 433339.78 | -267147.02 | 138 | n | 4.0526 | 166192.76 | 161691.2771 | 157099.9813 | 152088.4265 | 147422.9066 | 142900.508 | 138516.84 |  |  | 138516.84
AL-L130 | 564500.49 | -139327.35 | 138 | n | 3.6647 | 425173.14 | 413656.9366 | 401910.9638 | 389089.8368 | 377153.9755 | 365584.263 | 354369.4672 |  |  | 354369.4672
AL-L131 | 5045825.54 | -2574635.44 | 138 | n | 68.3842 | 2471190.1 | 2404255.6555 | 2335985.7463 | 2261466.8291 | 2192093.2502 | 2124847.8004 | 2059665.1966 |  |  | 2059665.1966
AL-L132 | 2679650.74 | -2749964.14 | 138 | n | 63.3912 | -70313.4 | -68408.8972 | -66466.3962 | -64346.0905 | -62372.1864 | -60458.8345 | -58604.1773 |  |  | -58604.1773
AL-L133 | 64570.94 | -52600.34 | 138 | y | 0.23621 | 11970.6 | 11646.3653 | 11315.6616 | 10954.6873 | 10618.6373 | 10292.8962 | 9977.1475 |  |  |  |  | 9977.1475
AL-L134 | 58585.19 | -43350.07 | 138 | y | 0.58986 | 15235.12 | 14822.4628 | 14401.5724 | 13942.1563 | 13514.4616 | 13099.8871 | 12698.0302 |  |  |  |  | 12698.0302
AL-L135 | 1035171.55 | -864645.92 | 138 | y | 22.9184 | 170525.63 | 165906.7873 | 161195.7903 | 156053.5775 | 151266.4212 | 146626.1174 | 142128.1613 |  |  |  |  | 142128.1613
AL-L136 | 3505187.12 | -1272420.95 | 138 | n | 79.3149 | 2232766.17 | 2172289.6558 | 2110606.5244 | 2043277.2981 | 1980596.9806 | 1919839.4673 | 1860945.7736 |  |  | 1860945.7736
AL-L137 | 57830965.71 | -5289064.53 | 138 | n | 82.8178 | 52541901.18 | 51118755.7214 | 49667215.9064 | 48082811.0534 | 46607805.255 | 45178047.2708 | 43792149.0625 |  |  | 43792149.0625
AL-L138 | 4154533.76 | -490398.65 | 138 | n | 10.449 | 3664135.11 | 3564888.6586 | 3463662.0589 | 3353169.798 | 3250306.7418 | 3150599.1502 | 3053950.2248 |  |  | 3053950.2248
AL-L139 | 1363243.35 | -874003.57 | 138 | n | 11.2982 | 489239.78 | 475988.273 | 462472.3742 | 447719.313 | 433984.9126 | 420671.8336 | 407767.1514 |  |  | 407767.1514
AL-L140 | 1321445.63 | -785486.61 | 138 | y | 20.7795 | 535959.02 | 521442.0797 | 506635.4998 | 490473.6165 | 475427.6695 | 460843.2774 | 446706.2814 |  |  |  |  | 446706.2814
AL-L141 | 4421367.27 | -2384131.9 | 138 | n | 77.2716 | 2037235.37 | 1982054.9863 | 1925773.6531 | 1864340.6722 | 1807149.4798 | 1751712.7051 | 1697976.5291 |  |  | 1697976.5291
AL-L142 | 11366.8 | -11624.9 | 138 | n | 0.048123 | -258.1 | -251.1091 | -243.9788 | -236.1957 | -228.9501 | -221.9268 | -215.1189 |  |  | -215.1189
AL-L143 | 3685138.46 | -1301193.44 | 138 | n | 18.2277 | 2383945.02 | 2319373.6883 | 2253514.0404 | 2181626.0048 | 2114701.6521 | 2049830.2952 | 1986948.9556 |  |  | 1986948.9556
AL-L144 | 1980190.84 | -1156402.8 | 138 | n | 40.9136 | 823788.04 | 801474.9873 | 778716.7484 | 753875.3602 | 730749.2054 | 708332.4771 | 686603.4124 |  |  | 686603.4124
AL-L145 | 2670830.32 | -1269557.59 | 138 | n | 23.2951 | 1401272.73 | 1363317.9762 | 1324605.9557 | 1282350.4745 | 1243012.625 | 1204881.5177 | 1167920.1341 |  |  | 1167920.1341
AL-L146 | 1289752.52 | -1276663.89 | 138 | n | 28.5672 | 13088.63 | 12734.1125 | 12372.5217 | 11977.8331 | 11610.3967 | 11254.232 | 10908.9931 |  |  | 10908.9931
AL-L147 | 4359403.31 | -2776313.79 | 138 | n | 13.3841 | 1583089.52 | 1540210.0921 | 1496475.1412 | 1448736.9616 | 1404294.9797 | 1361216.3162 | 1319459.1494 |  |  | 1319459.1494
AL-L148 | 2185126.68 | -558931.72 | 138 | y | 42.4503 | 1626194.96 | 1582147.9819 | 1537222.1859 | 1488184.1586 | 1442532.0801 | 1398280.4414 | 1355386.2821 |  |  |  |  | 1355386.2821
AL-L149 | 511420.68 | -127295.12 | 138 | y | 5.6128 | 384125.56 | 373721.1678 | 363109.189 | 351525.8547 | 340742.3198 | 330289.5845 | 320157.5011 |  |  |  |  | 320157.5011
AL-L150 | 1263494.66 | -1061323.61 | 138 | n | 18.3206 | 202171.05 | 196695.0622 | 191109.8184 | 185013.3356 | 179337.7993 | 173836.3677 | 168503.7001 |  |  | 168503.7001
AL-L151 | 2480170.24 | -635705.63 | 138 | n | 8.7281 | 1844464.61 | 1794505.5987 | 1743549.8138 | 1687929.8492 | 1636150.2993 | 1585959.1577 | 1537307.6978 |  |  | 1537307.6978
AL-L152 | 4296312.59 | -676010.06 | 138 | n | 28.5944 | 3620302.53 | 3522243.3241 | 3422227.6577 | 3313057.1715 | 3211424.6248 | 3112909.7951 | 3017417.0421 |  |  | 3017417.0421
AL-L153 | 6449296.83 | -5303427.22 | 138 | n | 34.4386 | 1145869.61 | 1114832.6834 | 1083176.5133 | 1048622.7318 | 1016454.7995 | 985273.6624 | 955049.0492 |  |  | 955049.0492
AL-L154 | 5284658.39 | -5125113.6 | 138 | n | 70.52 | 159544.79 | 155223.3734 | 150815.7367 | 146004.6519 | 141525.7601 | 137184.2644 | 132975.95 |  |  | 132975.95
AL-L155 | 5576310.9 | -2228055.17 | 138 | y | 31.6172 | 3348255.73 | 3257565.1606 | 3165065.1483 | 3064098.2532 | 2970102.8608 | 2878990.9053 | 2790673.9333 |  |  |  |  | 2790673.9333
AL-L156 | 2763954.59 | -1988987.41 | 138 | n | 40.0424 | 774967.18 | 753976.485 | 732566.9872 | 709197.7955 | 687442.186 | 666353.9595 | 645912.6431 |  |  | 645912.6431
AL-L157 | 3611271.15 | -1540780.91 | 138 | n | 30.8851 | 2070490.24 | 2014409.1178 | 1957209.0745 | 1894773.2907 | 1836648.5361 | 1780306.8377 | 1725693.4977 |  |  | 1725693.4977
AL-L158 | 1906973.19 | -260946.97 | 138 | n | 5.9216 | 1646026.22 | 1601442.0941 | 1555968.4332 | 1506332.3928 | 1460123.5925 | 1415332.3101 | 1371915.0615 |  |  | 1371915.0615
AL-L159 | 1327094.66 | -331297.05 | 138 | y | 0.91508 | 995797.61 | 968825.5208 | 941315.289 | 911286.9396 | 883331.9701 | 856234.5573 | 829968.3946 |  |  |  |  | 829968.3946
AL-L160 | 3612286.31 | -1423813.96 | 138 | n | 27.5128 | 2188472.35 | 2129195.5744 | 2068736.1186 | 2002742.5757 | 1941305.7161 | 1881753.5159 | 1824028.1607 |  |  | 1824028.1607
AL-L161 | 4010769.46 | -1123154.68 | 138 | y | 12.7232 | 2887614.78 | 2809401.0921 | 2729626.898 | 2642550.6642 | 2561486.819 | 2482909.7178 | 2406743.0763 |  |  |  |  | 2406743.0763
AL-L162 | 494708.18 | -438609.79 | 138 | n | 2.2061 | 56098.39 | 54578.9138 | 53029.1212 | 51337.4702 | 49762.6233 | 48236.087 | 46756.3792 |  |  | 46756.3792
AL-L163 | 283224.32 | -194709.38 | 138 | n | 0.78791 | 88514.94 | 86117.4319 | 83672.0891 | 81002.9146 | 78518.0398 | 76109.3918 | 73774.6324 |  |  | 73774.6324
AL-L164 | 271566.4 | -126776.64 | 138 | n | 12.34 | 144789.76 | 140867.9969 | 136867.9874 | 132501.8417 | 128437.167 | 124497.1818 | 120678.0609 |  |  | 120678.0609
AL-L165 | 4212831.96 | -3048243.54 | 138 | n | 20.0463 | 1164588.42 | 1133044.4773 | 1100871.1752 | 1065752.9266 | 1033059.5023 | 1001368.9933 | 970650.6339 |  |  | 970650.6339
AL-L166 | 6360828.52 | -1565187.31 | 138 | n | 48.8034 | 4795641.21 | 4665746.8808 | 4533260.922 | 4388648.0124 | 4254020.2499 | 4123522.3776 | 3997027.7056 |  |  | 3997027.7056
AL-L167 | 538616.98 | -31296.9 | 138 | n | 5.9215 | 507320.08 | 493578.8515 | 479563.4604 | 464265.1865 | 450023.2188 | 436218.1429 | 422836.5565 |  |  | 422836.5565
AL-L168 | 475419.66 | -87612.79 | 138 | n | 0.050257 | 387806.87 | 377302.7662 | 366589.0862 | 354894.7418 | 344007.8617 | 333454.9514 | 323225.766 |  |  | 323225.766
AL-L169 | 2527416.56 | -1635308.61 | 138 | n | 35.1965 | 892107.95 | 867944.3901 | 843298.7229 | 816397.1428 | 791353.0471 | 767077.2132 | 743546.0737 |  |  | 743546.0737
AL-L170 | 263860.03 | -219071.96 | 138 | n | 2.6767 | 44788.07 | 43574.9442 | 42337.6142 | 40987.0267 | 39729.6938 | 38510.9312 | 37329.5559 |  |  | 37329.5559
AL-L171 | 1772072.66 | -892202.48 | 138 | n | 13.9047 | 879870.18 | 856038.0913 | 831730.5088 | 805197.9595 | 780497.414 | 756554.5915 | 733346.2477 |  |  | 733346.2477
AL-L172 | 650144.35 | -150972.5 | 138 | y | 12.4111 | 499171.85 | 485651.3238 | 471861.0384 | 456808.4749 | 442795.252 | 429211.9038 | 416045.2434 |  |  |  |  | 416045.2434
AL-L173 | 811341.82 | -436398.49 | 138 | n | 4.8035 | 374943.33 | 364787.6469 | 354429.3394 | 343122.896 | 332597.1332 | 322394.2626 | 312504.379 |  |  | 312504.379
AL-L174 | 7480994.55 | -4286206.7 | 138 | n | 49.476 | 3194787.85 | 3108254.0985 | 3019993.8403 | 2923654.7802 | 2833967.6829 | 2747031.8596 | 2662762.9113 |  |  | 2662762.9113
AL-L175 | 3224175.62 | -2042081.09 | 138 | n | 56.3651 | 1182094.53 | 1150076.4183 | 1117419.4866 | 1081773.3401 | 1048588.4677 | 1016421.5865 | 985241.4683 |  |  | 985241.4683
AL-L176 | 2734293.43 | -1206912.77 | 138 | n | 56.9486 | 1527380.66 | 1486010.1576 | 1443814.2379 | 1397755.963 | 1354877.8927 | 1313315.1658 | 1273027.4321 |  |  | 1273027.4321
AL-L177 | 196375.53 | -126430.58 | 138 | n | 13.4151 | 69944.95 | 68050.427 | 66118.1049 | 64008.9098 | 62045.3492 | 60142.0235 | 58297.085 |  |  | 58297.085
AL-L178 | 2753741.76 | -2362838.99 | 138 | n | 48.3764 | 390902.77 | 380314.8109 | 369515.6026 | 357727.9011 | 346754.1099 | 336116.9547 | 325806.1088 |  |  | 325806.1088
AL-L179 | 2903947.41 | -2468347.56 | 138 | n | 58.7865 | 435599.85 | 423801.2296 | 411767.2051 | 398631.6599 | 386403.0901 | 374549.6484 | 363059.8272 |  |  | 363059.8272
AL-L180 | 15804497.4 | -1912555.88 | 138 | y | 35.5551 | 13891941.52 | 13515665.5756 | 13131882.2376 | 12712969.7302 | 12322982.0474 | 11944957.7685 | 11578529.8999 |  |  |  |  | 11578529.8999
AL-L181 | 1103769.19 | -477583.57 | 138 | n | 10.8244 | 626185.62 | 609224.8097 | 591925.6001 | 573042.9272 | 555464.0539 | 538424.4366 | 521907.5328 |  |  | 521907.5328
AL-L182 | 1307880.94 | -585061.25 | 138 | n | 8.3758 | 722819.69 | 703241.4575 | 683272.6034 | 661475.923 | 641184.247 | 621515.0459 | 602449.2243 |  |  | 602449.2243
AL-L183 | 3239800.96 | -1883517.2 | 138 | n | 77.1895 | 1356283.76 | 1319547.5736 | 1282078.4331 | 1241179.5977 | 1203104.7209 | 1166197.843 | 1130423.1338 |  |  | 1130423.1338
AL-L184 | 3389097.57 | -3296933.89 | 138 | n | 51.997 | 92163.68 | 89667.3424 | 87121.1983 | 84341.9959 | 81754.6901 | 79246.7535 | 76815.7513 |  |  | 76815.7513
AL-L185 | 442238.66 | -435360.26 | 138 | n | 7.0767 | 6878.4 | 6692.0922 | 6502.0673 | 6294.6487 | 6101.5517 | 5914.3783 | 5732.9467 |  |  | 5732.9467
AL-L186 | 515208.78 | -385384.3 | 138 | n | 12.4176 | 129824.48 | 126308.0652 | 122721.4915 | 118806.6248 | 115162.0696 | 111629.3161 | 108204.9346 |  |  | 108204.9346
AL-L187 | 2468722.42 | -1623918.74 | 138 | n | 31.2615 | 844803.68 | 821921.3995 | 798582.5756 | 773107.4592 | 749391.3336 | 726402.7325 | 704119.3381 |  |  | 704119.3381
AL-L188 | 4381777.16 | -1025251.08 | 138 | n | 7.2902 | 3356526.08 | 3265611.5006 | 3172883.0089 | 3071666.7208 | 2977439.1553 | 2886102.149 | 2797567.0299 |  |  | 2797567.0299
AL-L189 | 3764145.15 | -1434380.23 | 138 | n | 23.6355 | 2329764.92 | 2266661.1059 | 2202298.2552 | 2132044.0245 | 2066640.6666 | 2003243.646 | 1941791.4153 |  |  | 1941791.4153
AL-L190 | 2444114.99 | -372818.36 | 138 | n | 16.4061 | 2071296.63 | 2015193.666 | 1957971.3451 | 1895511.2445 | 1837363.8522 | 1781000.2105 | 1726365.6003 |  |  | 1726365.6003
AL-L191 | 3231976.3 | -1898363.71 | 138 | n | 34.8645 | 1333612.59 | 1297490.473 | 1260647.6537 | 1220432.469 | 1182994.0387 | 1146704.0834 | 1111527.3719 |  |  | 1111527.3719
AL-L192 | 1578152.65 | -1152331.41 | 138 | n | 8.7819 | 425821.24 | 414287.4822 | 402523.6048 | 389682.9343 | 377728.8789 | 366141.5304 | 354909.6397 |  |  | 354909.6397
AL-L193 | 48318.11 | -32399.52 | 138 | n | 7.6638 | 15918.59 | 15487.4204 | 15047.6482 | 14567.622 | 14120.7403 | 13687.5674 | 13267.6826 |  |  | 13267.6826
AL-L194 | 321595.98 | -7511.87 | 138 | n | 0.014706 | 314084.11 | 305576.8546 | 296899.8638 | 287428.6346 | 278611.3693 | 270064.5856 | 261779.9862 |  |  | 261779.9862
AL-L195 | 106967.03 | -17029.37 | 138 | n | 0.057389 | 89937.66 | 87501.6162 | 85016.9689 | 82304.8922 | 79780.0774 | 77332.7147 | 74960.4282 |  |  | 74960.4282
AL-L196 | 9033449.28 | -3101642.11 | 138 | n | 56.9831 | 5931807.17 | 5771138.7464 | 5607264.6937 | 5428390.6169 | 5261867.3322 | 5100452.3763 | 4943989.0443 |  |  | 4943989.0443
AL-L197 | 1542698.91 | -1351947.4 | 138 | n | 28.9433 | 190751.51 | 185584.8309 | 180315.067 | 174562.9413 | 169207.9851 | 164017.2994 | 158985.8451 |  |  | 158985.8451
AL-L198 | 282179.77 | -141754.26 | 138 | y | 1.5398 | 140425.51 | 136621.9566 | 132742.5154 | 128507.9739 | 124565.8165 | 120744.5902 | 117040.5853 |  |  |  |  | 117040.5853
AL-L199 | 1468127.42 | -1035269.92 | 138 | y | 14.481 | 432857.5 | 421133.1586 | 409174.8952 | 396122.0458 | 383970.4619 | 372191.6443 | 360774.1581 |  |  |  |  | 360774.1581
AL-L200 | 1779004.77 | -1430635.04 | 138 | y | 21.1903 | 348369.73 | 338933.8172 | 329309.6406 | 318804.5261 | 309024.7625 | 299545.0065 | 290356.0549 |  |  |  |  | 290356.0549
AL-L201 | 280477.48 | -201038.67 | 138 | n | 8.8675 | 79438.81 | 77287.1372 | 75092.5345 | 72697.0514 | 70466.9702 | 68305.2998 | 66209.9416 |  |  | 66209.9416
AL-L202 | 1284657.96 | -1009926.87 | 138 | n | 15.9503 | 274731.09 | 267289.7471 | 259699.9358 | 251415.3998 | 243702.8896 | 236226.9711 | 228980.3866 |  |  | 228980.3866
AL-L203 | 2905357.88 | -669214.35 | 138 | y | 9.0023 | 2236143.53 | 2175575.5369 | 2113799.1014 | 2046368.0306 | 1983592.9007 | 1922743.4835 | 1863760.7051 |  |  |  |  | 1863760.7051
AL-L204 | 1851494.11 | -2080368.52 | 138 | y | 23.4785 | -228874.41 | -222675.1372 | -216352.1776 | -209450.4531 | -203025.2749 | -196797.1977 | -190760.1753 |  |  |  |  | -190760.1753
AL-L205 | 1291258.42 | -83226.12 | 138 | n | 2.1719 | 1208032.3 | 1175311.6401 | 1141938.1431 | 1105509.8412 | 1071596.8192 | 1038724.1255 | 1006859.8464 |  |  | 1006859.8464
AL-L206 | 189844.15 | -56493.55 | 138 | n | 3.4402 | 133350.6 | 129738.677 | 126054.6895 | 122033.4925 | 118289.9487 | 114661.2432 | 111143.8532 |  |  | 111143.8532
AL-L207 | 4597402.29 | -1727667.36 | 138 | n | 23.3977 | 2869734.93 | 2792005.5342 | 2712725.2947 | 2626188.2291 | 2545626.3239 | 2467535.765 | 2391840.7405 |  |  | 2391840.7405
AL-L208 | 5053491.12 | -2744518.74 | 138 | n | 42.395 | 2308972.38 | 2246431.7509 | 2182643.3217 | 2113016.0916 | 2048196.4415 | 1985365.2226 | 1924461.437 |  |  | 1924461.437
AL-L209 | 2044936.27 | -1524670.53 | 138 | n | 22.761 | 520265.74 | 506173.8665 | 491800.8343 | 476112.1831 | 461506.7926 | 447349.4424 | 433626.3882 |  |  | 433626.3882
AL-L210 | 661481.1 | -466867.42 | 138 | n | 33.3317 | 194613.68 | 189342.3904 | 183965.929 | 178097.3393 | 172633.9606 | 167338.1784 | 162204.8516 |  |  | 162204.8516
AL-L211 | 11342613.53 | -3333345.49 | 138 | n | 28.0137 | 8009268.04 | 7792329.6883 | 7571063.0194 | 7329542.9589 | 7104699.2336 | 6886752.8961 | 6675492.3597 |  |  | 6675492.3597
AL-L212 | 220792.32 | -124239.05 | 138 | n | 26.7945 | 96553.27 | 93938.0364 | 91270.624 | 88359.0531 | 85648.5187 | 83021.1336 | 80474.3471 |  |  | 80474.3471
AL-L213 | 1075431.06 | -977352.21 | 138 | n | 12.572 | 98078.85 | 95422.2946 | 92712.7361 | 89755.1613 | 87001.7993 | 84332.9004 | 81745.8737 |  |  | 81745.8737
AL-L214 | 433739.12 | -256795.23 | 138 | y | 1.8613 | 176943.89 | 172151.2029 | 167262.8929 | 161927.137 | 156959.8012 | 152144.8453 | 147477.5947 |  |  |  |  | 147477.5947
AL-L215 | 11340006.75 | -7427480.13 | 138 | n | 75.2331 | 3912526.62 | 3806552.2573 | 3698463.5122 | 3580480.9873 | 3470644.8504 | 3364178.0868 | 3260977.3363 |  |  | 3260977.3363
AL-L216 | 846892.38 | -532887.01 | 138 | n | 65.4734 | 314005.37 | 305500.2473 | 296825.4318 | 287356.5771 | 278541.5222 | 269996.8812 | 261714.3586 |  |  | 261714.3586
AL-L217 | 6502841.24 | -1248671.65 | 138 | n | 38.3753 | 5254169.59 | 5111855.6002 | 4966702.1858 | 4808262.3195 | 4660762.3159 | 4517787.0761 | 4379197.7968 |  |  | 4379197.7968
AL-L218 | 5045559.54 | -705920.32 | 138 | n | 36.3677 | 4339639.22 | 4222096.1218 | 4102207.8238 | 3971345.6873 | 3849519.2427 | 3731429.9905 | 3616963.2871 |  |  | 3616963.2871
AL-L219 | 1693755.71 | -798084.37 | 138 | n | 24.6677 | 895671.34 | 871411.2624 | 846667.1519 | 819658.1174 | 794513.9869 | 770141.1869 | 746516.0558 |  |  | 746516.0558
AL-L220 | 10909541.67 | -2336506.85 | 138 | n | 72.7585 | 8573034.82 | 8340826.3293 | 8103984.8543 | 7845464.3655 | 7604794.0474 | 7371506.6196 | 7145375.6016 |  |  | 7145375.6016
AL-L221 | 10926463.44 | -7353485.38 | 138 | n | 70.9912 | 3572978.06 | 3476200.6807 | 3377492.4156 | 3269749.0022 | 3169444.9927 | 3072217.9454 | 2977973.4704 |  |  | 2977973.4704
AL-L222 | 770204.47 | -211942.58 | 138 | n | 1.6595 | 558261.89 | 543140.856 | 527718.1297 | 510883.7018 | 495211.6476 | 480020.355 | 465295.076 |  |  | 465295.076
AL-L223 | 550493.74 | -216431.19 | 138 | n | 1.7259 | 334062.55 | 325014.1602 | 315785.2385 | 305711.558 | 296333.4391 | 287243.0068 | 278431.4358 |  |  | 278431.4358
AL-L224 | 1496614.01 | -862160.75 | 138 | n | 44.9294 | 634453.26 | 617268.5131 | 599740.899 | 580608.9147 | 562797.9445 | 545533.3501 | 528798.3707 |  |  | 528798.3707
AL-L225 | 1371331.66 | -770165.05 | 138 | n | 10.7015 | 601166.61 | 584883.4624 | 568275.4363 | 550147.2134 | 533270.6974 | 516911.8915 | 501054.9144 |  |  | 501054.9144
AL-L226 | 696756.37 | -225408.03 | 138 | n | 17.3299 | 471348.34 | 458581.439 | 445559.815 | 431346.2715 | 418114.1364 | 405287.9151 | 392855.1556 |  |  | 392855.1556
AL-L227 | 803590.07 | -411769.95 | 138 | n | 6.2361 | 391820.12 | 381207.3136 | 370382.7623 | 358567.3981 | 347567.8542 | 336905.7363 | 326570.6934 |  |  | 326570.6934
AL-L228 | 796659.77 | -533083.38 | 138 | n | 4.0579 | 263576.39 | 256437.1824 | 249155.5345 | 241207.3692 | 233808.0043 | 226635.6249 | 219683.268 |  |  | 219683.268
AL-L229 | 901350.37 | -714342.74 | 138 | n | 19.0362 | 187007.63 | 181942.3573 | 176776.0231 | 171136.7944 | 165886.9398 | 160798.1317 | 155865.4298 |  |  | 155865.4298
AL-L230 | 175673.04 | -151608.58 | 138 | y | 1.1579 | 24064.46 | 23412.6521 | 22747.8394 | 22022.1739 | 21346.6137 | 20691.7772 | 20057.0287 |  |  |  |  | 20057.0287
AL-L231 | 622446.24 | -226727.26 | 138 | n | 1.2019 | 395718.98 | 385000.5694 | 374068.3069 | 362135.3723 | 351026.3759 | 340258.1632 | 329820.28 |  |  | 329820.28
AL-L232 | 603118.59 | -358129.25 | 138 | y | 0.76761 | 244989.34 | 238353.5796 | 231585.4237 | 224197.7523 | 217320.1805 | 210653.5876 | 204191.5015 |  |  |  |  | 204191.5015
AL-L233 | 1623816.62 | -925756.69 | 138 | n | 41.0321 | 698059.93 | 679152.3382 | 659867.5054 | 638817.4574 | 619220.8607 | 600225.4164 | 581812.6833 |  |  | 581812.6833
AL-L234 | 294377.58 | -145038.88 | 138 | y | 0.59975 | 149338.7 | 145293.7247 | 141168.0447 | 136664.7254 | 132472.3486 | 128408.5786 | 124469.4704 |  |  |  |  | 124469.4704
AL-L235 | 1039721.43 | -528842.46 | 138 | n | 23.0609 | 510878.97 | 497041.3457 | 482927.6356 | 467522.0431 | 453180.1668 | 439278.2472 | 425802.788 |  |  | 425802.788
AL-L236 | 721866.62 | -553795.43 | 138 | n | 15.5992 | 168071.19 | 163518.8281 | 158875.6382 | 153807.4392 | 149089.1863 | 144515.6722 | 140082.4569 |  |  | 140082.4569
AL-L237 | 1165167.34 | -860618.81 | 138 | n | 65.8064 | 304548.53 | 296299.5545 | 287885.9968 | 278702.3137 | 270152.7402 | 261865.4365 | 253832.3571 |  |  | 253832.3571
AL-L238 | 183565.05 | -143211.92 | 138 | n | 10.2641 | 40353.13 | 39260.1286 | 38145.3197 | 36928.4682 | 35795.637 | 34697.5571 | 33633.1622 |  |  | 33633.1622
AL-L239 | 2331579.79 | -1172523.34 | 138 | n | 19.2885 | 1159056.45 | 1127662.3458 | 1095641.8717 | 1060690.4401 | 1028152.3144 | 996612.3401 | 966039.8975 |  |  | 966039.8975
AL-L240 | 308858.52 | -81263.29 | 138 | n | 0.58966 | 227595.23 | 221430.605 | 215142.9844 | 208279.8337 | 201890.5658 | 195697.2974 | 189694.0159 |  |  | 189694.0159
AL-L241 | 3562643.44 | -1314170.19 | 138 | y | 41.4942 | 2248473.25 | 2187571.2951 | 2125454.2348 | 2057651.3603 | 1994530.0989 | 1933345.1682 | 1874037.1687 |  |  |  |  | 1874037.1687
AL-L242 | 1195107.41 | -367998.71 | 138 | n | 14.2771 | 827108.7 | 804705.7042 | 781855.7277 | 756914.2047 | 733694.8292 | 711187.7398 | 689371.0861 |  |  | 689371.0861
AL-L243 | 1005687.42 | -384189.69 | 138 | y | 2.5707 | 621497.73 | 604663.8954 | 587494.1951 | 568752.8858 | 551305.6154 | 534393.5639 | 518000.3126 |  |  |  |  | 518000.3126
AL-L244 | 2150739.5 | -554361.85 | 138 | n | 25.299 | 1596377.65 | 1553138.301 | 1509036.2478 | 1460897.3636 | 1416082.3448 | 1372642.0878 | 1330534.4199 |  |  | 1330534.4199
AL-L245 | 1693085.99 | -508771.11 | 138 | y | 7.3554 | 1184314.88 | 1152236.6281 | 1119518.3563 | 1083805.2549 | 1050558.0508 | 1018330.7499 | 987092.0655 |  |  |  |  | 987092.0655
AL-L246 | 3299407.87 | -1430781.31 | 138 | n | 41.129 | 1868626.56 | 1818013.1002 | 1766389.8093 | 1710041.2394 | 1657583.3924 | 1606734.7615 | 1557445.9816 |  |  | 1557445.9816
AL-L247 | 4761503.54 | -606942.59 | 138 | n | 15.3521 | 4154560.95 | 4042030.8661 | 3927255.6011 | 3801974.5133 | 3685343.7605 | 3572290.815 | 3462705.9228 |  |  | 3462705.9228
AL-L248 | 1750802.57 | -1102530.27 | 138 | n | 26.7591 | 648272.3 | 630713.2517 | 612803.8683 | 593255.1699 | 575056.2586 | 557415.6236 | 540316.1393 |  |  | 540316.1393
AL-L249 | 416470.13 | -189259.23 | 138 | n | 11.8848 | 227210.9 | 221056.6849 | 214779.682 | 207928.1208 | 201549.6421 | 195366.832 | 189373.688 |  |  | 189373.688
AL-L250 | 720962.48 | -204983.73 | 138 | n | 5.5843 | 515978.75 | 502002.9935 | 487748.3952 | 472189.0184 | 457703.9764 | 443663.2827 | 430053.3065 |  |  | 430053.3065
AL-L251 | 1593294.69 | -1137164.92 | 240 | n | 29.5213 | 456129.77 | 443775.0779 | 431173.8871 | 417419.2607 | 404614.3557 | 392202.2585 | 380170.9194 |  | 380170.9194
AL-L252 | 6041305.97 | -4875540.94 | 240 | n | 143.055 | 1165765.03 | 1134189.2177 | 1101983.4102 | 1066829.6809 | 1034103.2256 | 1002380.699 | 971631.3041 |  | 971631.3041
AL-L253 | 6309003.09 | -486024.73 | 240 | n | 7.0366 | 5822978.36 | 5665257.6643 | 5504390.152 | 5328797.8159 | 5165329.6762 | 5006876.1445 | 4853283.391 |  | 4853283.391
AL-L254 | 11196878.7 | -5856848.41 | 240 | n | 139.2277 | 5340030.29 | 5195390.6846 | 5047865.2543 | 4886836.2523 | 4736925.8862 | 4591614.225 | 4450760.1972 |  | 4450760.1972
AL-L255 | 2533350.96 | -2297010.31 | 240 | n | 62.5907 | 236340.65 | 229939.1473 | 223409.9229 | 216283.0534 | 209648.2758 | 203217.029 | 196983.0695 |  | 196983.0695
AL-L256 | 6677815.96 | -3715244.83 | 240 | n | 145.4086 | 2962571.13 | 2882327.1808 | 2800482.2179 | 2711145.67 | 2627977.5794 | 2547360.7835 | 2469217.0177 |  | 2469217.0177
AL-L257 | 4857605.11 | -3680130.57 | 240 | y | 22.1145 | 1177474.54 | 1145581.5649 | 1113052.2666 | 1077545.4362 | 1044490.2605 | 1012449.0975 | 981390.8407 |  |  |  |  | 981390.8407
AL-L258 | 6405375.74 | -2173806 | 240 | n | 27.1067 | 4231569.74 | 4116953.8026 | 4000051.0674 | 3872447.774 | 3753655.1578 | 3638506.6671 | 3526890.5133 |  | 3526890.5133
AL-L259 | 3070567.02 | -1374164.28 | 240 | n | 59.2947 | 1696402.74 | 1650454.1199 | 1603588.7408 | 1552433.5927 | 1504810.5753 | 1458648.4588 | 1413902.4282 |  | 1413902.4282
AL-L260 | 6539562.17 | -7026690.07 | 240 | n | 126.8415 | -487127.9 | -473933.5952 | -460476.0399 | -445786.6626 | -432111.5488 | -418855.9378 | -406006.9607 |  | -406006.9607
AL-L261 | 7475439.74 | -4738475.61 | 240 | n | 148.9963 | 2736964.13 | 2662830.9528 | 2587218.683 | 2504685.3305 | 2427850.6924 | 2353373.0616 | 2281180.1337 |  | 2281180.1337
AL-L262 | 3986906.12 | -3550446.24 | 240 | n | 63.5548 | 436459.88 | 424637.9649 | 412580.1809 | 399418.7015 | 387165.9881 | 375289.1435 | 363776.6372 |  | 363776.6372
AL-L263 | 3110354.83 | -2051179.6 | 240 | n | 70.9952 | 1059175.23 | 1030486.5 | 1001225.3773 | 969285.8711 | 939551.7052 | 910729.6754 | 882791.8007 |  | 882791.8007
AL-L264 | 4604803.11 | -4563058.49 | 240 | n | 127.0238 | 41744.62 | 40613.9288 | 39460.6782 | 38201.8661 | 37029.9718 | 35894.0269 | 34792.9287 |  | 34792.9287
AL-L265 | 2028605.98 | -665136.67 | 240 | n | 5.8938 | 1363469.31 | 1326538.4964 | 1288870.8456 | 1247755.3293 | 1209478.7331 | 1172376.3236 | 1136412.0811 |  | 1136412.0811
AL-L266 | 586469.51 | -306375.74 | 240 | n | 9.4589 | 280093.77 | 272507.174 | 264769.2115 | 256322.9635 | 248459.9071 | 240838.0606 | 233450.0247 |  | 233450.0247
AL-L267 | 1416610.79 | -505826.57 | 240 | n | 7.9612 | 910784.22 | 886114.7962 | 860953.1723 | 833488.4079 | 807920.0143 | 783135.9662 | 759112.2025 |  | 759112.2025
AL-L268 | 13152069.19 | -9124795.15 | 240 | n | 146.0589 | 4027274.04 | 3918191.6385 | 3806932.8434 | 3685490.1017 | 3572432.6671 | 3462843.4234 | 3356615.9791 |  | 3356615.9791
AL-L269 | 18141159.49 | -15630263.13 | 240 | n | 107.2224 | 2510896.36 | 2442886.4351 | 2373519.5878 | 2297803.3254 | 2227315.0749 | 2158989.1476 | 2092759.2114 |  | 2092759.2114
AL-L270 | 6408153.89 | -2242789.09 | 240 | n | 34.5661 | 4165364.8 | 4052542.0839 | 3937468.3482 | 3811861.4696 | 3694927.4209 | 3581580.4835 | 3471710.6181 |  | 3471710.6181
AL-L271 | 6817655.24 | -2062058.48 | 240 | n | 23.8058 | 4755596.76 | 4626787.0714 | 4495407.3937 | 4352002.0274 | 4218498.4305 | 4089090.2384 | 3963651.8192 |  | 3963651.8192
AL-L272 | 8162337.86 | -7844015.57 | 240 | n | 148.6346 | 318322.29 | 309700.2396 | 300906.1635 | 291307.1316 | 282370.8881 | 273708.7761 | 265312.3861 |  | 265312.3861
AL-L273 | 6812927.55 | -216525.83 | 240 | n | 58.3974 | 6596401.72 | 6417732.1451 | 6235497.7851 | 6036582.8113 | 5851402.4016 | 5671902.6535 | 5497909.305 |  | 5497909.305
AL-L274 | 8946125.44 | -6861185.48 | 240 | n | 142.9014 | 2084939.96 | 2028467.4539 | 1970868.2179 | 1907996.7017 | 1849466.301 | 1792731.4002 | 1737736.9198 |  | 1737736.9198
AL-L275 | 7534150.03 | -8026243.97 | 240 | n | 148.6959 | -492093.94 | -478765.1255 | -465170.3767 | -450331.2481 | -436516.723 | -423125.9772 | -410146.0109 |  | -410146.0109
AL-L276 | 9161062.81 | -4228133.44 | 240 | n | 112.6309 | 4932929.37 | 4799316.4654 | 4663037.7388 | 4514284.8947 | 4375803.0496 | 4241569.3238 | 4111453.4007 |  | 4111453.4007
AL-L277 | 8290292.67 | -5250116.13 | 240 | n | 145.2995 | 3040176.54 | 2957830.5773 | 2873841.6619 | 2782164.9171 | 2696818.2143 | 2614089.638 | 2533898.8736 |  | 2533898.8736
AL-L278 | 8714240.76 | -6410387.99 | 240 | n | 142.8515 | 2303852.77 | 2241450.8102 | 2177803.817 | 2108330.9691 | 2043655.0416 | 1980963.1363 | 1920194.3907 |  | 1920194.3907
AL-L279 | 15187433.43 | -932056.26 | 240 | n | 36.2642 | 14255377.17 | 13869257.2386 | 13475433.5079 | 13045561.5721 | 12645371.181 | 12257457.1758 | 11881442.9617 |  | 11881442.9617
AL-L280 | 1054953.49 | -196901 | 240 | n | 31.705 | 858052.49 | 834811.3534 | 811106.5135 | 785231.8783 | 761143.8196 | 737794.695 | 715161.8366 |  | 715161.8366
AL-L281 | 10559964.67 | -4555763.33 | 240 | n | 5.491 | 6004201.34 | 5841572.0541 | 5675698.0163 | 5494640.888 | 5326085.2859 | 5162700.3567 | 5004327.483 |  | 5004327.483
AL-L282 | 1528725.92 | -1475525.05 | 240 | n | 5.4864 | 53200.87 | 51759.8758 | 50290.1311 | 48685.855 | 47192.35 | 45744.6603 | 44341.3804 |  | 44341.3804
AL-L283 | 12095626.49 | -1600846.22 | 240 | n | 58.3601 | 10494780.27 | 10210519.5458 | 9920587.2999 | 9604116.4373 | 9309497.0687 | 9023915.551 | 8747094.6357 |  | 8747094.6357
AL-L284 | 1879542.66 | -423426.35 | 240 | n | 17.9916 | 1456116.31 | 1416676.0677 | 1376448.9204 | 1332539.6271 | 1291662.1569 | 1252038.6588 | 1213630.6656 |  | 1213630.6656
AL-L285 | 1839805.62 | -449224.89 | 240 | n | 17.9782 | 1390580.73 | 1352915.5788 | 1314498.939 | 1272565.8759 | 1233528.1823 | 1195688.0231 | 1159008.6625 |  | 1159008.6625
AL-L286 | 61937.87 | -53379.93 | 240 | n | 5.97 | 8557.94 | 8326.1404 | 8089.7159 | 7831.6506 | 7591.404 | 7358.5274 | 7132.7945 |  | 7132.7945
AL-L287 | 1641457.57 | -131345.06 | 240 | n | 15.0434 | 1510112.51 | 1469209.7312 | 1427490.8671 | 1381953.3145 | 1339560.0121 | 1298467.182 | 1258634.9305 |  | 1258634.9305
AL-L288 | 40497219.74 | -6700960.21 | 240 | n | 41.4117 | 33796259.53 | 32880856.924 | 31947190.3606 | 30928061.6955 | 29979301.2271 | 29059645.2799 | 28168201.033 |  | 28168201.033
AL-L289 | 1936822.1 | -1337202.22 | 240 | n | 15.5607 | 599619.88 | 583378.627 | 566813.3313 | 548731.7502 | 531898.6555 | 515581.9389 | 499765.7598 |  | 499765.7598
AL-L290 | 4796203.21 | -2544450.13 | 240 | n | 72.6334 | 2251753.08 | 2190762.2879 | 2128554.6179 | 2060652.84 | 1997439.5041 | 1936165.3234 | 1876770.8118 |  | 1876770.8118
AL-L291 | 4613305.96 | -2473287.75 | 240 | n | 77.1157 | 2140018.21 | 2082053.8591 | 2022933.0133 | 1958400.6085 | 1898323.9992 | 1840090.3218 | 1783643.0419 |  | 1783643.0419
AL-L292 | 6116979.41 | -3017926.95 | 240 | n | 17.4741 | 3099052.46 | 3015111.7891 | 2929496.3482 | 2836044.1958 | 2749044.6727 | 2664713.9785 | 2582970.2434 |  | 2582970.2434
AL-L293 | 5661862.81 | -1614207.39 | 240 | n | 23.2457 | 4047655.42 | 3938020.9702 | 3826199.1124 | 3704141.7687 | 3590512.1687 | 3480368.3116 | 3373603.2676 |  | 3373603.2676
AL-L294 | 2094725.74 | -1682460.07 | 240 | n | 46.3916 | 412265.67 | 401099.0772 | 389709.6904 | 377277.7891 | 365704.2785 | 354485.801 | 343611.4657 |  | 343611.4657
AL-L295 | 1948676.77 | -788028.21 | 240 | n | 5.8356 | 1160648.56 | 1129211.332 | 1097146.8738 | 1062147.432 | 1029564.6111 | 997981.3126 | 967366.875 |  | 967366.875
AL-L296 | 7950882.09 | -6586442.4 | 240 | n | 72.573 | 1364439.69 | 1327482.5928 | 1289788.1339 | 1248643.3558 | 1210339.5181 | 1173210.7029 | 1137220.8647 |  | 1137220.8647
AL-L297 | 49069345.2 | -7506123.41 | 240 | n | 80.4402 | 41563221.79 | 40437443.906 | 39289204.6928 | 38035862.7156 | 36869060.7582 | 35738052.042 | 34641738.5605 |  | 34641738.5605
AL-L298 | 330447.46 | -84145.8 | 240 | n | 0.55424 | 246301.66 | 239630.3542 | 232825.9437 | 225398.6992 | 218484.2867 | 211781.9833 | 205285.2822 |  | 205285.2822
AL-L299 | 24837133.2 | -2510560.65 | 240 | n | 31.4856 | 22326572.55 | 21721836.9082 | 21105035.6836 | 20431776.2639 | 19805003.6647 | 19197458.1697 | 18608549.9612 |  | 18608549.9612
AL-L300 | 24263309.4 | -2498302.75 | 240 | n | 31.5029 | 21765006.65 | 21175481.5344 | 20574194.3137 | 19917868.9546 | 19306861.1629 | 18714596.8684 | 18140501.0888 |  | 18140501.0888
AL-L301 | 12583548.31 | -3204566.37 | 240 | n | 21.5784 | 9378981.94 | 9124943.6343 | 8865836.7995 | 8583012.9167 | 8319717.291 | 8064498.6177 | 7817109.1252 |  | 7817109.1252
AL-L302 | 260880.98 | -223380.03 | 240 | n | 1.393 | 37500.95 | 36485.2025 | 35449.1889 | 34318.345 | 33265.583 | 32245.1159 | 31255.953 |  | 31255.953
AL-L303 | 119382623.63 | -1406717.75 | 240 | n | 111.5048 | 117975905.88 | 114780420.5454 | 111521179.4301 | 107963607.4045 | 104651676.5199 | 101441343.6317 | 98329492.0827 |  | 98329492.0827
AL-L304 | 39398183.46 | -1504843.63 | 240 | n | 21.3881 | 37893339.83 | 36866964.0561 | 35820110.207 | 34677433.7873 | 33613656.2171 | 32582511.4745 | 31582998.503 |  | 31582998.503
AL-L305 | 114912300.75 | -10847176.93 | 240 | n | 35.2138 | 104065123.82 | 101246424.743 | 98371487.4608 | 95233396.0803 | 92311981.788 | 89480185.863 | 86735259.1397 |  | 86735259.1397
AL-L306 | 3693195.79 | -287064.23 | 240 | n | 35.2143 | 3406131.56 | 3313873.3708 | 3219774.4618 | 3117062.3168 | 3021442.1796 | 2928755.3205 | 2838911.7571 |  | 2838911.7571
AL-L307 | 20413080.43 | -3935112.74 | 240 | n | 19.9403 | 16477967.69 | 16031646.8611 | 15576421.1149 | 15079526.8003 | 14616941.7521 | 14168547.1311 | 13733907.6265 |  | 13733907.6265
AL-L308 | 10046908.5 | -5930851.66 | 240 | n | 145.5454 | 4116056.84 | 4004569.6751 | 3890858.1373 | 3766738.1438 | 3651188.3146 | 3539183.134 | 3430613.8651 |  | 3430613.8651
AL-L309 | 16242638.7 | -12623374.57 | 240 | n | 145.0613 | 3619264.13 | 3521233.0502 | 3421246.0708 | 3312106.8977 | 3210503.5019 | 3112016.9289 | 3016551.5659 |  | 3016551.5659
AL-L310 | 112913748.83 | -1322324.53 | 240 | n | 111.5776 | 111591424.3 | 108568868.4895 | 105486007.1588 | 102120959.6397 | 98988259.9428 | 95951660.0812 | 93008212.0612 |  | 93008212.0612
AL-L311 | 11889407.9 | -369604.41 | 240 | n | 3.8594 | 11519803.49 | 11207779.0742 | 10889529.2003 | 10542148.6879 | 10218753.9008 | 9905279.6898 | 9601421.7277 |  | 9601421.7277
AL-L312 | 5444259.29 | -3271374.99 | 240 | n | 107.6616 | 2172884.3 | 2114029.741 | 2054000.9258 | 1988477.4416 | 1927478.1845 | 1868350.1627 | 1811035.9737 |  | 1811035.9737
AL-L313 | 17248572.71 | -189692.28 | 240 | n | 12.8053 | 17058880.43 | 16596825.0482 | 16125550.8158 | 15611139.0353 | 15132246.0568 | 14668043.7735 | 14218081.5283 |  | 14218081.5283
AL-L314 | 3941514.31 | -3194043.29 | 240 | n | 106.4943 | 747471.02 | 727225.0836 | 706575.2038 | 684035.1608 | 663051.4494 | 642711.442 | 622995.3921 |  | 622995.3921
AL-L315 | 459636.88 | -180940.65 | 240 | n | 9.0635 | 278696.23 | 271147.4877 | 263448.1341 | 255044.029 | 247220.2056 | 239636.3887 | 232285.2157 |  | 232285.2157
AL-L316 | 7315766.49 | -7363975.28 | 240 | n | 80.8764 | -48208.79 | -46903.0108 | -45571.179 | -44117.4394 | -42764.0768 | -41452.2304 | -40180.6267 |  | -40180.6267
AL-L317 | 12401903.84 | -379620.07 | 240 | n | 3.8904 | 12022283.77 | 11696649.2162 | 11364517.657 | 11001984.8152 | 10664483.9278 | 10337336.3404 | 10020224.4514 |  | 10020224.4514
AL-L318 | 21476861.68 | -11021094.87 | 240 | n | 79.6909 | 10455766.81 | 10172562.8011 | 9883708.3538 | 9568413.9449 | 9274889.7989 | 8990369.9064 | 8714578.0496 |  | 8714578.0496
AL-L319 | 1455855.15 | -310394.33 | 240 | n | 4.1453 | 1145460.82 | 1114434.9658 | 1082790.0891 | 1048248.6347 | 1016092.1784 | 984922.1652 | 954708.3346 |  | 954708.3346
AL-L320 | 151852057.05 | -5027336.98 | 240 | n | 131.453 | 146824720.07 | 142847838.2123 | 138791610.2832 | 134364100.1666 | 130242298.1649 | 126246938.0604 | 122374141.0754 |  | 122374141.0754
AL-L321 | 148353975.22 | -4915405.08 | 240 | n | 131.455 | 143438570.14 | 139553405.2508 | 135590724.2115 | 131265323.6925 | 127238580.8848 | 123335363.904 | 119551883.4267 |  | 119551883.4267
AL-L322 | 11574306.29 | -7895342.38 | 240 | n | 44.8929 | 3678963.91 | 3579315.807 | 3477679.542 | 3366740.1176 | 3263460.7733 | 3163349.6638 | 3066309.5991 |  | 3066309.5991
AL-L323 | 12529221.29 | -8745743.55 | 240 | n | 49.7669 | 3783477.74 | 3680998.7843 | 3576475.1859 | 3462384.1394 | 3356170.7843 | 3253215.6688 | 3153418.8418 |  | 3153418.8418
AL-L324 | 10794269.56 | -191819.71 | 240 | y | 13.0814 | 10602449.85 | 10315272.7967 | 10022366.0357 | 9702648.389 | 9405006.4184 | 9116495.0212 | 8836834.1044 |  |  |  |  | 8836834.1044
AL-L325 | 946965.69 | -217462.66 | 240 | n | 5.9938 | 729503.03 | 709743.7731 | 689590.2828 | 667592.0659 | 647112.7689 | 627261.7022 | 608019.5942 |  | 608019.5942
AL-L326 | 5102516.64 | -3855720.17 | 240 | n | 50.3545 | 1246796.47 | 1213025.847 | 1178581.4384 | 1140984.2001 | 1105982.9538 | 1072055.4185 | 1039168.6566 |  | 1039168.6566
AL-L327 | 945710.66 | -84176.97 | 240 | n | 26.2129 | 861533.69 | 838198.2619 | 814397.2493 | 788417.6382 | 764231.852 | 740787.9977 | 718063.3157 |  | 718063.3157
AL-L328 | 26160382.42 | -1018886.33 | 240 | n | 66.4439 | 25141496.09 | 24460515.6691 | 23765948.4424 | 23007804.7986 | 22302009.0112 | 21617864.472 | 20954706.9996 |  | 20954706.9996
AL-L329 | 522317.23 | -28297.09 | 240 | n | 0.73487 | 494020.14 | 480639.1526 | 466991.19 | 452093.9767 | 438225.3775 | 424782.2164 | 411751.4427 |  | 411751.4427
AL-L330 | 314282.5 | -19304.49 | 240 | n | 0.73188 | 294978.01 | 286988.2608 | 278839.1014 | 269944.018 | 261663.1172 | 253636.2442 | 245855.6066 |  | 245855.6066
AL-L331 | 86238162.46 | -3075846.52 | 240 | n | 40.3902 | 83162315.94 | 80909788.5363 | 78612319.0883 | 76104553.4003 | 73769942.4428 | 71506948.86 | 69313375.6914 |  | 69313375.6914
AL-L332 | 33709350.77 | -1145548.63 | 240 | n | 26.1457 | 32563802.14 | 31681781.7698 | 30782163.479 | 29800199.6562 | 28886037.8939 | 27999919.2903 | 27140983.5832 |  | 27140983.5832
AL-L333 | 2719457.39 | -128358.92 | 240 | n | 12.1539 | 2591098.47 | 2520916.1976 | 2449333.6604 | 2371198.8976 | 2298459.1378 | 2227950.7694 | 2159605.3414 |  | 2159605.3414
AL-L334 | 32444565.57 | -825039.43 | 240 | y | 14.6127 | 31619526.14 | 30763082.3491 | 29889550.9371 | 28936061.8258 | 28048408.6698 | 27187985.4849 | 26353956.9546 |  |  |  |  | 26353956.9546
AL-L335 | 15765832.33 | -642817 | 240 | y | 8.9561 | 15123015.33 | 14713394.6253 | 14295601.2379 | 13839565.6103 | 13415018.0625 | 13003494.0897 | 12604594.1759 |  |  |  |  | 12604594.1759
AL-L336 | 178623.25 | -4628.63 | 240 | n | 36.2793 | 173994.62 | 169281.8165 | 164474.984 | 159228.1636 | 154343.6226 | 149608.9215 | 145019.4638 |  | 145019.4638
AL-L337 | 5175249.92 | -260273.07 | 240 | n | 7.8616 | 4914976.85 | 4781850.2058 | 4646067.4414 | 4497855.9569 | 4359878.0918 | 4226132.8859 | 4096490.4965 |  | 4096490.4965
AL-L338 | 11957976.07 | -733558.69 | 240 | y | 10.7678 | 11224417.38 | 10920393.7672 | 10610304.3269 | 10271831.2042 | 9956728.7745 | 9651292.5416 | 9355225.9817 |  |  |  |  | 9355225.9817
AL-L339 | 12784584.4 | -708403.49 | 240 | y | 10.7678 | 12076180.91 | 11749086.5028 | 11415465.9636 | 11051307.8496 | 10712293.9109 | 10383679.6871 | 10065146.1527 |  |  |  |  | 10065146.1527
AL-L340 | 6072034.42 | -200545.85 | 240 | n | 6.7311 | 5871488.57 | 5712453.9309 | 5550246.2596 | 5373191.0946 | 5208361.1305 | 5048587.5503 | 4893715.2425 |  | 4893715.2425
AL-L341 | 2049749.46 | -67200.98 | 240 | n | 0.13502 | 1982548.48 | 1928849.3408 | 1874078.8055 | 1814294.9118 | 1758638.9413 | 1704690.2935 | 1652396.5941 |  | 1652396.5941
AL-L342 | 243463.21 | -2278.41 | 240 | n | 0.1429 | 241184.8 | 234652.0891 | 227989.0386 | 220716.0934 | 213945.3262 | 207382.2616 | 201020.5279 |  | 201020.5279
AL-L343 | 64511797.47 | -842752.99 | 240 | n | 22.4103 | 63669044.48 | 61944510.1661 | 60185568.2365 | 58265623.5676 | 56478246.1093 | 54745698.8918 | 53066299.9229 |  | 53066299.9229
AL-L344 | 3783932.18 | -118076.45 | 240 | n | 1.8615 | 3665855.73 | 3566562.674 | 3465288.5399 | 3354744.3936 | 3251833.0346 | 3152078.6218 | 3055384.3117 |  | 3055384.3117
AL-L345 | 4721127.41 | -1520017.89 | 240 | n | 8.7308 | 3201109.52 | 3114404.5403 | 3025969.6376 | 2929439.9471 | 2839575.3819 | 2752467.5348 | 2668031.8397 |  | 2668031.8397
AL-L346 | 116386719.33 | -90345874.4 | 500 | n | 210.3759 | 26040844.93 | 25335504.823 | 24616091.89 | 23830828.3164 | 23099785.1603 | 22391167.7499 | 21704288.1449 | 21704288.1449
AL-L347 | 57439576.03 | -36435640.37 | 500 | n | 60.5828 | 21003935.66 | 20435024.8483 | 19854763.2248 | 19221388.0167 | 18631745.7276 | 18060191.5197 | 17506170.5166 | 17506170.5166
AL-L348 | 22941533.14 | -15873145.01 | 500 | n | 18.0062 | 7068388.13 | 6876934.3714 | 6681660.7599 | 6468513.0015 | 6270082.5442 | 6077739.2118 | 5891296.2734 | 5891296.2734
AL-L349 | 131447480.29 | -4239354.33 | 500 | n | 30.9246 | 127208125.96 | 123762577.499 | 120248284.0402 | 116412313.7463 | 112841207.2734 | 109379649.3614 | 106024279.4589 | 106024279.4589
AL-L350 | 32331840.43 | -26389064.53 | 500 | n | 62.6376 | 5942775.9 | 5781810.3783 | 5617633.2999 | 5438428.4602 | 5271597.251 | 5109883.8165 | 4953131.1622 | 4953131.1622
AL-L351 | 131447479.05 | -4239354.35 | 500 | n | 30.9246 | 127208124.7 | 123762576.2731 | 120248282.8491 | 116412312.5932 | 112841206.1557 | 109379648.278 | 106024278.4087 | 106024278.4087
AL-L352 | 2844125.75 | -299667.13 | 500 | n | 0.25411 | 2544458.62 | 2475539.6306 | 2405245.5813 | 2328517.2464 | 2257086.8046 | 2187847.5889 | 2120732.3806 | 2120732.3806
AL-L353 | 4281903.44 | -47644.49 | 25 | n | 0.5063 | 4234258.95 | 4119570.1729 | 4002593.1447 | 3874908.758 | 3756040.6477 | 3640818.9788 | 3529131.8918 |  |  |  |  | 3529131.8918
AL-L354 | 4281903.43 | -47644.49 | 25 | n | 0.5063 | 4234258.94 | 4119570.1631 | 4002593.1353 | 3874908.7488 | 3756040.6389 | 3640818.9702 | 3529131.8834 |  |  |  |  | 3529131.8834
AL-L355 | 65688.92 | -74878.84 | 138 | y | 0.47634 | -9189.92 | -8941.0026 | -8687.1189 | -8409.9962 | -8152.0081 | -7901.9341 | -7659.5315 |  |  |  |  | -7659.5315
AL-L356 | 44871.95 | -45829.7 | 138 | y | 0.11493 | -957.75 | -931.8085 | -905.3493 | -876.4683 | -849.5815 | -823.5194 | -798.2568 |  |  |  |  | -798.2568
AL-L357 | 264091.19 | -221243.38 | 69 | y | 7.5207 | 42847.81 | 41687.2379 | 40503.5102 | 39211.4314 | 38008.5672 | 36842.6026 | 35712.4055 |  |  |  |  | 35712.4055
AL-L358 | 400870.34 | -252866.43 | 138 | y | 9.6811 | 148003.91 | 143995.0887 | 139906.2841 | 135443.2154 | 131288.3101 | 127260.8621 | 123356.9616 |  |  |  |  | 123356.9616
AL-L359 | 1074684.47 | -296362.12 | 138 | y | 3.1081 | 778322.35 | 757240.7771 | 735738.5883 | 712268.2212 | 690418.4222 | 669238.8956 | 648709.0799 |  |  |  |  | 648709.0799
AL-L360 | 215571.34 | -197657.99 | 138 | y | 4.2927 | 17913.35 | 17428.1505 | 16933.2704 | 16393.0921 | 15890.2116 | 15402.7577 | 14930.2571 |  |  |  |  | 14930.2571
AL-L361 | 56757.85 | -37028.9 | 69 | y | 2.6604 | 19728.95 | 19194.5733 | 18649.5349 | 18054.607 | 17500.7573 | 16963.8977 | 16443.507 |  |  |  |  | 16443.507
AL-L362 | 404226 | -23606.92 | 138 | y | 0.2614 | 380619.08 | 370309.664 | 359794.5563 | 348316.9603 | 337631.8625 | 327274.5447 | 317234.9518 |  |  |  |  | 317234.9518
AL-L363 | 475112.85 | -168521.64 | 138 | y | 0.86338 | 306591.21 | 298286.9066 | 289816.9172 | 280571.6369 | 271964.7194 | 263621.8307 | 255534.8716 |  |  |  |  | 255534.8716
AL-L364 | 109733.91 | -142044.54 | 69 | n | 0.024507 | -32310.63 | -31435.467 | -30542.843 | -29568.5136 | -28661.4591 | -27782.2297 | -26929.972 |  |  |  | -26929.972
AL-L365 | 54872.63 | -20470.42 | 69 | y | 0.0061929 | 34402.21 | 33470.3947 | 32519.9879 | 31482.5868 | 30516.8155 | 29580.6706 | 28673.2432 |  |  |  |  | 28673.2432
AL-L366 | 1281.39 | -1180.15 | 69 | y | 0.11111 | 101.24 | 98.4978 | 95.7009 | 92.648 | 89.8059 | 87.051 | 84.3806 |  |  |  |  | 84.3806
AL-L367 | 168828.52 | -10662.07 | 69 | y | 0.031779 | 158166.45 | 153882.367 | 149512.8087 | 144743.2879 | 140303.0902 | 135999.1016 | 131827.1437 |  |  |  |  | 131827.1437
AL-L368 | 908601.48 | -222544.22 | 138 | y | 1.6851 | 686057.26 | 667474.7715 | 648521.5284 | 627833.4218 | 608573.7754 | 589904.9449 | 571808.8063 |  |  |  |  | 571808.8063
AL-L369 | 29426.99 | -8527.07 | 138 | y | 0.35423 | 20899.92 | 20333.8265 | 19756.4385 | 19126.1999 | 18539.4776 | 17970.7539 | 17419.4765 |  |  |  |  | 17419.4765
AL-L370 | 5130.61 | -784.66 | 138 | n | 0.027228 | 4345.95 | 4228.236 | 4108.1733 | 3977.1209 | 3855.1173 | 3736.8563 | 3622.2231 |  |  | 3622.2231
AL-L371 | 232951.7 | -5549.89 | 138 | y | 0.23754 | 227401.81 | 221242.424 | 214960.1469 | 208102.8287 | 201718.9907 | 195530.9856 | 189532.806 |  |  |  |  | 189532.806
AL-L372 | 2215455.87 | -1750562.92 | 138 | y | 26.0473 | 464892.95 | 452300.8992 | 439457.6139 | 425438.7331 | 412387.8198 | 399737.2611 | 387474.7755 |  |  |  |  | 387474.7755
AL-L373 | 536082.82 | -230158.35 | 138 | y | 1.7289 | 305924.47 | 297638.2259 | 289186.656 | 279961.4814 | 271373.2811 | 263048.5357 | 254979.1631 |  |  |  |  | 254979.1631
AL-L374 | 200817.19 | -113417.91 | 138 | y | 0.49013 | 87399.28 | 85031.9905 | 82617.4693 | 79981.9377 | 77528.3827 | 75150.0938 | 72844.7622 |  |  |  |  | 72844.7622
AL-L375 | 1525052.16 | -1236859.65 | 138 | y | 17.7489 | 288192.51 | 280386.5522 | 272424.8513 | 263734.3852 | 255643.9733 | 247801.7458 | 240200.0893 |  |  |  |  | 240200.0893
AL-L376 | 386049.47 | -159067.23 | 138 | n | 3.2393 | 226982.24 | 220834.2184 | 214563.5325 | 207718.8665 | 201346.807 | 195170.2192 | 189183.1065 |  |  | 189183.1065
AL-L377 | 274792.83 | -221350.17 | 138 | y | 2.9201 | 53442.66 | 51995.1167 | 50518.6922 | 48907.1249 | 47406.8321 | 45952.5629 | 44542.9054 |  |  |  |  | 44542.9054
AL-L378 | 44297.43 | -27033.99 | 138 | y | 0.19013 | 17263.44 | 16795.8439 | 16318.9185 | 15798.3382 | 15313.7026 | 14843.9339 | 14388.576 |  |  |  |  | 14388.576
AL-L379 | 1050608.07 | -240910.34 | 138 | y | 0.011859 | 809697.73 | 787766.3263 | 765397.3509 | 740980.8569 | 718250.2587 | 696216.9526 | 674859.5481 |  |  |  |  | 674859.5481
AL-L380 | 1549725.5 | -1205763.03 | 138 | y | 13.5261 | 343962.47 | 334645.9318 | 325143.5117 | 314771.2984 | 305115.2596 | 295755.4329 | 286682.7317 |  |  |  |  | 286682.7317
AL-L381 | 718010.25 | -165811.39 | 138 | y | 0.11805 | 552198.86 | 537242.0487 | 521986.8217 | 505335.2249 | 489833.3778 | 474807.0709 | 460241.7165 |  |  |  |  | 460241.7165
AL-L382 | 861885.64 | -843030.07 | 138 | y | 10.8293 | 18855.57 | 18344.8496 | 17823.9395 | 17255.3484 | 16726.017 | 16212.9237 | 15715.5701 |  |  |  |  | 15715.5701
AL-L383 | 1571223.45 | -1125726.85 | 138 | y | 18.0218 | 445496.6 | 433429.9171 | 421122.4817 | 407688.4993 | 395182.0986 | 383059.3489 | 371308.481 |  |  |  |  | 371308.481
AL-L384 | 473824.38 | -231056.45 | 138 | y | 2.8569 | 242767.93 | 236192.3385 | 229485.552 | 222164.8674 | 215349.6571 | 208743.5127 | 202340.0208 |  |  |  |  | 202340.0208
AL-L385 | 943645.94 | -853619.18 | 138 | y | 21.8386 | 90026.76 | 87588.3028 | 85101.194 | 82386.4305 | 79859.1144 | 77409.3272 | 75034.6905 |  |  |  |  | 75034.6905
AL-L386 | 299973.32 | -328023.33 | 138 | y | 0.03489 | -28050.01 | -27290.2498 | -26515.331 | -25669.4809 | -24882.0346 | -24118.7443 | -23378.8689 |  |  |  |  | -23378.8689
AL-L387 | 121203.7 | -32007.04 | 138 | y | 0.010826 | 89196.66 | 86780.6869 | 84316.5106 | 81626.7789 | 79122.7661 | 76695.5674 | 74342.8263 |  |  |  |  | 74342.8263
AL-L388 | 2199547.13 | -187144.37 | 138 | y | 2.2377 | 2012402.76 | 1957894.9903 | 1902299.6909 | 1841615.5392 | 1785121.4712 | 1730360.4357 | 1677279.2697 |  |  |  |  | 1677279.2697
AL-L389 | 382127.49 | -225773.5 | 138 | y | 1.2155 | 156353.99 | 152118.9991 | 147799.5125 | 143084.6465 | 138695.3299 | 134440.6615 | 130316.5109 |  |  |  |  | 130316.5109
AL-L390 | 2251251.44 | -344690.52 | 138 | n | 0.41475 | 1906560.92 | 1854919.9734 | 1802248.6953 | 1744756.2121 | 1691233.436 | 1639352.544 | 1589063.1692 |  |  | 1589063.1692
AL-L391 | 4632116.51 | -194430.78 | 138 | n | 9.7101 | 4437685.73 | 4317486.9524 | 4194889.9893 | 4061071.2532 | 3936492.3545 | 3815735.0834 | 3698682.2063 |  |  | 3698682.2063
AL-L392 | 1646999.7 | -906391.4 | 138 | y | 16.151 | 740608.3 | 720548.2467 | 700087.9586 | 677754.8614 | 656963.8068 | 636810.5462 | 617275.5143 |  |  |  |  | 617275.5143
AL-L393 | 5264042.44 | -3912509.46 | 138 | y | 0.13596 | 1351532.98 | 1314925.4729 | 1277587.579 | 1236832.0036 | 1198890.4953 | 1162112.8944 | 1126463.4966 |  |  |  |  | 1126463.4966
AL-L394 | 4068293.23 | -1139208.86 | 138 | y | 11.2161 | 2929084.37 | 2849747.4403 | 2768827.5937 | 2680500.8414 | 2598272.8228 | 2518567.2607 | 2441306.7755 |  |  |  |  | 2441306.7755
AL-L395 | 13289.77 | -18089.19 | 138 | y | 0.53795 | -4799.42 | -4669.4233 | -4536.833 | -4392.1061 | -4257.3723 | -4126.7716 | -4000.1772 |  |  |  |  | -4000.1772
AL-L396 | 44127.54 | -26926.18 | 138 | n | 0.072495 | 17201.36 | 16735.4454 | 16260.235 | 15741.5267 | 15258.6339 | 14790.5545 | 14336.8341 |  |  | 14336.8341
AL-L397 | 2576438.19 | -530754.88 | 138 | y | 0.090165 | 2045683.31 | 1990274.1062 | 1933759.3873 | 1872071.6583 | 1814643.3072 | 1758976.6492 | 1705017.6418 |  |  |  |  | 1705017.6418
AL-L398 | 156766.84 | -145329.53 | 240 | y | 0.55845 | 11437.31 | 11127.52 | 10811.5491 | 10466.6562 | 10145.5772 | 9834.3478 | 9532.6658 |  |  |  |  | 9532.6658
AL-L399 | 2158939.59 | -68624.79 | 138 | y | 3.1081 | 2090314.8 | 2033696.7114 | 1975948.9884 | 1912915.3935 | 1854234.1052 | 1797352.9454 | 1742216.6928 |  |  |  |  | 1742216.6928
AL-L400 | 31551.64 | -27118.58 | 138 | y | 10.8293 | 4433.06 | 4312.9865 | 4190.5173 | 4056.8381 | 3932.3891 | 3811.7577 | 3694.8268 |  |  |  |  | 3694.8268
AL-L401 | 64647.34 | -9002.76 | 138 | y | 11.9583 | 55644.58 | 54137.3956 | 52600.1402 | 50922.1738 | 49360.0667 | 47845.8794 | 46378.1418 |  |  |  |  | 46378.1418
AL-L402 | 20807.67 | -3090.51 | 69 | n | 0.017785 | 17717.16 | 17237.2745 | 16747.8144 | 16213.5522 | 15716.1794 | 15234.0641 | 14766.7384 |  |  |  | 14766.7384
AL-L403 | 50765.07 | -29919.68 | 69 | y | 0.064532 | 20845.39 | 20280.7735 | 19704.892 | 19076.2977 | 18491.1063 | 17923.8664 | 17374.0273 |  |  |  |  | 17374.0273
AL-L404 | 83587.95 | -36721.01 | 69 | n | 0.15519 | 46866.94 | 45597.5061 | 44302.7446 | 42889.4686 | 41573.7757 | 40298.4434 | 39062.2337 |  |  |  | 39062.2337
AL-L405 | 539835.2 | -374194.94 | 138 | y | 6.3709 | 165640.26 | 161153.742 | 156577.7098 | 151582.8157 | 146932.8061 | 142425.4419 | 138056.3473 |  |  |  |  | 138056.3473
AL-L406 | 262392.14 | -85975.15 | 138 | n | 8.1982 | 176416.99 | 171638.5744 | 166764.8207 | 161444.9536 | 156492.4095 | 151691.7914 | 147038.4388 |  |  | 147038.4388
AL-L407 | 186161.65 | -133896.61 | 138 | y | 0.84779 | 52265.04 | 50849.3936 | 49405.5024 | 47829.4463 | 46362.2128 | 44939.9887 | 43561.3933 |  |  |  |  | 43561.3933
AL-L408 | 35391.89 | -27217.81 | 138 | y | 0.09921 | 8174.08 | 7952.6776 | 7726.8577 | 7480.3678 | 7250.8973 | 7028.4661 | 6812.8583 |  |  |  |  | 6812.8583
AL-L409 | 9239.61 | -9773.28 | 69 | y | 0.26044 | -533.67 | -519.2151 | -504.4717 | -488.3789 | -473.3972 | -458.8751 | -444.7984 |  |  |  |  | -444.7984
AL-L410 | 597.25 | -573.85 | 69 | n | 0.16956 | 23.4 | 22.7662 | 22.1197 | 21.4141 | 20.7572 | 20.1204 | 19.5032 |  |  |  | 19.5032
AL-L411 | 963033.44 | -689931.38 | 138 | y | 7.5035 | 273102.06 | 265704.8409 | 258160.0337 | 249924.6212 | 242257.8426 | 234826.2529 | 227622.6374 |  |  |  |  | 227622.6374
AL-L412 | 185593.98 | -59191.49 | 138 | n | 4.6032 | 126402.49 | 122978.7629 | 119486.7262 | 115675.0499 | 112126.56 | 108686.9249 | 105352.8053 |  |  | 105352.8053
AL-L413 | 682439.76 | -108023.58 | 138 | y | 1.1347 | 574416.18 | 558857.5923 | 542988.5823 | 525667.0206 | 509541.4679 | 493910.5885 | 478759.2077 |  |  |  |  | 478759.2077
AL-L414 | 3536182.89 | -806237.05 | 138 | y | 20.1903 | 2729945.84 | 2656002.7596 | 2580584.3794 | 2498262.6639 | 2421625.0499 | 2347338.3992 | 2275330.5928 |  |  |  |  | 2275330.5928
AL-L415 | 6870.19 | -1377.08 | 69 | n | 0.026931 | 5493.11 | 5344.3241 | 5192.5696 | 5026.9245 | 4872.7167 | 4723.2395 | 4578.3477 |  |  |  | 4578.3477
AL-L416 | 1313.94 | -1264.41 | 69 | n | 0.018372 | 49.53 | 48.1884 | 46.8201 | 45.3265 | 43.9361 | 42.5883 | 41.2818 |  |  |  | 41.2818
AL-L417 | 2946155.36 | -277741.4 | 69 | n | 0.034341 | 2668413.96 | 2596137.5268 | 2522419.0466 | 2441952.8294 | 2367042.5964 | 2294430.3368 | 2224045.5574 |  |  |  | 2224045.5574
TOTAL | 2856170377.25 | -729390378.04 |  |  | 11946.8132 | 2126779999.21 | 2069174217.3628 | 2010419094.7389 | 1946285889.1198 | 1886580915.3674 | 1828707473.1032 | 1772609377.601 | 264224176.3453 | 1023628825.3863 | 316319746.3795 | 21755360.4868 | 146681269.0031

## Func ATCO Subs
Inputs (Source: ATCO Capital Data CONFIDENTIAL ) |  |  | Depreciation | [5 empty] | Substation POS/POD Breakdown (%) |  |  | Substation POS/POD Breakdown ($) |  |  | Unavailable Data | Functionalization - Book Value |  |  | 2020 ATCO existing substation functionalization results
Asset Balances (end of 2014) by substation |  |  | Depreciate to end of 2015 | Depreciate to end of 2016 | Depreciate to end of 2017 | Depreciate to end of 2018 | Depreciate to end of 2019 | Depreciate to end of 2020
|  |  | 97.56% | 95.15% | 92.84% | 90.58% | 88.37% | 86.22%
ID | Secondary Voltage (kV) - F | 2014 Book Value ($) | Dec 2015 Book Value | Dec 2016 Book Value | Dec 2017 Book Value | Dec 2018 Book Value | Dec 2019 Book Value | Dec 2020 Book Value | POS ratio - STS | POD ratio - DTS | Other | POS | POD | Other | Unavailable Data | Bulk (POS & BSYS) | Regional | POD | Function | Bulk | Regional | POD
ATCO Substation 1 | Choose | 24754.679 | 24149.8214 | 23554.9521 | 22981.3528 | 22421.7216 | 21875.7182 | 21343.0108 | 0% | 0% | 100% | 0 | 0 | 21343.0108 | 21343.0108 | 0 | 0 | 0 | By Value (just functionalized) | 135800222.2609 | 387847477.6543 | 641318976.0546
ATCO Substation 2 | 138 | 11738.5561 | 11451.7353 | 11169.651 | 10897.6528 | 10632.2783 | 10373.3659 | 10120.7585 | 0% | 0% | 100% | 0 | 0 | 10120.7585 | 0 | 0 | 10120.7585 | 0 | By Percentage | 11.66% | 33.29% | 55.05%
ATCO Substation 3 | 240 | 20847.0326 | 20337.6547 | 19836.6884 | 19353.6346 | 18882.3438 | 18422.5297 | 17973.9128 | 0% | 0% | 100% | 0 | 0 | 17973.9128 | 0 | 17973.9128 | 0 | 0
ATCO Substation 4 | 4.2 | 19320.3245 | 18848.2502 | 18383.9717 | 17936.2937 | 17499.5174 | 17073.3773 | 16657.6143 | 0% | 100% | 0% | 0 | 16657.6143 | 0 | 0 | 0 | 0 | 16657.6143
ATCO Substation 5 | 25 | 27889.489 | 27208.0352 | 26537.8346 | 25891.5975 | 25261.0974 | 24645.9508 | 24045.784 | 0% | 100% | 0% | 0 | 24045.784 | 0 | 0 | 0 | 0 | 24045.784 | ATCO Substation functionalization results (net of customer contribution)
ATCO Substation 6 | 25 | 222329.8743 | 216897.4498 | 211554.7341 | 206403.0512 | 201376.8198 | 196472.9849 | 191688.5658 | 0% | 100% | 0% | 0 | 191688.5658 | 0 | 0 | 0 | 0 | 191688.5658 | Source: ATCO Electric 2015-2017 MFR Schedule.xlsx, Schedule 10-7
ATCO Substation 7 | 14.4 | 65331.29 | 63734.9804 | 62165.0317 | 60651.2177 | 59174.2673 | 57733.283 | 56327.3889 | 89.44% | 10.56% | 0% | 50377.7207 | 5949.6682 | 0 | 0 | 50377.7207 | 0 | 5949.6682 | Transmission Contributions in Aid of Construction ($ millions) |  |  | 411.8776
ATCO Substation 8 | 25 | 12717.23 | 12406.4963 | 12100.8939 | 11806.2185 | 11518.7189 | 11238.2204 | 10964.5525 | 0% | 100% | 0% | 0 | 10964.5525 | 0 | 0 | 0 | 0 | 10964.5525 |  | Bulk | Regional | POD
ATCO Substation 9 | 138 | 121529.1847 | 118559.7316 | 115639.3149 | 112823.3199 | 110075.8987 | 107395.3814 | 104780.1389 | 0% | 0% | 100% | 0 | 0 | 104780.1389 | 0 | 0 | 104780.1389 | 0 | By Value (just functionalized) | 71001374.9977 | 387847477.6543 | 294240250.1357
ATCO Substation 10 | 25 | 17867.92 | 17431.3339 | 17001.9575 | 16587.9337 | 16183.992 | 15789.8869 | 15405.3789 | 0% | 100% | 0% | 0 | 15405.3789 | 0 | 0 | 0 | 0 | 15405.3789 | By Percentage | 9.428% | 51.5% | 39.07%
ATCO Substation 11 | 138 | 15690696.11 | 15307308.4853 | 14930251.9667 | 14566677.3921 | 14211956.4169 | 13865873.4425 | 13528218.1203 | 0% | 0% | 100% | 0 | 0 | 13528218.1203 | 0 | 0 | 13528218.1203 | 0 | By Value (include unavailable) | 112989947.978 | 617211516.3259 | 468247136.8609
ATCO Substation 12 | 4.2 | 12723187.4035 | 12412308.1051 | 12106562.5401 | 11811749.1414 | 11524114.9019 | 11243484.9981 | 10969688.8636 | 0% | 100% | 0% | 0 | 10969688.8636 | 0 | 0 | 0 | 0 | 10969688.8636
ATCO Substation 13 | 138 | 39188917.99 | 38231373.0807 | 37289640.6757 | 36381580.6324 | 35495633.2464 | 34631260.0403 | 33787935.6499 | 0% | 0% | 100% | 0 | 0 | 33787935.6499 | 0 | 0 | 33787935.6499 | 0 | Count 95% POS | 3
ATCO Substation 14 | 25 | 25197155.22 | 24581486.073 | 23975983.8341 | 23392131.7904 | 22822497.441 | 22266734.5632 | 21724505.3653 | 0% | 100% | 0% | 0 | 21724505.3653 | 0 | 0 | 0 | 0 | 21724505.3653
ATCO Substation 15 | 25 | 13896244.7698 | 13556702.9013 | 13222768.0882 | 12900773.3694 | 12586619.7167 | 12280116.1882 | 11981076.4915 | 0% | 100% | 0% | 0 | 11981076.4915 | 0 | 0 | 0 | 0 | 11981076.4915
ATCO Substation 16 | 4.2 | 2979654.9924 | 2906849.8828 | 2835247.047 | 2766204.4252 | 2698843.0974 | 2633122.1214 | 2569001.5522 | 0% | 100% | 0% | 0 | 2569001.5522 | 0 | 0 | 0 | 0 | 2569001.5522
ATCO Substation 17 | 138 | 7996030.5525 | 7800654.9529 | 7608505.7059 | 7423226.902 | 7242459.9217 | 7066094.8951 | 6894024.6278 | 0% | 0% | 100% | 0 | 0 | 6894024.6278 | 0 | 0 | 6894024.6278 | 0
ATCO Substation 18 | 25 | 3719514.5408 | 3628631.6485 | 3539249.5591 | 3453063.3945 | 3368975.9954 | 3286936.2538 | 3206894.3059 | 0% | 100% | 0% | 0 | 3206894.3059 | 0 | 0 | 0 | 0 | 3206894.3059
ATCO Substation 19 | 4.2 | 2215967.7168 | 2161822.5983 | 2108571.6102 | 2057224.6518 | 2007128.0707 | 1958251.4184 | 1910564.9877 | 0% | 100% | 0% | 0 | 1910564.9877 | 0 | 0 | 0 | 0 | 1910564.9877
ATCO Substation 20 | 4.2 | 2843706.1125 | 2774222.7878 | 2705886.8823 | 2639994.3793 | 2575706.46 | 2512984.0503 | 2451789.0277 | 0% | 100% | 0% | 0 | 2451789.0277 | 0 | 0 | 0 | 0 | 2451789.0277
ATCO Substation 21 | 25 | 9017839.0934 | 8797496.5487 | 8580792.6504 | 8371837.1656 | 8167970.0679 | 7969067.4472 | 7775008.411 | 0% | 100% | 0% | 0 | 7775008.411 | 0 | 0 | 0 | 0 | 7775008.411
ATCO Substation 22 | 4.2 | 8181531.9798 | 7981623.8247 | 7785016.8709 | 7595439.749 | 7410479.1212 | 7230022.569 | 7053960.411 | 0% | 100% | 0% | 0 | 7053960.411 | 0 | 0 | 0 | 0 | 7053960.411
ATCO Substation 23 | 25 | 17357604.8747 | 16933487.8785 | 16516374.5765 | 16114175.4793 | 15721770.5481 | 15338921.2799 | 14965394.9796 | 0% | 100% | 0% | 0 | 14965394.9796 | 0 | 0 | 0 | 0 | 14965394.9796
ATCO Substation 24 | 25 | 9060893.74 | 8839499.1948 | 8621760.6685 | 8411807.5495 | 8206967.1115 | 8007114.8529 | 7812129.3039 | 0% | 100% | 0% | 0 | 7812129.3039 | 0 | 0 | 0 | 0 | 7812129.3039
ATCO Substation 25 | 138 | 60111536.8771 | 58642767.1565 | 57198252.0973 | 55805386.7777 | 54446439.8688 | 53120585.4049 | 51827017.5344 | 0% | 0% | 100% | 0 | 0 | 51827017.5344 | 0 | 0 | 51827017.5344 | 0
ATCO Substation 26 | 4.2 | 8314182.06 | 8111032.723 | 7911238.111 | 7718587.3079 | 7530627.8479 | 7347245.4896 | 7168328.7734 | 0% | 100% | 0% | 0 | 7168328.7734 | 0 | 0 | 0 | 0 | 7168328.7734
ATCO Substation 27 | 138 | 33053524.3557 | 32245892.1065 | 31451596.7653 | 30685702.061 | 29938458.0695 | 29209410.6172 | 28498116.5905 | 0% | 0% | 100% | 0 | 0 | 28498116.5905 | 0 | 0 | 28498116.5905 | 0
ATCO Substation 28 | 25 | 10300860.4824 | 10049168.4985 | 9801632.8529 | 9562948.0334 | 9330075.556 | 9102873.8812 | 8881204.9163 | 0% | 100% | 0% | 0 | 8881204.9163 | 0 | 0 | 0 | 0 | 8881204.9163
ATCO Substation 29 | 240 | 24209930.8854 | 23618383.6506 | 23036604.9844 | 22475628.2589 | 21928312.1787 | 21394324.0858 | 20873339.4235 | 0% | 0% | 100% | 0 | 0 | 20873339.4235 | 0 | 20873339.4235 | 0 | 0
ATCO Substation 30 | 4.2 | 6836597.1492 | 6669551.2308 | 6505263.8403 | 6346850.6709 | 6192295.1056 | 6041503.2057 | 5894383.3203 | 0% | 100% | 0% | 0 | 5894383.3203 | 0 | 0 | 0 | 0 | 5894383.3203
ATCO Substation 31 | 138 | 65840498.5776 | 64231746.9848 | 62649561.6566 | 61123948.5737 | 59635486.5134 | 58183270.7912 | 56766418.753 | 0% | 0% | 100% | 0 | 0 | 56766418.753 | 0 | 0 | 56766418.753 | 0
ATCO Substation 32 | 4.2 | 11477272.73 | 11196836.2026 | 10921030.689 | 10655086.8124 | 10395619.0777 | 10142469.7811 | 9895485.0587 | 0% | 100% | 0% | 0 | 9895485.0587 | 0 | 0 | 0 | 0 | 9895485.0587
ATCO Substation 33 | Choose | 1433891.0157 | 1398855.217 | 1364397.9851 | 1331172.7978 | 1298756.695 | 1267129.974 | 1236273.4123 | 0% | 0% | 100% | 0 | 0 | 1236273.4123 | 1236273.4123 | 0 | 0 | 0
ATCO Substation 34 | 240 | 24149915.2376 | 23559834.4296 | 22979497.9742 | 22419911.8921 | 21873952.591 | 21341288.2377 | 20821595.0797 | 0% | 0% | 100% | 0 | 0 | 20821595.0797 | 0 | 20821595.0797 | 0 | 0
ATCO Substation 35 | 4.2 | 7469974.901 | 7287452.9839 | 7107945.159 | 6934855.7735 | 6765981.3806 | 6601219.3385 | 6440469.5053 | 0% | 100% | 0% | 0 | 6440469.5053 | 0 | 0 | 0 | 0 | 6440469.5053
ATCO Substation 36 | 25 | 11617337.3388 | 11333478.4624 | 11054307.1151 | 10785117.7527 | 10522483.5649 | 10266244.9231 | 10016246.0858 | 0% | 100% | 0% | 0 | 10016246.0858 | 0 | 0 | 0 | 0 | 10016246.0858
ATCO Substation 37 | 25 | 9314112.4769 | 9086530.7664 | 8862707.2471 | 8646886.7087 | 8436321.732 | 8230884.3361 | 8030449.6563 | 0% | 100% | 0% | 0 | 8030449.6563 | 0 | 0 | 0 | 0 | 8030449.6563
ATCO Substation 38 | 25 | 11020478.561 | 10751203.3759 | 10486374.8909 | 10231015.5508 | 9981874.6029 | 9738800.6199 | 9501645.8618 | 0% | 0% | 100% | 0 | 0 | 9501645.8618 | 0 | 0 | 0 | 9501645.8618
ATCO Substation 39 | 25 | 19289948.8385 | 18818616.8075 | 18355068.1605 | 17908094.0495 | 17472004.4449 | 17046534.2922 | 16631424.9914 | 0% | 100% | 0% | 0 | 16631424.9914 | 0 | 0 | 0 | 0 | 16631424.9914
ATCO Substation 40 | 138 | 38565642.5998 | 37623326.8474 | 36696572.1111 | 35802954.1986 | 34931097.2552 | 34080471.3679 | 33250559.5279 | 0% | 0% | 100% | 0 | 0 | 33250559.5279 | 0 | 0 | 33250559.5279 | 0
ATCO Substation 41 | 138 | 24441344.3833 | 23844142.774 | 23256803.1074 | 22690464.2193 | 22137916.5533 | 21598824.2719 | 21072859.7159 | 0% | 0% | 100% | 0 | 0 | 21072859.7159 | 0 | 0 | 21072859.7159 | 0
ATCO Substation 42 | 25 | 5887977.7441 | 5744110.4622 | 5602618.9455 | 5466186.5662 | 5333076.5249 | 5203207.9176 | 5076501.8105 | 0% | 100% | 0% | 0 | 5076501.8105 | 0 | 0 | 0 | 0 | 5076501.8105
ATCO Substation 43 | 138 | 18340498.3685 | 17892365.2802 | 17451632.4781 | 17026658.4141 | 16612033.1215 | 16207504.5918 | 15812826.9533 | 0% | 0% | 100% | 0 | 0 | 15812826.9533 | 0 | 0 | 15812826.9533 | 0
ATCO Substation 44 | 138 | 29043867.4651 | 28334207.4678 | 27636266.5049 | 26963280.9543 | 26306683.636 | 25666075.4711 | 25041067.0993 | 0% | 0% | 100% | 0 | 0 | 25041067.0993 | 0 | 0 | 25041067.0993 | 0
ATCO Substation 45 | 25 | 13440111.3217 | 13111714.6515 | 12788740.9894 | 12477315.4973 | 12173473.6945 | 11877030.9063 | 11587806.9556 | 0% | 100% | 0% | 0 | 11587806.9556 | 0 | 0 | 0 | 0 | 11587806.9556
ATCO Substation 46 | 25 | 17993.4962 | 17553.8418 | 17121.4476 | 16704.5141 | 16297.7335 | 15900.8587 | 15513.6483 | 0% | 100% | 0% | 0 | 15513.6483 | 0 | 0 | 0 | 0 | 15513.6483
ATCO Substation 47 | 25 | -2294.676 | -2238.6077 | -2183.4653 | -2130.2946 | -2078.4187 | -2027.806 | -1978.4258 | 0% | 100% | 0% | 0 | -1978.4258 | 0 | 0 | 0 | 0 | -1978.4258
ATCO Substation 48 | 25 | 10042774.4515 | 9797388.5607 | 9556054.8719 | 9323350.2536 | 9096312.3502 | 8874803.1687 | 8658688.076 | 98.32% | 1.684% | 0% | 8512918.9165 | 145769.1595 | 0 | 0 | 8512918.9165 | 0 | 145769.1595
ATCO Substation 49 | 4.2 | 95809.4216 | 93468.4071 | 91166.0512 | 88946.0178 | 86780.0456 | 84666.8182 | 82605.0511 | 0% | 100% | 0% | 0 | 82605.0511 | 0 | 0 | 0 | 0 | 82605.0511
ATCO Substation 50 | Choose | -106.3729 | -103.7738 | -101.2176 | -98.7528 | -96.348 | -94.0018 | -91.7127 | 0% | 0% | 100% | 0 | 0 | -91.7127 | -91.7127 | 0 | 0 | 0
ATCO Substation 51 | 138 | 92729.98 | 90464.2088 | 88235.8537 | 86087.1751 | 83990.8201 | 81945.5146 | 79950.0154 | 0% | 0% | 100% | 0 | 0 | 79950.0154 | 0 | 0 | 79950.0154 | 0
ATCO Substation 52 | 25 | 5001138.9412 | 4878940.7439 | 4758760.4775 | 4642877.3484 | 4529816.1515 | 4419508.1685 | 4311886.3543 | 0% | 100% | 0% | 0 | 4311886.3543 | 0 | 0 | 0 | 0 | 4311886.3543
ATCO Substation 53 | 25 | 1895593.2988 | 1849276.2325 | 1803724.0272 | 1759800.5759 | 1716946.7281 | 1675136.4373 | 1634344.2913 | 0% | 100% | 0% | 0 | 1634344.2913 | 0 | 0 | 0 | 0 | 1634344.2913
ATCO Substation 54 | 25 | 12963007.9433 | 12646268.8522 | 12334760.2607 | 12034389.8969 | 11741334.0129 | 11455414.49 | 11176457.5467 | 0% | 100% | 0% | 0 | 11176457.5467 | 0 | 0 | 0 | 0 | 11176457.5467
ATCO Substation 55 | 25 | 8732464.2077 | 8519094.5339 | 8309248.3595 | 8106905.3954 | 7909489.7933 | 7716881.5645 | 7528963.642 | 0% | 100% | 0% | 0 | 7528963.642 | 0 | 0 | 0 | 0 | 7528963.642
ATCO Substation 56 | 25 | 1512131.303 | 1475183.7753 | 1438846.384 | 1403808.2639 | 1369623.3758 | 1336270.9423 | 1303730.6917 | 0% | 100% | 0% | 0 | 1303730.6917 | 0 | 0 | 0 | 0 | 1303730.6917
ATCO Substation 57 | 25 | 2551804.3161 | 2489453.3414 | 2428132.0052 | 2369003.2602 | 2311314.3911 | 2255030.3345 | 2200116.8811 | 0% | 100% | 0% | 0 | 2200116.8811 | 0 | 0 | 0 | 0 | 2200116.8811
ATCO Substation 58 | 25 | 13980222.3359 | 13638628.5534 | 13302675.7106 | 12978735.1185 | 12662682.9775 | 12354327.1917 | 12053480.343 | 0% | 100% | 0% | 0 | 12053480.343 | 0 | 0 | 0 | 0 | 12053480.343
ATCO Substation 59 | 25 | 489762.2716 | 477795.3842 | 466026.1131 | 454677.6612 | 443605.5616 | 432803.0846 | 422263.6645 | 0% | 100% | 0% | 0 | 422263.6645 | 0 | 0 | 0 | 0 | 422263.6645
ATCO Substation 60 | Choose | 31114.6914 | 30354.4328 | 29606.7287 | 28885.7594 | 28182.3468 | 27496.0633 | 26826.4919 | 0% | 0% | 100% | 0 | 0 | 26826.4919 | 26826.4919 | 0 | 0 | 0
ATCO Substation 61 | Choose | 22100.8748 | 21560.8604 | 21029.7636 | 20517.6565 | 20018.02 | 19530.5505 | 19054.9516 | 0% | 0% | 100% | 0 | 0 | 19054.9516 | 19054.9516 | 0 | 0 | 0
ATCO Substation 62 | 25 | 5549619.6964 | 5414019.8798 | 5280659.3031 | 5152067.1358 | 5026606.3852 | 4904200.7967 | 4784775.9724 | 0% | 100% | 0% | 0 | 4784775.9724 | 0 | 0 | 0 | 0 | 4784775.9724
ATCO Substation 63 | 25 | 2258394.9729 | 2203213.1837 | 2148942.644 | 2096612.589 | 2045556.8511 | 1995744.3989 | 1947144.9565 | 0% | 100% | 0% | 0 | 1947144.9565 | 0 | 0 | 0 | 0 | 1947144.9565
ATCO Substation 64 | 25 | 1070947.3128 | 1044779.7073 | 1019044.2229 | 994228.9304 | 970017.9283 | 946396.5014 | 923350.2925 | 79.71% | 20.29% | 0% | 735993.8565 | 187356.4361 | 0 | 0 | 735993.8565 | 0 | 187356.4361
ATCO Substation 65 | 25 | 4380201.9224 | 4273175.7459 | 4167916.9559 | 4066421.7743 | 3967398.1563 | 3870785.9156 | 3776526.3314 | 0% | 100% | 0% | 0 | 3776526.3314 | 0 | 0 | 0 | 0 | 3776526.3314
ATCO Substation 66 | 25 | 7939469.8335 | 7745476.2427 | 7554686.1825 | 7370717.9668 | 7191229.6597 | 7016112.1687 | 6845259.0576 | 0% | 100% | 0% | 0 | 6845259.0576 | 0 | 0 | 0 | 0 | 6845259.0576
ATCO Substation 67 | 25 | 8350553.1424 | 8146515.1117 | 7945846.4815 | 7752352.9114 | 7563571.2071 | 7379386.6273 | 7199687.2251 | 0% | 100% | 0% | 0 | 7199687.2251 | 0 | 0 | 0 | 0 | 7199687.2251
ATCO Substation 68 | 25 | 8838080.5392 | 8622130.2282 | 8409746.0321 | 8204955.7953 | 8005152.5153 | 7810214.7522 | 7620024.0232 | 0% | 100% | 0% | 0 | 7620024.0232 | 0 | 0 | 0 | 0 | 7620024.0232
ATCO Substation 69 | 25 | 769799.4718 | 750990.1348 | 732491.4075 | 714654.1163 | 697251.1905 | 680272.0528 | 663706.3831 | 0% | 100% | 0% | 0 | 663706.3831 | 0 | 0 | 0 | 0 | 663706.3831
ATCO Substation 70 | 25 | 446259.2889 | 435355.3565 | 424631.4873 | 414291.0581 | 404202.4343 | 394359.484 | 384756.2247 | 0% | 100% | 0% | 0 | 384756.2247 | 0 | 0 | 0 | 0 | 384756.2247
ATCO Substation 71 | 25 | 250216.0506 | 244102.2532 | 238089.4165 | 232291.5734 | 226634.9167 | 221116.0083 | 215731.4938 | 0% | 100% | 0% | 0 | 215731.4938 | 0 | 0 | 0 | 0 | 215731.4938
ATCO Substation 72 | 25 | 2667760.2129 | 2602575.9633 | 2538468.1397 | 2476652.5403 | 2416342.2458 | 2357500.5996 | 2300091.8378 | 0% | 100% | 0% | 0 | 2300091.8378 | 0 | 0 | 0 | 0 | 2300091.8378
ATCO Substation 73 | 25 | 7654595.1632 | 7467562.2211 | 7283617.8643 | 7106250.5786 | 6933202.4587 | 6764368.3265 | 6599645.5648 | 0% | 100% | 0% | 0 | 6599645.5648 | 0 | 0 | 0 | 0 | 6599645.5648
ATCO Substation 74 | 25 | 1676439.8934 | 1635477.6375 | 1595191.8156 | 1556346.444 | 1518447.0169 | 1481470.499 | 1445394.4162 | 0% | 100% | 0% | 0 | 1445394.4162 | 0 | 0 | 0 | 0 | 1445394.4162
ATCO Substation 75 | 25 | 1147013.4067 | 1118987.1966 | 1091423.7999 | 1064845.9535 | 1038915.3184 | 1013616.1342 | 988933.024 | 60.36% | 39.64% | 0% | 596875.4106 | 392057.6134 | 0 | 0 | 596875.4106 | 0 | 392057.6134
ATCO Substation 76 | 144 | 13891466.0165 | 13552040.9125 | 13218220.9355 | 12896336.9469 | 12582291.3279 | 12275893.2023 | 11976956.3418 | 0% | 0% | 100% | 0 | 0 | 11976956.3418 | 0 | 0 | 11976956.3418 | 0
ATCO Substation 77 | 25 | 1102889.6599 | 1075941.5727 | 1049438.4952 | 1023883.0554 | 998949.9299 | 974623.9643 | 950890.3733 | 0% | 100% | 0% | 0 | 950890.3733 | 0 | 0 | 0 | 0 | 950890.3733
ATCO Substation 78 | 25 | 5673464.6724 | 5534838.8186 | 5398502.1754 | 5267040.353 | 5138779.828 | 5013642.6438 | 4891552.7424 | 0% | 100% | 0% | 0 | 4891552.7424 | 0 | 0 | 0 | 0 | 4891552.7424
ATCO Substation 79 | 25 | 11185438.9817 | 10912133.1415 | 10643340.5621 | 10384158.8667 | 10131288.6437 | 9884576.1993 | 9643871.5819 | 0% | 100% | 0% | 0 | 9643871.5819 | 0 | 0 | 0 | 0 | 9643871.5819
ATCO Substation 80 | 2.4 | 72700.7972 | 70924.4206 | 69177.3783 | 67492.8029 | 65849.2494 | 64245.719 | 62681.2371 | 0% | 100% | 0% | 0 | 62681.2371 | 0 | 0 | 0 | 0 | 62681.2371
ATCO Substation 81 | 13.8 | 974080.5814 | 950279.8247 | 926872.104 | 904301.3442 | 882280.217 | 860795.3382 | 839833.6492 | 0% | 0% | 100% | 0 | 0 | 839833.6492 | 0 | 0 | 0 | 839833.6492
ATCO Substation 82 | 25 | 2017215.3104 | 1967926.5229 | 1919451.6702 | 1872710.073 | 1827106.7054 | 1782613.8499 | 1739204.4638 | 0% | 100% | 0% | 0 | 1739204.4638 | 0 | 0 | 0 | 0 | 1739204.4638
ATCO Substation 83 | 25 | 7512871.3404 | 7329301.2886 | 7148762.6374 | 6974679.2836 | 6804835.127 | 6639126.9365 | 6477453.9951 | 0% | 100% | 0% | 0 | 6477453.9951 | 0 | 0 | 0 | 0 | 6477453.9951
ATCO Substation 84 | 25 | 2195870.686 | 2142216.6199 | 2089448.575 | 2038567.2919 | 1988925.0463 | 1940491.6656 | 1893237.7121 | 89.44% | 10.56% | 0% | 1693261.5305 | 199976.1816 | 0 | 0 | 1693261.5305 | 0 | 199976.1816
ATCO Substation 85 | 25 | 3406101.5096 | 3322876.5744 | 3241025.9817 | 3162102.0194 | 3085099.9769 | 3009973.0524 | 2936675.584 | 0% | 100% | 0% | 0 | 2936675.584 | 0 | 0 | 0 | 0 | 2936675.584
ATCO Substation 86 | 4.2 | 622368.625 | 607161.6242 | 592205.7456 | 577784.6258 | 563714.6824 | 549987.3638 | 536594.3265 | 0% | 100% | 0% | 0 | 536594.3265 | 0 | 0 | 0 | 0 | 536594.3265
ATCO Substation 87 | 25 | 5262834.3311 | 5134241.8493 | 5007772.8911 | 4885825.9271 | 4766848.5591 | 4650768.4727 | 4537515.1149 | 0% | 100% | 0% | 0 | 4537515.1149 | 0 | 0 | 0 | 0 | 4537515.1149
ATCO Substation 88 | 2.4 | 32771.3854 | 31970.647 | 31183.1316 | 30423.7744 | 29682.9088 | 28960.0843 | 28254.8618 | 0% | 100% | 0% | 0 | 28254.8618 | 0 | 0 | 0 | 0 | 28254.8618
ATCO Substation 89 | 25 | 3846333.5354 | 3752351.9384 | 3659922.315 | 3570797.5835 | 3483843.176 | 3399006.242 | 3316235.2177 | 0% | 100% | 0% | 0 | 3316235.2177 | 0 | 0 | 0 | 0 | 3316235.2177
ATCO Substation 90 | 25 | 4022611.2947 | 3924322.514 | 3827656.8339 | 3734447.5091 | 3643507.9745 | 3554782.9574 | 3468218.5307 | 0% | 100% | 0% | 0 | 3468218.5307 | 0 | 0 | 0 | 0 | 3468218.5307
ATCO Substation 91 | Choose | 359132.6491 | 350357.5755 | 341727.4099 | 333405.8224 | 325286.8784 | 317365.6431 | 309637.3021 | 0% | 0% | 100% | 0 | 0 | 309637.3021 | 309637.3021 | 0 | 0 | 0
ATCO Substation 92 | 25 | 6011017.7956 | 5864144.1439 | 5719695.9035 | 5580412.5204 | 5444520.9016 | 5311938.4526 | 5182584.5898 | 0% | 100% | 0% | 0 | 5182584.5898 | 0 | 0 | 0 | 0 | 5182584.5898
ATCO Substation 93 | 25 | 1472517.1037 | 1436537.5123 | 1401152.0731 | 1367031.8673 | 1333742.541 | 1301263.861 | 1269576.0866 | 0% | 100% | 0% | 0 | 1269576.0866 | 0 | 0 | 0 | 0 | 1269576.0866
ATCO Substation 94 | 25 | 5057137.9116 | 4933571.4313 | 4812045.4773 | 4694864.7765 | 4580537.6059 | 4468994.4775 | 4360167.5957 | 0% | 100% | 0% | 0 | 4360167.5957 | 0 | 0 | 0 | 0 | 4360167.5957
ATCO Substation 95 | 240 | 6710946.8188 | 6546971.0498 | 6385703.1095 | 6230201.4276 | 6078486.4506 | 5930465.9664 | 5786050.0084 | 0% | 0% | 100% | 0 | 0 | 5786050.0084 | 0 | 5786050.0084 | 0 | 0
ATCO Substation 96 | 25 | 261101.8851 | 254722.1024 | 248447.6728 | 242397.5902 | 236494.8365 | 230735.8239 | 225117.052 | 0% | 100% | 0% | 0 | 225117.052 | 0 | 0 | 0 | 0 | 225117.052
ATCO Substation 97 | 144 | 23575844.888 | 22999790.9571 | 22433249.7448 | 21886965.6465 | 21353984.4052 | 20833982.0761 | 20326642.6026 | 99.99% | 0.01486% | 0% | 20323621.8503 | 3020.7524 | 0 | 0 | 20323621.8503 | 0 | 3020.7524
ATCO Substation 98 | 13.8 | 80461.6977 | 78495.6907 | 76562.1494 | 74697.7435 | 72878.7387 | 71104.0294 | 69372.537 | 80% | 20% | 0% | 55498.0296 | 13874.5074 | 0 | 0 | 55498.0296 | 0 | 13874.5074
ATCO Substation 99 | 25 | 493293.6512 | 481240.4778 | 469386.3455 | 457956.0668 | 446804.133 | 435923.7659 | 425308.3524 | 0% | 100% | 0% | 0 | 425308.3524 | 0 | 0 | 0 | 0 | 425308.3524
ATCO Substation 100 | Choose | 244395.217 | 238423.6462 | 232550.6876 | 226887.721 | 221362.6564 | 215972.1356 | 210712.8823 | 0% | 0% | 100% | 0 | 0 | 210712.8823 | 210712.8823 | 0 | 0 | 0
ATCO Substation 101 | 13.8 | -29468.441 | -28748.4069 | -28040.2632 | -27357.4397 | -26691.244 | -26041.2712 | -25407.1263 | 92.31% | 7.692% | 0% | -23452.7319 | -1954.3943 | 0 | 0 | -23452.7319 | 0 | -1954.3943
ATCO Substation 102 | 25 | 3512608.49 | 3426781.1554 | 3342371.1382 | 3260979.2657 | 3181569.4103 | 3104093.3069 | 3028503.8657 | 0% | 100% | 0% | 0 | 3028503.8657 | 0 | 0 | 0 | 0 | 3028503.8657
ATCO Substation 103 | 25 | 12156288.1635 | 11859260.523 | 11567137.8752 | 11285460.2958 | 11010641.9983 | 10742515.9486 | 10480919.1802 | 0% | 100% | 0% | 0 | 10480919.1802 | 0 | 0 | 0 | 0 | 10480919.1802
ATCO Substation 104 | 25 | 423061.2096 | 412724.1008 | 402557.6948 | 392754.7964 | 383190.6137 | 373859.3335 | 364755.2843 | 0% | 100% | 0% | 0 | 364755.2843 | 0 | 0 | 0 | 0 | 364755.2843
ATCO Substation 105 | 25 | 5305689.9735 | 5176050.3538 | 5048551.5497 | 4925611.5627 | 4805665.3533 | 4688640.0184 | 4574464.4302 | 0% | 100% | 0% | 0 | 4574464.4302 | 0 | 0 | 0 | 0 | 4574464.4302
ATCO Substation 106 | 25 | 2860507.3364 | 2790613.4894 | 2721873.8408 | 2655592.0308 | 2590924.2847 | 2527831.2976 | 2466274.7217 | 0% | 100% | 0% | 0 | 2466274.7217 | 0 | 0 | 0 | 0 | 2466274.7217
ATCO Substation 107 | 25 | 11015836.0674 | 10746674.3173 | 10481957.3942 | 10226705.6268 | 9977669.6322 | 9734698.0467 | 9497643.1926 | 0% | 100% | 0% | 0 | 9497643.1926 | 0 | 0 | 0 | 0 | 9497643.1926
ATCO Substation 108 | 25 | 12083656.9059 | 11788403.9428 | 11498026.6662 | 11218032.051 | 10944855.7349 | 10678331.6817 | 10418297.8988 | 0% | 100% | 0% | 0 | 10418297.8988 | 0 | 0 | 0 | 0 | 10418297.8988
ATCO Substation 109 | 25 | 5879739.444 | 5736073.4572 | 5594779.9117 | 5458538.4249 | 5325614.6276 | 5195927.729 | 5069398.9056 | 0% | 100% | 0% | 0 | 5069398.9056 | 0 | 0 | 0 | 0 | 5069398.9056
ATCO Substation 110 | 25 | 1917084.789 | 1870242.5981 | 1824173.9398 | 1779752.5017 | 1736412.7938 | 1694128.4744 | 1652873.8432 | 0% | 100% | 0% | 0 | 1652873.8432 | 0 | 0 | 0 | 0 | 1652873.8432
ATCO Substation 111 | 25 | 3478343.2964 | 3393353.2 | 3309766.5953 | 3229168.6935 | 3150533.4744 | 3073813.1438 | 2998961.071 | 0% | 100% | 0% | 0 | 2998961.071 | 0 | 0 | 0 | 0 | 2998961.071
ATCO Substation 112 | 25 | 751993.8632 | 733619.5897 | 715548.7415 | 698124.0303 | 681123.6375 | 664537.2304 | 648354.7279 | 0% | 100% | 0% | 0 | 648354.7279 | 0 | 0 | 0 | 0 | 648354.7279
ATCO Substation 113 | 25 | 5815130.2573 | 5673042.9361 | 5533301.9868 | 5398557.5819 | 5267094.4103 | 5138832.5689 | 5013694.1004 | 0% | 100% | 0% | 0 | 5013694.1004 | 0 | 0 | 0 | 0 | 5013694.1004
ATCO Substation 114 | 72 | 904540.8204 | 882439.2034 | 860702.5634 | 839743.1336 | 819294.0981 | 799343.028 | 779877.7971 | 0% | 0% | 100% | 0 | 0 | 779877.7971 | 0 | 0 | 779877.7971 | 0
ATCO Substation 115 | 25 | 312691.795 | 305051.4607 | 297537.2957 | 290291.8054 | 283222.7539 | 276325.8447 | 269596.8858 | 0% | 100% | 0% | 0 | 269596.8858 | 0 | 0 | 0 | 0 | 269596.8858
ATCO Substation 116 | 25 | 784425.0651 | 765258.3652 | 746408.1764 | 728231.9905 | 710498.4227 | 693196.6945 | 676316.2899 | 0% | 100% | 0% | 0 | 676316.2899 | 0 | 0 | 0 | 0 | 676316.2899
ATCO Substation 117 | 25 | 1519499.459 | 1482371.8973 | 1445857.4449 | 1410648.5947 | 1376297.134 | 1342782.1842 | 1310083.3749 | 0% | 100% | 0% | 0 | 1310083.3749 | 0 | 0 | 0 | 0 | 1310083.3749
ATCO Substation 118 | 25 | 2199794.6576 | 2146044.7129 | 2093182.3727 | 2042210.1659 | 1992479.2107 | 1943959.2806 | 1896620.8854 | 0% | 100% | 0% | 0 | 1896620.8854 | 0 | 0 | 0 | 0 | 1896620.8854
ATCO Substation 119 | 138 | 5428665.0576 | 5296020.6556 | 5165566.689 | 5039777.2036 | 4917050.8854 | 4797313.1417 | 4680491.1959 | 0% | 0% | 100% | 0 | 0 | 4680491.1959 | 0 | 0 | 4680491.1959 | 0
ATCO Substation 120 | Choose | 8478490.226 | 8271326.1712 | 8067583.1387 | 7871125.094 | 7679451.1046 | 7492444.6713 | 7309992.1319 | 0% | 0% | 100% | 0 | 0 | 7309992.1319 | 7309992.1319 | 0 | 0 | 0
ATCO Substation 121 | 138 | 1163081.7502 | 1134662.925 | 1106713.3967 | 1079763.2251 | 1053469.3316 | 1027815.7348 | 1002786.8425 | 0% | 0% | 100% | 0 | 0 | 1002786.8425 | 0 | 0 | 1002786.8425 | 0
ATCO Substation 122 | 25 | 1037136.7108 | 1011795.236 | 986872.2399 | 962840.3846 | 939393.7419 | 916518.061 | 894199.438 | 0% | 100% | 0% | 0 | 894199.438 | 0 | 0 | 0 | 0 | 894199.438
ATCO Substation 123 | 25 | 1219236.2398 | 1189445.3317 | 1160146.3785 | 1131895.0317 | 1104331.6486 | 1077439.4762 | 1051202.1696 | 0% | 100% | 0% | 0 | 1051202.1696 | 0 | 0 | 0 | 0 | 1051202.1696
ATCO Substation 124 | 25 | 920126.5542 | 897644.1142 | 875532.94 | 854212.3677 | 833410.9841 | 813116.1462 | 793315.5188 | 0% | 100% | 0% | 0 | 793315.5188 | 0 | 0 | 0 | 0 | 793315.5188
ATCO Substation 125 | 25 | 16772838.7098 | 16363009.933 | 15959948.9008 | 15571299.6238 | 15192114.5538 | 14822163.2228 | 14461220.7751 | 0% | 100% | 0% | 0 | 14461220.7751 | 0 | 0 | 0 | 0 | 14461220.7751
ATCO Substation 126 | 25 | 19553075.2506 | 19075313.9694 | 18605442.2422 | 18152371.1377 | 17710333.0107 | 17279059.1912 | 16858287.5519 | 0% | 100% | 0% | 0 | 16858287.5519 | 0 | 0 | 0 | 0 | 16858287.5519
ATCO Substation 127 | 25 | 5788820.4381 | 5647375.9731 | 5508267.264 | 5374132.493 | 5243264.1099 | 5115582.5729 | 4991010.2775 | 24.63% | 75.37% | 0% | 1229312.8762 | 3761697.4013 | 0 | 0 | 1229312.8762 | 0 | 3761697.4013
ATCO Substation 128 | 138 | 1757247.8266 | 1714311.1038 | 1672083.4204 | 1631365.62 | 1591639.3607 | 1552880.4968 | 1515065.4708 | 0% | 0% | 100% | 0 | 0 | 1515065.4708 | 0 | 0 | 1515065.4708 | 0
ATCO Substation 129 | 25 | 6193299.1895 | 6041971.6608 | 5893143.093 | 5749636.0043 | 5609623.5337 | 5473020.5818 | 5339744.1218 | 64.28% | 35.72% | 0% | 3432275.3518 | 1907468.77 | 0 | 0 | 3432275.3518 | 0 | 1907468.77
ATCO Substation 130 | 13.8 | 8489821.5643 | 8282380.6387 | 8078365.3076 | 7881644.7005 | 7689714.5425 | 7502458.1787 | 7319761.795 | 66.75% | 33.25% | 0% | 4885824.6023 | 2433937.1928 | 0 | 0 | 4885824.6023 | 0 | 2433937.1928
ATCO Substation 131 | 138 | 3827858.0351 | 3734327.8699 | 3642342.2234 | 3553645.5941 | 3467108.864 | 3382679.4362 | 3300305.9947 | 0% | 0% | 100% | 0 | 0 | 3300305.9947 | 0 | 0 | 3300305.9947 | 0
ATCO Substation 132 | 25 | 3030183.2962 | 2956143.5743 | 2883326.514 | 2813113.0834 | 2744609.4576 | 2677774.0004 | 2612566.0893 | 0% | 100% | 0% | 0 | 2612566.0893 | 0 | 0 | 0 | 0 | 2612566.0893
ATCO Substation 133 | 25 | 1198430.0111 | 1169147.4839 | 1140348.5164 | 1112579.2779 | 1085486.2631 | 1059053.0048 | 1033263.437 | 0% | 100% | 0% | 0 | 1033263.437 | 0 | 0 | 0 | 0 | 1033263.437
ATCO Substation 134 | 25 | 2817363.83 | 2748524.1546 | 2680821.2694 | 2615539.1526 | 2551846.7557 | 2489705.3664 | 2429077.2155 | 0% | 100% | 0% | 0 | 2429077.2155 | 0 | 0 | 0 | 0 | 2429077.2155
ATCO Substation 135 | 25 | 731149.5135 | 713284.5524 | 695714.606 | 678772.8864 | 662243.7237 | 646117.0716 | 630383.1282 | 0% | 100% | 0% | 0 | 630383.1282 | 0 | 0 | 0 | 0 | 630383.1282
ATCO Substation 136 | 25 | 2664355.2894 | 2599254.2359 | 2535228.2346 | 2473491.5319 | 2413258.2128 | 2354491.6675 | 2297156.1779 | 0% | 100% | 0% | 0 | 2297156.1779 | 0 | 0 | 0 | 0 | 2297156.1779
ATCO Substation 137 | Choose | 107.282 | 104.6607 | 102.0826 | 99.5968 | 97.1714 | 94.8052 | 92.4965 | 0% | 0% | 100% | 0 | 0 | 92.4965 | 92.4965 | 0 | 0 | 0
ATCO Substation 138 | 25 | 8449771.7567 | 8243309.4111 | 8040256.5001 | 7844463.9011 | 7653439.1526 | 7467066.1503 | 7285231.6169 | 0% | 100% | 0% | 0 | 7285231.6169 | 0 | 0 | 0 | 0 | 7285231.6169
ATCO Substation 139 | 25 | 16826696.425 | 16415551.6849 | 16011196.4206 | 15621299.1877 | 15240896.5515 | 14869757.3039 | 14507655.8673 | 0% | 100% | 0% | 0 | 14507655.8673 | 0 | 0 | 0 | 0 | 14507655.8673
ATCO Substation 140 | 25 | 8016073.8217 | 7820208.4834 | 7627577.5851 | 7441834.3516 | 7260614.2513 | 7083807.1389 | 6911305.5513 | 0% | 100% | 0% | 0 | 6911305.5513 | 0 | 0 | 0 | 0 | 6911305.5513
ATCO Substation 141 | 25 | 807811.0483 | 788072.9337 | 768660.7661 | 749942.6955 | 731680.4386 | 713862.8958 | 696479.2375 | 0% | 100% | 0% | 0 | 696479.2375 | 0 | 0 | 0 | 0 | 696479.2375
ATCO Substation 142 | 25 | 5035165.3071 | 4912135.707 | 4791137.7674 | 4674466.2015 | 4560635.7675 | 4449577.2795 | 4341223.2363 | 93.62% | 6.383% | 0% | 4064123.8808 | 277099.3555 | 0 | 0 | 4064123.8808 | 0 | 277099.3555
ATCO Substation 143 | 19 | 1094696.8016 | 1067948.8993 | 1041642.7009 | 1016277.1007 | 991529.1919 | 967383.9327 | 943826.6476 | 99.99% | 0.01322% | 0% | 943701.8523 | 124.7953 | 0 | 0 | 943701.8523 | 0 | 124.7953
ATCO Substation 144 | Choose | 3777660.4606 | 3685356.8266 | 3594577.457 | 3507043.9731 | 3421642.064 | 3338319.8227 | 3257026.6059 | 0% | 0% | 100% | 0 | 0 | 3257026.6059 | 3257026.6059 | 0 | 0 | 0
ATCO Substation 145 | 13.8 | 3154536.0734 | 3077457.9066 | 3001652.577 | 2928557.725 | 2857242.8448 | 2787664.5916 | 2719780.6758 | 0% | 0% | 100% | 0 | 0 | 2719780.6758 | 0 | 0 | 0 | 2719780.6758
ATCO Substation 146 | 144 | 8778439.5681 | 8563946.529 | 8352995.54 | 8149587.2649 | 7951132.2937 | 7757510.006 | 7568602.7185 | 0% | 0% | 100% | 0 | 0 | 7568602.7185 | 0 | 0 | 7568602.7185 | 0
ATCO Substation 147 | 25 | 5509477.8698 | 5374858.8816 | 5242462.9362 | 5114800.9091 | 4990247.6484 | 4868727.451 | 4750166.4571 | 0% | 100% | 0% | 0 | 4750166.4571 | 0 | 0 | 0 | 0 | 4750166.4571
ATCO Substation 148 | 138 | 1459963.2309 | 1424290.3818 | 1389206.6195 | 1355377.3039 | 1322371.7841 | 1290169.9994 | 1258752.3777 | 0% | 0% | 100% | 0 | 0 | 1258752.3777 | 0 | 0 | 1258752.3777 | 0
ATCO Substation 149 | 25 | 1813693.1418 | 1769377.2299 | 1725793.1329 | 1683767.4186 | 1642765.0949 | 1602761.2409 | 1563731.5421 | 0% | 100% | 0% | 0 | 1563731.5421 | 0 | 0 | 0 | 0 | 1563731.5421
ATCO Substation 150 | 25 | 28795156.8593 | 28091573.8752 | 27399609.5722 | 26732386.9816 | 26081412.2862 | 25446289.8248 | 24826633.5712 | 0% | 0% | 100% | 0 | 0 | 24826633.5712 | 0 | 0 | 0 | 24826633.5712
ATCO Substation 151 | 25 | 4695870.8552 | 4581131.6007 | 4468287.1033 | 4359477.4472 | 4253317.4733 | 4149742.6579 | 4048690.0484 | 0% | 100% | 0% | 0 | 4048690.0484 | 0 | 0 | 0 | 0 | 4048690.0484
ATCO Substation 152 | Choose | 70665.7446 | 68939.0926 | 67240.9538 | 65603.5333 | 64005.9864 | 62447.3423 | 60926.6536 | 0% | 0% | 100% | 0 | 0 | 60926.6536 | 60926.6536 | 0 | 0 | 0
ATCO Substation 153 | 138 | 4806220.3962 | 4688784.8529 | 4573288.5921 | 4461921.9884 | 4353267.3325 | 4247258.5845 | 4143831.3124 | 0% | 0% | 100% | 0 | 0 | 4143831.3124 | 0 | 0 | 4143831.3124 | 0
ATCO Substation 154 | 25 | 9907261.1571 | 9665186.4081 | 9427109.1823 | 9197544.5896 | 8973570.2475 | 8755050.0247 | 8541851.1051 | 0% | 100% | 0% | 0 | 8541851.1051 | 0 | 0 | 0 | 0 | 8541851.1051
ATCO Substation 155 | 25 | 3121455.1344 | 3045185.2697 | 2970174.8942 | 2897846.5721 | 2827279.5557 | 2758430.9546 | 2691258.9228 | 0% | 100% | 0% | 0 | 2691258.9228 | 0 | 0 | 0 | 0 | 2691258.9228
ATCO Substation 156 | 25 | 1066354.2407 | 1040298.8626 | 1014673.7524 | 989964.8876 | 965857.7215 | 942337.602 | 919390.2336 | 0% | 100% | 0% | 0 | 919390.2336 | 0 | 0 | 0 | 0 | 919390.2336
ATCO Substation 157 | 25 | 1801595.3957 | 1757575.0811 | 1714281.6999 | 1672536.3066 | 1631807.4778 | 1592070.4586 | 1553301.0968 | 0% | 100% | 0% | 0 | 1553301.0968 | 0 | 0 | 0 | 0 | 1553301.0968
ATCO Substation 158 | 240 | 7303298.5901 | 7124849.2543 | 6949346.7577 | 6780119.487 | 6615013.1603 | 6453927.4264 | 6296764.3775 | 0% | 0% | 100% | 0 | 0 | 6296764.3775 | 0 | 6296764.3775 | 0 | 0
ATCO Substation 159 | 138 | 6511545.6863 | 6352442.0993 | 6195965.8837 | 6045084.5948 | 5897877.497 | 5754255.1183 | 5614130.1652 | 0% | 0% | 100% | 0 | 0 | 5614130.1652 | 0 | 0 | 5614130.1652 | 0
ATCO Substation 160 | 25 | 13017998.7117 | 12699915.9721 | 12387085.9206 | 12085441.3465 | 11791142.2813 | 11504009.8506 | 11223869.5356 | 0% | 100% | 0% | 0 | 11223869.5356 | 0 | 0 | 0 | 0 | 11223869.5356
ATCO Substation 161 | 25 | 4660906.395 | 4547021.4648 | 4435017.1836 | 4327017.7011 | 4221648.1719 | 4118844.5527 | 4018544.3595 | 0% | 100% | 0% | 0 | 4018544.3595 | 0 | 0 | 0 | 0 | 4018544.3595
ATCO Substation 162 | 25 | 731559.6627 | 713684.68 | 696104.8774 | 679153.6542 | 662615.2192 | 646479.5206 | 630736.751 | 0% | 100% | 0% | 0 | 630736.751 | 0 | 0 | 0 | 0 | 630736.751
ATCO Substation 163 | 25 | 1015723.4381 | 990905.1768 | 966496.754 | 942961.0731 | 919998.5222 | 897595.1447 | 875737.3238 | 73.68% | 26.32% | 0% | 645280.1333 | 230457.1905 | 0 | 0 | 645280.1333 | 0 | 230457.1905
ATCO Substation 164 | 25 | 3281282.7774 | 3201107.6722 | 3122256.546 | 3046224.8019 | 2972044.5477 | 2899670.6966 | 2829059.26 | 0% | 100% | 0% | 0 | 2829059.26 | 0 | 0 | 0 | 0 | 2829059.26
ATCO Substation 165 | 25 | 1378710.8973 | 1345023.3737 | 1311892.152 | 1279945.5625 | 1248776.9215 | 1218367.2848 | 1188698.1695 | 0% | 100% | 0% | 0 | 1188698.1695 | 0 | 0 | 0 | 0 | 1188698.1695
ATCO Substation 166 | 138 | 27125072.4625 | 26462296.4436 | 25810465.2363 | 25181940.7519 | 24568721.8044 | 23970435.6804 | 23386718.7427 | 0% | 0% | 100% | 0 | 0 | 23386718.7427 | 0 | 0 | 23386718.7427 | 0
ATCO Substation 167 | Choose | 613633.1291 | 598639.572 | 583893.6124 | 569674.9058 | 555802.4466 | 542267.8031 | 529062.7489 | 0% | 0% | 100% | 0 | 0 | 529062.7489 | 529062.7489 | 0 | 0 | 0
ATCO Substation 168 | 13.8 | 5046650.8278 | 4923340.5896 | 4802066.6463 | 4685128.9454 | 4571038.8572 | 4459727.038 | 4351125.8326 | 0% | 0% | 100% | 0 | 0 | 4351125.8326 | 0 | 0 | 0 | 4351125.8326
ATCO Substation 169 | 25 | 5281705.1427 | 5152651.5701 | 5025729.1354 | 4903344.9093 | 4783940.9271 | 4667444.6153 | 4553785.1678 | 0% | 100% | 0% | 0 | 4553785.1678 | 0 | 0 | 0 | 0 | 4553785.1678
ATCO Substation 170 | 13.8 | 816290.9403 | 796345.6274 | 776729.6831 | 757815.122 | 739361.1594 | 721356.5792 | 703790.4382 | 84.91% | 15.09% | 0% | 597557.9192 | 106232.519 | 0 | 0 | 597557.9192 | 0 | 106232.519
ATCO Substation 171 | 138 | 27642123.949 | 26966714.256 | 26302458.0019 | 25661952.7377 | 25037044.7608 | 24427354.2533 | 23832510.6463 | 0% | 0% | 100% | 0 | 0 | 23832510.6463 | 0 | 0 | 23832510.6463 | 0
ATCO Substation 172 | 4.2 | 311978.8032 | 304355.8902 | 296858.8588 | 289629.8895 | 282576.9567 | 275695.7736 | 268982.1579 | 0% | 100% | 0% | 0 | 268982.1579 | 0 | 0 | 0 | 0 | 268982.1579
ATCO Substation 173 | 13.8 | 2760467.0699 | 2693017.6142 | 2626681.9911 | 2562718.2489 | 2500312.1221 | 2439425.6804 | 2380021.9171 | 8.318% | 91.68% | 0% | 197971.4847 | 2182050.4324 | 0 | 0 | 197971.4847 | 0 | 2182050.4324
ATCO Substation 174 | 138 | 4391418.2551 | 4284118.0179 | 4178589.6929 | 4076834.6138 | 3977557.4272 | 3880697.7926 | 3786196.8389 | 0% | 0% | 100% | 0 | 0 | 3786196.8389 | 0 | 0 | 3786196.8389 | 0
ATCO Substation 175 | 25 | 2601588.3984 | 2538020.9959 | 2475503.3193 | 2415221.0101 | 2356406.6676 | 2299024.5448 | 2243039.7649 | 0% | 100% | 0% | 0 | 2243039.7649 | 0 | 0 | 0 | 0 | 2243039.7649
ATCO Substation 176 | 25 | 6523373.2607 | 6363980.6779 | 6207220.2389 | 6056064.8891 | 5908590.4044 | 5764707.1499 | 5624327.6737 | 75.89% | 24.11% | 0% | 4268462.9667 | 1355864.7071 | 0 | 0 | 4268462.9667 | 0 | 1355864.7071
ATCO Substation 177 | 25 | 7756240.4242 | 7566723.8742 | 7380336.923 | 7200614.3795 | 7025268.3562 | 6854192.2779 | 6687282.1649 | 71% | 29% | 0% | 4748006.422 | 1939275.743 | 0 | 0 | 4748006.422 | 0 | 1939275.743
ATCO Substation 178 | 25 | 12809271.9261 | 12496289.2322 | 12188475.0063 | 11891666.9131 | 11602086.5531 | 11319557.9198 | 11043909.2928 | 71% | 29% | 0% | 7841235.1912 | 3202674.1015 | 0 | 0 | 7841235.1912 | 0 | 3202674.1015
ATCO Substation 179 | 25 | 13048630.7186 | 12729799.5143 | 12416233.3579 | 12113878.999 | 11818887.4332 | 11531079.3654 | 11250279.8662 | 0% | 100% | 0% | 0 | 11250279.8662 | 0 | 0 | 0 | 0 | 11250279.8662
ATCO Substation 180 | 25 | 1203960.8293 | 1174543.1617 | 1145611.2854 | 1117713.8904 | 1090495.8399 | 1063940.5908 | 1038032.0027 | 0% | 100% | 0% | 0 | 1038032.0027 | 0 | 0 | 0 | 0 | 1038032.0027
ATCO Substation 181 | 25 | 4333193.7692 | 4227316.1934 | 4123187.0365 | 4022781.0972 | 3924820.1968 | 3829244.7948 | 3735996.8007 | 0% | 100% | 0% | 0 | 3735996.8007 | 0 | 0 | 0 | 0 | 3735996.8007
ATCO Substation 182 | 25 | 488378.4128 | 476445.3387 | 464709.3225 | 453392.9365 | 442352.1218 | 431580.168 | 421070.5279 | 0% | 100% | 0% | 0 | 421070.5279 | 0 | 0 | 0 | 0 | 421070.5279
ATCO Substation 183 | 25 | 1036941.4761 | 1011604.7716 | 986686.4672 | 962659.1357 | 939216.9067 | 916345.532 | 894031.1104 | 0% | 100% | 0% | 0 | 894031.1104 | 0 | 0 | 0 | 0 | 894031.1104
ATCO Substation 184 | 25 | 18009098.8429 | 17569063.195 | 17136294.1155 | 16718999.0251 | 16311865.7113 | 15914646.7192 | 15527100.6199 | 0% | 100% | 0% | 0 | 15527100.6199 | 0 | 0 | 0 | 0 | 15527100.6199
ATCO Substation 185 | 138 | 50973.9872 | 49728.485 | 48503.5506 | 47322.4146 | 46170.0411 | 45045.7297 | 43948.7969 | 0% | 0% | 100% | 0 | 0 | 43948.7969 | 0 | 0 | 43948.7969 | 0
ATCO Substation 186 | 138 | 40774.7119 | 39778.4196 | 38798.5796 | 37853.7746 | 36931.977 | 36032.6266 | 35155.1768 | 0% | 0% | 100% | 0 | 0 | 35155.1768 | 0 | 0 | 35155.1768 | 0
ATCO Substation 187 | 25 | 3548896.0618 | 3462182.074 | 3376900.0454 | 3294667.3409 | 3214437.1292 | 3136160.6463 | 3059790.3161 | 0% | 100% | 0% | 0 | 3059790.3161 | 0 | 0 | 0 | 0 | 3059790.3161
ATCO Substation 188 | 25 | 736942.2518 | 718935.7505 | 701226.6012 | 684150.6561 | 667490.5365 | 651236.1164 | 635377.5164 | 0% | 100% | 0% | 0 | 635377.5164 | 0 | 0 | 0 | 0 | 635377.5164
ATCO Substation 189 | 25 | 1086715.2864 | 1060162.405 | 1034048.007 | 1008867.3493 | 984299.8793 | 960330.665 | 936945.1378 | 0% | 100% | 0% | 0 | 936945.1378 | 0 | 0 | 0 | 0 | 936945.1378
ATCO Substation 190 | 25 | 6728458.6389 | 6564054.9848 | 6402366.2253 | 6246458.7709 | 6094347.9026 | 5945941.1677 | 5801148.3647 | 0% | 100% | 0% | 0 | 5801148.3647 | 0 | 0 | 0 | 0 | 5801148.3647
ATCO Substation 191 | 25 | 652908.7988 | 636955.5771 | 621265.8004 | 606137.0236 | 591376.6558 | 576975.7256 | 562925.4802 | 0% | 100% | 0% | 0 | 562925.4802 | 0 | 0 | 0 | 0 | 562925.4802
ATCO Substation 192 | 25 | 3299550.9131 | 3218929.443 | 3139639.3228 | 3063184.2815 | 2988591.0379 | 2915814.2544 | 2844809.6973 | 0% | 100% | 0% | 0 | 2844809.6973 | 0 | 0 | 0 | 0 | 2844809.6973
ATCO Substation 193 | 25 | 992417.0154 | 968168.2249 | 944319.869 | 921324.2294 | 898888.5688 | 876999.2511 | 855642.9719 | 0% | 100% | 0% | 0 | 855642.9719 | 0 | 0 | 0 | 0 | 855642.9719
ATCO Substation 194 | 25 | 1707872.6459 | 1666142.3598 | 1625101.1906 | 1585527.4798 | 1546917.4496 | 1509247.633 | 1472495.1343 | 0% | 100% | 0% | 0 | 1472495.1343 | 0 | 0 | 0 | 0 | 1472495.1343
ATCO Substation 195 | 25 | 19720479.7595 | 19238628.1042 | 18764733.5497 | 18307783.4571 | 17861960.8014 | 17426994.6122 | 17002620.5181 | 0% | 100% | 0% | 0 | 17002620.5181 | 0 | 0 | 0 | 0 | 17002620.5181
ATCO Substation 196 | 138 | 108.9841 | 106.3211 | 103.7022 | 101.1769 | 98.7131 | 96.3093 | 93.964 | 0% | 0% | 100% | 0 | 0 | 93.964 | 0 | 0 | 93.964 | 0
ATCO Substation 197 | 25 | 970997.0681 | 947271.6542 | 923938.032 | 901438.7214 | 879487.3035 | 858070.4364 | 837175.1029 | 0% | 100% | 0% | 0 | 837175.1029 | 0 | 0 | 0 | 0 | 837175.1029
ATCO Substation 198 | 25 | 1570543.6071 | 1532168.8289 | 1494427.7561 | 1458036.1441 | 1422530.7238 | 1387889.9151 | 1354092.6633 | 0% | 100% | 0% | 0 | 1354092.6633 | 0 | 0 | 0 | 0 | 1354092.6633
ATCO Substation 199 | 25 | 1359655.0274 | 1326433.1163 | 1293759.8182 | 1262254.7788 | 1231516.9356 | 1201527.6061 | 1172268.5628 | 0% | 100% | 0% | 0 | 1172268.5628 | 0 | 0 | 0 | 0 | 1172268.5628
ATCO Substation 200 | 4.2 | 2017298.3052 | 1968007.4898 | 1919530.6428 | 1872787.1224 | 1827181.8786 | 1782687.1925 | 1739276.0204 | 0% | 100% | 0% | 0 | 1739276.0204 | 0 | 0 | 0 | 0 | 1739276.0204
ATCO Substation 201 | 144 | 6606282.5444 | 6444864.15 | 6286111.3529 | 6133034.8833 | 5983686.0609 | 5837974.1118 | 5695810.4726 | 0% | 0% | 100% | 0 | 0 | 5695810.4726 | 0 | 0 | 5695810.4726 | 0
ATCO Substation 202 | 25 | 4605834.2599 | 4493294.9663 | 4382614.1004 | 4275890.7135 | 4171766.205 | 4070177.2883 | 3971062.2178 | 0% | 100% | 0% | 0 | 3971062.2178 | 0 | 0 | 0 | 0 | 3971062.2178
ATCO Substation 203 | 240 | 20016397.8743 | 19527315.734 | 19046310.0958 | 18582503.1817 | 18129990.6785 | 17688497.5501 | 17257755.4576 | 0% | 0% | 100% | 0 | 0 | 17257755.4576 | 0 | 17257755.4576 | 0 | 0
ATCO Substation 204 | 25 | 1252893.6023 | 1222280.3077 | 1192172.5485 | 1163141.3153 | 1134817.0372 | 1107182.4988 | 1080220.9038 | 0% | 100% | 0% | 0 | 1080220.9038 | 0 | 0 | 0 | 0 | 1080220.9038
ATCO Substation 205 | 4.2 | 2758309.3353 | 2690912.6018 | 2624628.8303 | 2560715.0857 | 2498357.739 | 2437518.8895 | 2378161.5595 | 0% | 100% | 0% | 0 | 2378161.5595 | 0 | 0 | 0 | 0 | 2378161.5595
ATCO Substation 206 | 144 | 2960338.584 | 2888005.4529 | 2816866.8016 | 2748271.767 | 2681347.127 | 2616052.2048 | 2552347.3142 | 0% | 0% | 100% | 0 | 0 | 2552347.3142 | 0 | 0 | 2552347.3142 | 0
ATCO Substation 207 | 25 | 742772.6784 | 724623.716 | 706774.4582 | 689563.4142 | 672771.4856 | 656388.4663 | 640404.3986 | 0% | 100% | 0% | 0 | 640404.3986 | 0 | 0 | 0 | 0 | 640404.3986
ATCO Substation 208 | Choose | 1548870.3899 | 1511025.1767 | 1473804.9238 | 1437915.5095 | 1402900.0576 | 1368737.2857 | 1335406.4299 | 0% | 0% | 100% | 0 | 0 | 1335406.4299 | 1335406.4299 | 0 | 0 | 0
ATCO Substation 209 | Choose | 577569.1797 | 563456.8118 | 549577.4898 | 536194.4335 | 523137.2753 | 510398.0788 | 497969.1014 | 0% | 0% | 100% | 0 | 0 | 497969.1014 | 497969.1014 | 0 | 0 | 0
ATCO Substation 210 | 25 | 3805.15 | 3712.1747 | 3620.7347 | 3532.5643 | 3446.5409 | 3362.6123 | 3280.7276 | 0% | 100% | 0% | 0 | 3280.7276 | 0 | 0 | 0 | 0 | 3280.7276
ATCO Substation 211 | 25 | 447512.2678 | 436577.7201 | 425823.741 | 415454.2787 | 405337.3287 | 395466.7419 | 385836.5192 | 0% | 100% | 0% | 0 | 385836.5192 | 0 | 0 | 0 | 0 | 385836.5192
ATCO Substation 212 | 25 | 78.3091 | 76.3957 | 74.5139 | 72.6993 | 70.929 | 69.2018 | 67.5166 | 0% | 100% | 0% | 0 | 67.5166 | 0 | 0 | 0 | 0 | 67.5166
ATCO Substation 213 | 25 | -68860.5359 | -67177.9925 | -65523.2339 | -63927.6425 | -62370.9062 | -60852.0788 | -59370.2372 | 0% | 0% | 100% | 0 | 0 | -59370.2372 | 0 | 0 | 0 | -59370.2372
ATCO Substation 214 | 25 | 13066.35 | 12747.0858 | 12433.0939 | 12130.3289 | 11834.9368 | 11546.7379 | 11265.5571 | 0% | 0% | 100% | 0 | 0 | 11265.5571 | 0 | 0 | 0 | 11265.5571
ATCO Substation 215 | 25 | 61034.7097 | 59543.3831 | 58076.6837 | 56662.4272 | 55282.6101 | 53936.3936 | 52622.9595 | 0% | 0% | 100% | 0 | 0 | 52622.9595 | 0 | 0 | 0 | 52622.9595
ATCO Substation 216 | 25 | 49553.4325 | 48342.6402 | 47151.8426 | 46003.6227 | 44883.3638 | 43790.385 | 42724.0218 | 0% | 0% | 100% | 0 | 0 | 42724.0218 | 0 | 0 | 0 | 42724.0218
ATCO Substation 217 | Choose | 21470608.6543 | 20945994.2207 | 20430043.0548 | 19932540.1172 | 19447152.1404 | 18973584.1066 | 18511548.1821 | 0% | 0% | 100% | 0 | 0 | 18511548.1821 | 18511548.1821 | 0 | 0 | 0
ATCO Substation 218 | 240 | -60431.9388 | -58955.3403 | -57503.1258 | -56102.8364 | -54736.6461 | -53403.7247 | -52103.2619 | 0% | 0% | 100% | 0 | 0 | -52103.2619 | 0 | -52103.2619 | 0 | 0
ATCO Substation 219 | Choose | -2518.8413 | -2457.2958 | -2396.7665 | -2338.4016 | -2281.4579 | -2225.9009 | -2171.6968 | 0% | 0% | 100% | 0 | 0 | -2171.6968 | -2171.6968 | 0 | 0 | 0
ATCO Substation 220 | 25 | 433038.16 | 422457.2737 | 412051.1158 | 402017.0381 | 392227.3055 | 382675.968 | 373357.2202 | 0% | 100% | 0% | 0 | 373357.2202 | 0 | 0 | 0 | 0 | 373357.2202
ATCO Substation 221 | Choose | 183275.92 | 178797.7427 | 174393.5161 | 170146.7661 | 166003.4309 | 161960.9923 | 158016.9933 | 0% | 0% | 100% | 0 | 0 | 158016.9933 | 158016.9933 | 0 | 0 | 0
ATCO Substation 222 | Choose | 347.0387 | 338.5591 | 330.2196 | 322.1782 | 314.3327 | 306.6782 | 299.2101 | 0% | 0% | 100% | 0 | 0 | 299.2101 | 299.2101 | 0 | 0 | 0
TOTAL |  | 1390019929.98 | 1356056080.6062 | 1322653096.324 | 1290444461.2675 | 1259020155.9609 | 1228361080.7697 | 1198448601.1649 | 14.2361 | 142.7639 | 65 | 64798847.2632 | 599032714.1628 | 534617039.7389 | 33481925.1952 | 135800222.2609 | 387847477.6543 | 641318976.0546
[14 empty] | 1164966675.9697 |  | 1164966675.9697
0

## Func ATCO Lines
Inputs (Source: ATCO Capital Data CONFIDENTIAL ) |  |  |  | Depreciation | [5 empty] | Unavailable Data | Functionalization by Voltage - Book Values |  |  |  |  | 2020 ATCO existing line functionalization results
Asset Balances (end of 2014) by Line |  |  |  | Depreciate to end of 2015 | Depreciate to end of 2016 | Depreciate to end of 2017 | Depreciate to end of 2018 | Depreciate to end of 2019 | Depreciate to end of 2020
|  |  |  | 97.52% | 95.19% | 92.9% | 90.67% | 88.5% | 86.37% |  | Bulk |  | Regional
ID | Voltage (kV) | POD Tap | 2014 Book Value ($) | Dec 2015 Book Value | Dec 2016 Book Value | Dec 2017 Book Value | Dec 2018 Book Value | Dec 2019 Book Value | Dec 2020 Book Value | Unavailable Data | 500 kV | 240/260 kV | 138/144 kV | 69/72 kV | POD & Radial | Function | Bulk | Regional | POD
ATCO Line 1 | #N/A | #N/A | 10971.9844 | 10700.0761 | 10443.875 | 10193.2007 | 9948.5431 | 9709.7578 | 9476.7038 | 9476.7038 | [5 empty] | % | 57.37% | 34.53% | 8.107%
ATCO Line 2 | #N/A | #N/A | 654.4369 | 638.2186 | 622.9372 | 607.9854 | 593.3926 | 579.1499 | 565.2491 | 565.2491
ATCO Line 3 | #N/A | #N/A | 3937.4615 | 3839.8831 | 3747.9415 | 3657.9832 | 3570.1842 | 3484.4925 | 3400.8576 | 3400.8576
ATCO Line 4 | #N/A | #N/A | 4271.7562 | 4165.8933 | 4066.1457 | 3968.5499 | 3873.2966 | 3780.3296 | 3689.594 | 3689.594 | [5 empty] | Count by Voltage | 36 | 115 | 46
ATCO Line 5 | #N/A | #N/A | 75539.7526 | 73667.7221 | 71903.8325 | 70177.994 | 68493.5791 | 66849.5936 | 65245.0671 | 65245.0671
ATCO Line 6 | #N/A | #N/A | 2.2183 | 2.1633 | 2.1115 | 2.0609 | 2.0114 | 1.9631 | 1.916 | 1.916 | [5 empty] | Unavailable | 234
ATCO Line 7 | #N/A | #N/A | 87.92 | 85.7412 | 83.6882 | 81.6795 | 79.719 | 77.8056 | 75.9381 | 75.9381
ATCO Line 8 | #N/A | #N/A | 53772.96 | 52440.3554 | 51184.7309 | 49956.1931 | 48757.1426 | 47586.8718 | 46444.6899 | 46444.6899 | [6 empty] | By Voltage
ATCO Line 9 | #N/A | #N/A | 1061.7683 | 1035.4555 | 1010.6627 | 986.4047 | 962.729 | 939.6216 | 917.0687 | 917.0687 | [6 empty] | Bulk | Regional | POD
ATCO Line 10 | #N/A | #N/A | 408331.55 | 398212.2542 | 388677.5158 | 379348.4633 | 370243.3271 | 361356.7328 | 352683.4348 | 352683.4348 | [5 empty] | By Value (just functionalized) | 862143092.7909 | 518860426.6947 | 121838766.5819
ATCO Line 11 | #N/A | #N/A | 20.04 | 19.5434 | 19.0754 | 18.6176 | 18.1707 | 17.7346 | 17.3089 | 17.3089 | [5 empty] | By Percentage | 57.37% | 34.53% | 8.107%
ATCO Line 12 | #N/A | #N/A | 53624.9573 | 52296.0205 | 51043.8519 | 49818.6955 | 48622.9452 | 47455.8955 | 46316.8573 | 46316.8573 | [5 empty] | By Value (include Unavailable) | 943528574.7383 | 567840353.8589 | 133340229.4146
ATCO Line 13 | #N/A | #N/A | 103034.7582 | 100481.345 | 98075.4337 | 95721.4235 | 93423.9142 | 91181.5499 | 88993.0069 | 88993.0069
ATCO Line 14 | #N/A | #N/A | 655788.3293 | 639536.5454 | 624223.5721 | 609240.9342 | 594617.9102 | 580345.8686 | 566416.385 | 566416.385
ATCO Line 15 | #N/A | #N/A | 24821.2657 | 24206.1437 | 23626.5552 | 23059.4697 | 22505.9954 | 21965.8057 | 21438.5816 | 21438.5816
ATCO Line 16 | #N/A | #N/A | 141794.4569 | 138280.4986 | 134969.5297 | 131729.9859 | 128568.1978 | 125482.2991 | 122470.4682 | 122470.4682
ATCO Line 17 | #N/A | #N/A | 228915.3266 | 223242.3339 | 217897.0507 | 212667.0774 | 207562.6342 | 202580.708 | 197718.3581 | 197718.3581
ATCO Line 18 | #N/A | #N/A | 41917.4008 | 40878.6014 | 39899.8099 | 38942.1332 | 38007.4426 | 37095.1865 | 36204.8265 | 36204.8265
ATCO Line 19 | #N/A | #N/A | 128164.2731 | 124988.0987 | 121995.4012 | 119067.263 | 116209.406 | 113420.1434 | 110697.8289 | 110697.8289
ATCO Line 20 | #N/A | #N/A | 57017.74 | 55604.7231 | 54273.3314 | 52970.6609 | 51699.257 | 50458.3695 | 49247.2658 | 49247.2658
ATCO Line 21 | #N/A | #N/A | 4239.5907 | 4134.5249 | 4035.5284 | 3938.6675 | 3844.1315 | 3751.8645 | 3661.8121 | 3661.8121
ATCO Line 22 | #N/A | #N/A | 16288.12 | 15884.4669 | 15504.1314 | 15132.0007 | 14768.8018 | 14414.3205 | 14068.3474 | 14068.3474
ATCO Line 23 | #N/A | #N/A | 3028.8354 | 2953.7747 | 2883.0499 | 2813.8508 | 2746.3127 | 2680.3956 | 2616.0606 | 2616.0606
ATCO Line 24 | #N/A | #N/A | 38330.1248 | 37380.2255 | 36485.1986 | 35609.4795 | 34754.7794 | 33920.5939 | 33106.4305 | 33106.4305
ATCO Line 25 | #N/A | #N/A | 614323.436 | 599099.2375 | 584754.4894 | 570719.19 | 557020.7663 | 543651.1328 | 530602.3976 | 530602.3976
ATCO Line 26 | #N/A | #N/A | 205403.4473 | 200313.1273 | 195516.8579 | 190824.0549 | 186243.8887 | 181773.6558 | 177410.7176 | 177410.7176
ATCO Line 27 | #N/A | #N/A | 1262812.3425 | 1231517.2548 | 1202029.9784 | 1173178.8093 | 1145020.127 | 1117537.3105 | 1090714.1376 | 1090714.1376
ATCO Line 28 | #N/A | #N/A | 72953.11 | 71145.1819 | 69441.6916 | 67774.9495 | 66148.2126 | 64560.5207 | 63010.9366 | 63010.9366
ATCO Line 29 | #N/A | #N/A | 29967.8713 | 29225.2058 | 28525.4416 | 27840.7728 | 27172.5375 | 26520.3413 | 25883.799 | 25883.799
ATCO Line 30 | #N/A | #N/A | 37729.0805 | 36794.0763 | 35913.0841 | 35051.0969 | 34209.7991 | 33388.6942 | 32587.2975 | 32587.2975
ATCO Line 31 | #N/A | #N/A | 41238.4841 | 40216.5096 | 39253.5712 | 38311.4055 | 37391.8537 | 36494.373 | 35618.4336 | 35618.4336
ATCO Line 32 | #N/A | #N/A | 36867.467 | 35953.8154 | 35092.9422 | 34250.6401 | 33428.555 | 32626.2015 | 31843.1062 | 31843.1062
ATCO Line 33 | #N/A | #N/A | 55147.0299 | 53780.3731 | 52492.6634 | 51232.7325 | 50003.0425 | 48802.8675 | 47631.4993 | 47631.4993
ATCO Line 34 | #N/A | #N/A | 22764.4316 | 22200.2822 | 21668.7217 | 21148.6283 | 20641.0181 | 20145.5916 | 19662.0563 | 19662.0563
ATCO Line 35 | #N/A | #N/A | 11700.72 | 11410.7521 | 11137.5347 | 10870.2111 | 10609.3039 | 10354.659 | 10106.1261 | 10106.1261
ATCO Line 36 | #N/A | #N/A | 15202.1357 | 14825.3955 | 14470.4183 | 14123.0988 | 13784.1157 | 13453.2688 | 13130.3629 | 13130.3629
ATCO Line 37 | #N/A | #N/A | 110.955 | 108.2053 | 105.6144 | 103.0795 | 100.6054 | 98.1906 | 95.8338 | 95.8338
ATCO Line 38 | #N/A | #N/A | 692679.2589 | 675513.2419 | 659338.8476 | 643513.3716 | 628067.7392 | 612992.8335 | 598279.7563 | 598279.7563
ATCO Line 39 | #N/A | #N/A | 77664.5149 | 75739.8285 | 73926.3247 | 72151.9422 | 70420.1486 | 68729.9215 | 67080.2633 | 67080.2633
ATCO Line 40 | #N/A | #N/A | 188255.2613 | 183589.9087 | 179194.0576 | 174893.0351 | 170695.2458 | 166598.2121 | 162599.5155 | 162599.5155
ATCO Line 41 | #N/A | #N/A | 77543.8369 | 75622.1411 | 73811.4552 | 72039.8298 | 70310.7271 | 68623.1264 | 66976.0315 | 66976.0315
ATCO Line 42 | #N/A | #N/A | 31.8908 | 31.1004 | 30.3558 | 29.6272 | 28.9161 | 28.222 | 27.5446 | 27.5446
ATCO Line 43 | #N/A | #N/A | 67280.4609 | 65613.1126 | 64042.0815 | 62504.941 | 61004.695 | 59540.458 | 58111.3657 | 58111.3657
ATCO Line 44 | #N/A | #N/A | 155037.99 | 151195.8297 | 147575.6179 | 144033.5024 | 140576.4048 | 137202.2846 | 133909.1501 | 133909.1501
ATCO Line 45 | #N/A | #N/A | 707.7793 | 690.2391 | 673.7121 | 657.5416 | 641.7593 | 626.3558 | 611.3219 | 611.3219
ATCO Line 46 | #N/A | #N/A | 7856.4213 | 7661.723 | 7478.2718 | 7298.778 | 7123.5924 | 6952.6117 | 6785.7349 | 6785.7349
ATCO Line 47 | #N/A | #N/A | 613391.3445 | 598190.2451 | 583867.2618 | 569853.2576 | 556175.6181 | 542826.2698 | 529797.3331 | 529797.3331
ATCO Line 48 | 69 | n | 1169827.7031 | 1140836.9661 | 1113520.9258 | 1086794.1543 | 1060708.8798 | 1035249.705 | 1010401.6023 |  |  |  |  | 1010401.6023
ATCO Line 49 | 69 | n | 1163839.4575 | 1134997.1215 | 1107820.9096 | 1081230.9502 | 1055279.2039 | 1029950.3524 | 1005229.445 |  |  |  |  | 1005229.445
ATCO Line 50 | 69 | n | 742586.3564 | 724183.5389 | 706843.7898 | 689878.0984 | 673319.6181 | 657158.5751 | 641385.43 |  |  |  |  | 641385.43
ATCO Line 51 | 69 | n | 458595.189 | 447230.2568 | 436521.8383 | 426044.4246 | 415818.4901 | 405837.999 | 396097.0599 |  |  |  |  | 396097.0599
ATCO Line 52 | 69 | y | 91802.7424 | 89527.6816 | 87384.0434 | 85286.6482 | 83239.5949 | 81241.675 | 79291.7092 | [5 empty] | 79291.7092
ATCO Line 53 | 69 | n | 1307521.9115 | 1275118.8288 | 1244587.5624 | 1214714.9245 | 1185559.2908 | 1157103.4518 | 1129330.6108 |  |  |  |  | 1129330.6108
ATCO Line 54 | 69 | n | 899292.3313 | 877006.0173 | 856007.1082 | 835461.1931 | 815408.4219 | 795836.958 | 776735.2492 |  |  |  |  | 776735.2492
ATCO Line 55 | 69 | n | 1116712.3682 | 1089037.9384 | 1062962.1668 | 1037448.9085 | 1012548.0205 | 988244.8045 | 964524.9152 |  |  |  |  | 964524.9152
ATCO Line 56 | 69 | n | 412261.6413 | 402044.9497 | 392418.4418 | 382999.5995 | 373806.8286 | 364834.7029 | 356077.9265 |  |  |  |  | 356077.9265
ATCO Line 57 | 69 | n | 703859.5669 | 686416.4789 | 669981.019 | 653900.1092 | 638205.1739 | 622886.9491 | 607936.393 |  |  |  |  | 607936.393
ATCO Line 58 | 69 | y | 1536793.2918 | 1498708.3926 | 1462823.529 | 1427712.7832 | 1393444.7668 | 1359999.2527 | 1327356.4991 | [5 empty] | 1327356.4991
ATCO Line 59 | #N/A | #N/A | 166292.2024 | 162171.1395 | 158288.1365 | 154488.8986 | 150780.8502 | 147161.8025 | 143629.6194 | 143629.6194
ATCO Line 60 | #N/A | #N/A | 72388.3365 | 70594.4046 | 68904.102 | 67250.2632 | 65636.1198 | 64060.7192 | 62523.1314 | 62523.1314
ATCO Line 61 | 69 | n | 107635.9885 | 104968.5473 | 102455.1951 | 99996.0616 | 97595.9523 | 95253.4506 | 92967.1737 |  |  |  |  | 92967.1737
ATCO Line 62 | 69 | y | 146198.7147 | 142575.6098 | 139161.7994 | 135821.6326 | 132561.6366 | 129379.8872 | 126274.5062 | [5 empty] | 126274.5062
ATCO Line 63 | #N/A | #N/A | 198706.7291 | 193782.3676 | 189142.4697 | 184602.665 | 180171.8248 | 175847.3339 | 171626.6395 | 171626.6395
ATCO Line 64 | #N/A | #N/A | 66594.9998 | 64944.6387 | 63389.6133 | 61868.1334 | 60383.1722 | 58933.853 | 57519.3204 | 57519.3204
ATCO Line 65 | 69 | y | 199096.2947 | 194162.279 | 189513.2846 | 184964.5795 | 180525.0527 | 176192.0835 | 171963.1145 | [5 empty] | 171963.1145
ATCO Line 66 | #N/A | #N/A | 198709.8482 | 193785.4094 | 189145.4387 | 184605.5627 | 180174.653 | 175850.0942 | 171629.3335 | 171629.3335
ATCO Line 67 | 69 | y | 532021.851 | 518837.255 | 506414.2886 | 494259.3136 | 482396.0828 | 470817.5938 | 459517.012 | [5 empty] | 459517.012
ATCO Line 68 | 69 | n | 378454.8476 | 369075.9579 | 360238.8549 | 351592.3883 | 343153.4544 | 334917.0722 | 326878.3799 |  |  |  |  | 326878.3799
ATCO Line 69 | 69 | y | 177398.9199 | 173002.6097 | 168860.2595 | 164807.2691 | 160851.5588 | 156990.7936 | 153222.6946 | [5 empty] | 153222.6946
ATCO Line 70 | 69 | y | 276136.3692 | 269293.1419 | 262845.2247 | 256536.4037 | 250379.0072 | 244369.4007 | 238504.0371 | [5 empty] | 238504.0371
ATCO Line 71 | 69 | n | 968855.2466 | 944845.0205 | 922221.7839 | 900086.5816 | 878482.6694 | 857397.295 | 836818.0126 |  |  |  |  | 836818.0126
ATCO Line 72 | 69 | n | 1207101.4923 | 1177187.0341 | 1149000.6329 | 1121422.2761 | 1094505.8561 | 1068235.485 | 1042595.6564 |  |  |  |  | 1042595.6564
ATCO Line 73 | #N/A | #N/A | 1159715.666 | 1130975.526 | 1103895.6067 | 1077399.8624 | 1051540.0701 | 1026300.9654 | 1001667.6507 | 1001667.6507
ATCO Line 74 | #N/A | #N/A | 275855.7672 | 269019.4938 | 262578.1288 | 256275.7186 | 250124.5791 | 244121.0794 | 238261.676 | 238261.676
ATCO Line 75 | #N/A | #N/A | 1892321.5274 | 1845425.9071 | 1801239.288 | 1758005.8743 | 1715810.1506 | 1674627.2103 | 1634432.7445 | 1634432.7445
ATCO Line 76 | #N/A | #N/A | 1458037.3482 | 1421904.1833 | 1387858.309 | 1354546.8812 | 1322034.9956 | 1290303.4615 | 1259333.5488 | 1259333.5488
ATCO Line 77 | #N/A | #N/A | 6602.3698 | 6438.7495 | 6284.581 | 6133.7383 | 5986.516 | 5842.8275 | 5702.5877 | 5702.5877
ATCO Line 78 | #N/A | #N/A | 738628.3671 | 720323.6367 | 703076.3086 | 686201.0443 | 669730.8208 | 653655.9163 | 637966.8422 | 637966.8422
ATCO Line 79 | 69 | n | 629504.229 | 613903.8192 | 599204.5923 | 584822.461 | 570785.5301 | 557085.5141 | 543714.3265 |  |  |  |  | 543714.3265
ATCO Line 80 | 69 | n | 322340.6209 | 314352.3572 | 306825.5484 | 299461.11 | 292273.433 | 285258.275 | 278411.4951 |  |  |  |  | 278411.4951
ATCO Line 81 | 69 | n | 1437103.0382 | 1401488.6685 | 1367931.6204 | 1335098.4738 | 1303053.3896 | 1271777.4527 | 1241252.202 |  |  |  |  | 1241252.202
ATCO Line 82 | #N/A | #N/A | 22440.3504 | 21884.2324 | 21360.2394 | 20847.5501 | 20347.1664 | 19858.793 | 19382.1415 | 19382.1415
ATCO Line 83 | #N/A | #N/A | 35291.3256 | 34416.734 | 33592.6645 | 32786.3721 | 31999.4324 | 31231.3808 | 30481.764 | 30481.764
ATCO Line 84 | #N/A | #N/A | 20861.9678 | 20344.9653 | 19857.8284 | 19381.2 | 18916.0117 | 18461.9889 | 18018.8635 | 18018.8635
ATCO Line 85 | #N/A | #N/A | 7726.4012 | 7534.9251 | 7354.5099 | 7177.9867 | 7005.7004 | 6837.5493 | 6673.4341 | 6673.4341
ATCO Line 86 | #N/A | #N/A | 55592.5609 | 54214.8628 | 52916.7498 | 51646.6399 | 50407.0153 | 49197.1442 | 48016.3125 | 48016.3125
ATCO Line 87 | #N/A | #N/A | 23549.4719 | 22965.8676 | 22415.9761 | 21877.947 | 21352.8316 | 20840.3202 | 20340.11 | 20340.11
ATCO Line 88 | #N/A | #N/A | 353.3164 | 344.5605 | 336.3104 | 328.2382 | 320.3598 | 312.6706 | 305.1658 | 305.1658
ATCO Line 89 | #N/A | #N/A | 7326.7385 | 7145.1668 | 6974.084 | 6806.6917 | 6643.3173 | 6483.8641 | 6328.2382 | 6328.2382
ATCO Line 90 | #N/A | #N/A | 34128.9503 | 33283.1648 | 32486.2373 | 31706.5014 | 30945.4808 | 30202.7262 | 29477.7992 | 29477.7992
ATCO Line 91 | #N/A | #N/A | 99552.0934 | 97084.9878 | 94760.3984 | 92485.9557 | 90266.1043 | 88099.5339 | 85984.9655 | 85984.9655
ATCO Line 92 | #N/A | #N/A | 9621.7248 | 9383.2787 | 9158.6068 | 8938.7816 | 8724.2326 | 8514.8332 | 8310.4599 | 8310.4599
ATCO Line 93 | #N/A | #N/A | 11890.9514 | 11596.2691 | 11318.6097 | 11046.94 | 10781.7909 | 10523.006 | 10270.4324 | 10270.4324
ATCO Line 94 | #N/A | #N/A | 85362.6595 | 83247.1972 | 81253.938 | 79303.6779 | 77400.228 | 75542.4648 | 73729.2917 | 73729.2917
ATCO Line 95 | #N/A | #N/A | 12469.9179 | 12160.8877 | 11869.7091 | 11584.8119 | 11306.7528 | 11035.3677 | 10770.4964 | 10770.4964
ATCO Line 96 | #N/A | #N/A | 28801.5227 | 28087.7618 | 27415.2323 | 26757.2109 | 26114.9833 | 25488.1705 | 24876.4024 | 24876.4024
ATCO Line 97 | #N/A | #N/A | 2107.9065 | 2055.6683 | 2006.4477 | 1958.2888 | 1911.2859 | 1865.4111 | 1820.6375 | 1820.6375
ATCO Line 98 | #N/A | #N/A | 52579.3163 | 51276.2927 | 50048.5403 | 48847.2733 | 47674.8392 | 46530.5459 | 45413.718 | 45413.718
ATCO Line 99 | #N/A | #N/A | 9090.543 | 8865.2607 | 8652.9921 | 8445.3027 | 8242.5982 | 8044.759 | 7851.6684 | 7851.6684
ATCO Line 100 | #N/A | #N/A | 27964.6764 | 27271.6542 | 26618.6656 | 25979.7634 | 25356.1961 | 24747.5957 | 24153.603 | 24153.603
ATCO Line 101 | #N/A | #N/A | 9305.5529 | 9074.9421 | 8857.653 | 8645.0513 | 8437.5524 | 8235.034 | 8037.3764 | 8037.3764
ATCO Line 102 | #N/A | #N/A | 14926.5941 | 14556.6824 | 14208.1393 | 13867.115 | 13534.2759 | 13209.4257 | 12892.3726 | 12892.3726
ATCO Line 103 | #N/A | #N/A | 12071.5807 | 11772.4221 | 11490.5449 | 11214.7484 | 10945.5715 | 10682.8555 | 10426.4452 | 10426.4452
ATCO Line 104 | #N/A | #N/A | 194200.4025 | 189387.7171 | 184853.0441 | 180416.1944 | 176085.838 | 171859.4191 | 167734.4428 | 167734.4428
ATCO Line 105 | #N/A | #N/A | 9245.0177 | 9015.9071 | 8800.0315 | 8588.8128 | 8382.6638 | 8181.4628 | 7985.091 | 7985.091
ATCO Line 106 | #N/A | #N/A | 2257.1864 | 2201.2487 | 2148.5423 | 2096.9729 | 2046.6413 | 1997.5177 | 1949.5732 | 1949.5732
ATCO Line 107 | #N/A | #N/A | 2837.479 | 2767.1604 | 2700.9039 | 2636.0767 | 2572.8055 | 2511.0529 | 2450.7825 | 2450.7825
ATCO Line 108 | #N/A | #N/A | 550.8668 | 537.2152 | 524.3522 | 511.7667 | 499.4832 | 487.4946 | 475.7937 | 475.7937
ATCO Line 109 | #N/A | #N/A | 422.2786 | 411.8137 | 401.9533 | 392.3056 | 382.8894 | 373.6993 | 364.7298 | 364.7298
ATCO Line 110 | #N/A | #N/A | 11287.6951 | 11007.9628 | 10744.3896 | 10486.5024 | 10234.805 | 9989.1488 | 9749.3889 | 9749.3889
ATCO Line 111 | #N/A | #N/A | 15749.0244 | 15358.7312 | 14990.9839 | 14631.1697 | 14279.9918 | 13937.2429 | 13602.7207 | 13602.7207
ATCO Line 112 | #N/A | #N/A | 74593.4068 | 72744.8288 | 71003.0368 | 69298.8192 | 67635.5063 | 66012.1163 | 64427.691 | 64427.691
ATCO Line 113 | #N/A | #N/A | 12112.9049 | 11812.7222 | 11529.8801 | 11253.1394 | 10983.0412 | 10719.4258 | 10462.1377 | 10462.1377
ATCO Line 114 | #N/A | #N/A | -56.2349 | -54.8413 | -53.5282 | -52.2434 | -50.9895 | -49.7656 | -48.5711 | -48.5711
ATCO Line 115 | #N/A | #N/A | 17156.7749 | 16731.5948 | 16330.9758 | 15938.9991 | 15556.4306 | 15183.0446 | 14818.6206 | 14818.6206
ATCO Line 116 | #N/A | #N/A | -20.2175 | -19.7164 | -19.2443 | -18.7824 | -18.3316 | -17.8916 | -17.4622 | -17.4622
ATCO Line 117 | #N/A | #N/A | 163980.2128 | 159916.4457 | 156087.4288 | 152341.0124 | 148684.5177 | 145115.7862 | 141632.7116 | 141632.7116
ATCO Line 118 | #N/A | #N/A | 3279.2732 | 3198.006 | 3121.4334 | 3046.5126 | 2973.3901 | 2902.0227 | 2832.3683 | 2832.3683
ATCO Line 119 | #N/A | #N/A | 26315.2677 | 25663.1213 | 25048.6471 | 24447.4285 | 23860.6404 | 23287.9364 | 22728.9785 | 22728.9785
ATCO Line 120 | #N/A | #N/A | 6669.7338 | 6504.4441 | 6348.7026 | 6196.3208 | 6047.5965 | 5902.4418 | 5760.7712 | 5760.7712
ATCO Line 121 | #N/A | #N/A | 11539.813 | 11253.8327 | 10984.3725 | 10720.7252 | 10463.4059 | 10212.2628 | 9967.1477 | 9967.1477
ATCO Line 122 | #N/A | #N/A | 5726.3788 | 5584.4674 | 5450.7537 | 5319.9245 | 5192.2355 | 5067.6112 | 4945.9782 | 4945.9782
ATCO Line 123 | #N/A | #N/A | 12276.1039 | 11971.8768 | 11685.2238 | 11404.7546 | 11131.0173 | 10863.8502 | 10603.0956 | 10603.0956
ATCO Line 124 | #N/A | #N/A | -12.8181 | -12.5004 | -12.2011 | -11.9082 | -11.6224 | -11.3435 | -11.0712 | -11.0712
ATCO Line 125 | #N/A | #N/A | 7383.1067 | 7200.1382 | 7027.7391 | 6859.059 | 6694.4276 | 6533.7477 | 6376.9244 | 6376.9244
ATCO Line 126 | #N/A | #N/A | 219625.2667 | 214182.5008 | 209054.145 | 204036.4195 | 199139.1296 | 194359.3847 | 189694.3633 | 189694.3633
ATCO Line 127 | #N/A | #N/A | 686329.0171 | 669320.3722 | 653294.2591 | 637613.8655 | 622309.8333 | 607373.1291 | 592794.9362 | 592794.9362
ATCO Line 128 | #N/A | #N/A | 8831.4855 | 8612.6231 | 8406.4037 | 8204.6328 | 8007.7049 | 7815.5037 | 7627.9157 | 7627.9157
ATCO Line 129 | #N/A | #N/A | 18932.8656 | 18463.6703 | 18021.5787 | 17589.0241 | 17166.8517 | 16754.8123 | 16352.6626 | 16352.6626
ATCO Line 130 | #N/A | #N/A | 7208.8133 | 7030.1641 | 6861.8348 | 6697.1368 | 6536.3919 | 6379.5051 | 6226.384 | 6226.384
ATCO Line 131 | #N/A | #N/A | 7625.2561 | 7436.2865 | 7258.2331 | 7084.0207 | 6913.9898 | 6748.04 | 6586.0733 | 6586.0733
ATCO Line 132 | #N/A | #N/A | 23800.7831 | 23210.9507 | 22655.191 | 22111.4202 | 21580.7011 | 21062.7202 | 20557.172 | 20557.172
ATCO Line 133 | #N/A | #N/A | 11041.9616 | 10768.3191 | 10510.4839 | 10258.2109 | 10011.9929 | 9771.6847 | 9537.1443 | 9537.1443
ATCO Line 134 | #N/A | #N/A | 29719.3985 | 28982.8907 | 28288.9284 | 27609.9365 | 26947.2418 | 26300.453 | 25669.1886 | 25669.1886
ATCO Line 135 | #N/A | #N/A | 22342.4744 | 21788.7819 | 21267.0744 | 20756.6212 | 20258.42 | 19772.1767 | 19297.6041 | 19297.6041
ATCO Line 136 | #N/A | #N/A | 3050.5867 | 2974.9869 | 2903.7543 | 2834.0582 | 2766.0351 | 2699.6446 | 2634.8476 | 2634.8476
ATCO Line 137 | #N/A | #N/A | 11274.6106 | 10995.2026 | 10731.935 | 10474.3467 | 10222.941 | 9977.5696 | 9738.0876 | 9738.0876
ATCO Line 138 | #N/A | #N/A | 24685.9918 | 24074.2222 | 23497.7924 | 22933.7975 | 22383.3396 | 21846.0938 | 21321.7431 | 21321.7431
ATCO Line 139 | #N/A | #N/A | 264043.1624 | 257499.6297 | 251334.0947 | 245301.5642 | 239413.8267 | 233667.407 | 228058.913 | 228058.913
ATCO Line 140 | #N/A | #N/A | 48.2042 | 47.0096 | 45.8841 | 44.7827 | 43.7079 | 42.6588 | 41.6349 | 41.6349
ATCO Line 141 | #N/A | #N/A | 834.7772 | 814.0897 | 794.5972 | 775.5253 | 756.9111 | 738.7437 | 721.0123 | 721.0123
ATCO Line 142 | #N/A | #N/A | 1219.1692 | 1188.9557 | 1160.4875 | 1132.6335 | 1105.448 | 1078.915 | 1053.0188 | 1053.0188
ATCO Line 143 | #N/A | #N/A | 8088.8894 | 7888.4301 | 7699.5506 | 7514.7457 | 7334.3765 | 7158.3365 | 6986.5219 | 6986.5219
ATCO Line 144 | #N/A | #N/A | 49316.7211 | 48094.5513 | 46942.9821 | 45816.2548 | 44716.5713 | 43643.2825 | 42595.7548 | 42595.7548
ATCO Line 145 | #N/A | #N/A | 59955.8157 | 58469.9873 | 57069.9901 | 55700.1941 | 54363.2759 | 53058.4465 | 51784.9356 | 51784.9356
ATCO Line 146 | #N/A | #N/A | 14949.375 | 14578.8987 | 14229.8236 | 13888.2789 | 13554.9319 | 13229.5859 | 12912.0489 | 12912.0489
ATCO Line 147 | #N/A | #N/A | 85665.3074 | 83542.3449 | 81542.0187 | 79584.8441 | 77674.6456 | 75810.2958 | 73990.6942 | 73990.6942
ATCO Line 148 | #N/A | #N/A | 19039.1315 | 18567.3027 | 18122.7298 | 17687.7474 | 17263.2054 | 16848.8533 | 16444.4464 | 16444.4464
ATCO Line 149 | #N/A | #N/A | 20074.2832 | 19576.8012 | 19108.057 | 18649.4247 | 18201.8005 | 17764.9202 | 17338.5259 | 17338.5259
ATCO Line 150 | #N/A | #N/A | 2721.0416 | 2653.6086 | 2590.0709 | 2527.904 | 2467.2291 | 2408.0106 | 2350.2134 | 2350.2134
ATCO Line 151 | #N/A | #N/A | 2477620.1125 | 2416219.5892 | 2358365.9662 | 2301760.3769 | 2246513.437 | 2192592.5363 | 2139965.8471 | 2139965.8471
ATCO Line 152 | #N/A | #N/A | 257579.4598 | 251196.1109 | 245181.5065 | 239296.6507 | 233553.0434 | 227947.2944 | 222476.0948 | 222476.0948
ATCO Line 153 | #N/A | #N/A | 57426.5049 | 56003.3579 | 54662.4214 | 53350.4119 | 52069.8933 | 50820.1097 | 49600.3235 | 49600.3235
ATCO Line 154 | #N/A | #N/A | 16985.5254 | 16564.5891 | 16167.9689 | 15779.9047 | 15401.1548 | 15031.4957 | 14670.7092 | 14670.7092
ATCO Line 155 | #N/A | #N/A | 10683.3295 | 10418.5746 | 10169.1137 | 9925.0343 | 9686.8132 | 9454.3099 | 9227.3872 | 9227.3872
ATCO Line 156 | #N/A | #N/A | 54647.9603 | 53293.6714 | 52017.6152 | 50769.0865 | 49550.5249 | 48361.2114 | 47200.4437 | 47200.4437
ATCO Line 157 | #N/A | #N/A | 26638.2051 | 25978.0556 | 25356.0407 | 24747.444 | 24153.4549 | 23573.7228 | 23007.9054 | 23007.9054
ATCO Line 158 | #N/A | #N/A | 15625.4807 | 15238.2491 | 14873.3866 | 14516.395 | 14167.972 | 13827.9118 | 13496.0137 | 13496.0137
ATCO Line 159 | #N/A | #N/A | 6831.3845 | 6662.0888 | 6502.5726 | 6346.4976 | 6194.1688 | 6045.4961 | 5900.3919 | 5900.3919
ATCO Line 160 | #N/A | #N/A | 4736.2593 | 4618.8851 | 4508.2911 | 4400.0829 | 4294.472 | 4191.3959 | 4090.7939 | 4090.7939
ATCO Line 161 | #N/A | #N/A | 9798.8452 | 9556.0097 | 9327.2019 | 9103.3301 | 8884.8316 | 8671.5775 | 8463.442 | 8463.442
ATCO Line 162 | #N/A | #N/A | 12073.3096 | 11774.1082 | 11492.1906 | 11216.3546 | 10947.1392 | 10684.3856 | 10427.9386 | 10427.9386
ATCO Line 163 | #N/A | #N/A | 8094.6944 | 7894.0912 | 7705.0762 | 7520.1387 | 7339.64 | 7163.4737 | 6991.5357 | 6991.5357
ATCO Line 164 | #N/A | #N/A | 6613472.1736 | 6449576.728 | 6295148.9675 | 6144052.5632 | 5996582.7806 | 5852652.5732 | 5712176.9842 | 5712176.9842
ATCO Line 165 | 138 | n | 4826.9 | 4707.2794 | 4594.569 | 4484.29 | 4376.6579 | 4271.6092 | 4169.0819 |  |  |  | 4169.0819
ATCO Line 166 | 138 | n | 652235.5518 | 636071.8131 | 620841.7988 | 605940.3304 | 591396.5276 | 577201.8057 | 563347.7861 |  |  |  | 563347.7861
ATCO Line 167 | 138 | n | 5052578.1114 | 4927364.8317 | 4809384.6993 | 4693949.6654 | 4581285.3075 | 4471325.1238 | 4364004.2086 |  |  |  | 4364004.2086
ATCO Line 168 | 138 | y | 809166.7286 | 789113.9125 | 770219.4796 | 751732.6425 | 733689.5271 | 716079.4832 | 698892.1163 | [5 empty] | 698892.1163
ATCO Line 169 | 138 | y | 9748814.11 | 9507218.4413 | 9279578.9365 | 9056850.1309 | 8839467.2706 | 8627302.0419 | 8420229.2111 | [5 empty] | 8420229.2111
ATCO Line 170 | 138 | n | 15631796.9922 | 15244408.9053 | 14879398.9168 | 14522263.0196 | 14173699.1118 | 13833501.4482 | 13501469.2218 |  |  |  | 13501469.2218
ATCO Line 171 | 138 | n | 4967410.4641 | 4844307.814 | 4728316.3872 | 4614827.1579 | 4504061.9014 | 4395955.2369 | 4290443.3525 |  |  |  | 4290443.3525
ATCO Line 172 | 138 | y | 460480.8137 | 449069.1519 | 438316.7031 | 427796.2089 | 417528.2281 | 407506.6997 | 397725.7085 | [5 empty] | 397725.7085
ATCO Line 173 | 138 | y | 501736.9092 | 489302.8365 | 477587.038 | 466123.9758 | 454936.0504 | 444016.6581 | 433359.3534 | [5 empty] | 433359.3534
ATCO Line 174 | 138 | y | 1227873.5752 | 1197444.3421 | 1168772.9027 | 1140719.9712 | 1113340.3672 | 1086617.9294 | 1060536.8847 | [5 empty] | 1060536.8847
ATCO Line 175 | 138 | y | 302092.3084 | 294605.8395 | 287551.8386 | 280650.0085 | 273913.8363 | 267339.346 | 260922.6569 | [5 empty] | 260922.6569
ATCO Line 176 | 138 | n | 8039690.4086 | 7840450.3412 | 7652719.698 | 7469038.8295 | 7289766.6763 | 7114797.42 | 6944027.7825 |  |  |  | 6944027.7825
ATCO Line 177 | 138 | n | 44648481.1928 | 43541999.9788 | 42499436.4389 | 41479363.3536 | 40483774.1012 | 39512081.0198 | 38563710.5526 |  |  |  | 38563710.5526
ATCO Line 178 | 138 | n | 1328279.7884 | 1295362.2827 | 1264346.3099 | 1233999.4219 | 1204380.9209 | 1175473.3244 | 1147259.5691 |  |  |  | 1147259.5691
ATCO Line 179 | 138 | y | 850896.694 | 829809.7235 | 809940.8759 | 790500.6443 | 771527.0178 | 753008.7971 | 734935.0514 | [5 empty] | 734935.0514
ATCO Line 180 | 138 | n | 38765247.4622 | 37804564.883 | 36899377.6842 | 36013717.4216 | 35149314.8101 | 34305659.623 | 33482253.8796 |  |  |  | 33482253.8796
ATCO Line 181 | 138 | y | 10865677.1438 | 10596403.3115 | 10342684.517 | 10094439.011 | 9852151.903 | 9615680.1793 | 9384884.259 | [5 empty] | 9384884.259
ATCO Line 182 | 138 | n | 3193557.6835 | 3114414.7544 | 3039843.6444 | 2966881.2019 | 2895670.0068 | 2826168.0255 | 2758334.2333 |  |  |  | 2758334.2333
ATCO Line 183 | 138 | n | 2883638.3363 | 2812175.8461 | 2744841.5021 | 2678959.7123 | 2614659.2197 | 2551902.0699 | 2490651.2196 |  |  |  | 2490651.2196
ATCO Line 184 | 138 | n | 2001539.7054 | 1951937.434 | 1905200.5179 | 1859471.8228 | 1814840.7096 | 1771280.834 | 1728766.4843 |  |  |  | 1728766.4843
ATCO Line 185 | 138 | n | 548242.9531 | 534656.3649 | 521854.6279 | 509329.0533 | 497104.118 | 485172.6062 | 473527.4749 |  |  |  | 473527.4749
ATCO Line 186 | 138 | n | 8238.913 | 8034.7358 | 7842.3532 | 7654.1207 | 7470.4062 | 7291.1013 | 7116.1 |  |  |  | 7116.1
ATCO Line 187 | 138 | n | 1434933.6213 | 1399373.0142 | 1365866.623 | 1333083.0406 | 1301086.3309 | 1269857.6074 | 1239378.4369 |  |  |  | 1239378.4369
ATCO Line 188 | 138 | y | 11392723.3345 | 11110388.2134 | 10844362.6364 | 10584075.8332 | 10330036.4436 | 10082094.5171 | 9840103.7021 | [5 empty] | 9840103.7021
ATCO Line 189 | 138 | n | 1760023.6201 | 1716406.6141 | 1675309.2149 | 1635098.3795 | 1595852.6862 | 1557548.9695 | 1520164.6201 |  |  |  | 1520164.6201
ATCO Line 190 | 138 | n | 28972352.4802 | 28254357.9843 | 27577839.6 | 26915915.248 | 26269878.4293 | 25639347.8109 | 25023951.2124 |  |  |  | 25023951.2124
ATCO Line 191 | 138 | n | 1054893.6959 | 1028751.26 | 1004118.9842 | 980018.0822 | 956495.6511 | 933537.8062 | 911130.9963 |  |  |  | 911130.9963
ATCO Line 192 | 138 | y | 414367.0858 | 404098.217 | 394422.546 | 384955.6011 | 375715.8822 | 366697.9353 | 357896.4375 | [5 empty] | 357896.4375
ATCO Line 193 | 138 | n | 45456759.9414 | 44330247.9172 | 43268810.6792 | 42230271.0443 | 41216658.477 | 40227374.677 | 39261835.7043 |  |  |  | 39261835.7043
ATCO Line 194 | 138 | n | 9618243.5989 | 9379883.7361 | 9155293.1156 | 8935547.423 | 8721076.0749 | 8511752.4762 | 8307453.0704 |  |  |  | 8307453.0704
ATCO Line 195 | 138 | n | 18562029.5725 | 18102024.2942 | 17668591.9636 | 17244509.7492 | 16830606.3722 | 16426637.5197 | 16032364.7429 |  |  |  | 16032364.7429
ATCO Line 196 | 138 | n | 2974732.2905 | 2901012.3048 | 2831550.8731 | 2763587.8816 | 2697256.1405 | 2632516.4963 | 2569330.7355 |  |  |  | 2569330.7355
ATCO Line 197 | 138 | n | 5159568.4217 | 5031703.702 | 4911225.2944 | 4793345.8786 | 4678295.809 | 4566007.1756 | 4456413.6982 |  |  |  | 4456413.6982
ATCO Line 198 | 138 | n | 811946.7444 | 791825.0338 | 772865.6862 | 754315.3347 | 736210.2294 | 718539.6836 | 701293.2668 |  |  |  | 701293.2668
ATCO Line 199 | 138 | n | 3344460.3843 | 3261577.7758 | 3183483.015 | 3107072.9349 | 3032496.8525 | 2959710.7481 | 2888671.6584 |  |  |  | 2888671.6584
ATCO Line 200 | 138 | n | 14562316.8465 | 14201432.6777 | 13861395.5657 | 13528693.8236 | 13203977.6013 | 12887055.2302 | 12577739.6418 |  |  |  | 12577739.6418
ATCO Line 201 | 138 | n | 25494760.8059 | 24862948.1857 | 24267633.2419 | 23685160.5884 | 23116668.4657 | 22561821.3124 | 22020291.6216 |  |  |  | 22020291.6216
ATCO Line 202 | 138 | n | 112277589.57 | 109495119.925 | 106873384.1323 | 104308205.113 | 101804595.6178 | 99361077.8527 | 96976209.4936 |  |  |  | 96976209.4936
ATCO Line 203 | 138 | y | 2356850.8889 | 2298443.2754 | 2243409.672 | 2189563.2679 | 2137009.2873 | 2085716.7094 | 2035655.2578 | [5 empty] | 2035655.2578
ATCO Line 204 | 138 | y | 2129386.115 | 2076615.5466 | 2026893.3552 | 1978243.784 | 1930761.9017 | 1884419.6813 | 1839189.7686 | [5 empty] | 1839189.7686
ATCO Line 205 | 138 | n | 888110.6624 | 866101.4531 | 845363.6414 | 825073.1913 | 805269.7532 | 785941.6381 | 767077.4371 |  |  |  | 767077.4371
ATCO Line 206 | 138 | n | 186604.6248 | 181980.1784 | 177622.8705 | 173359.5596 | 169198.5769 | 165137.4662 | 161173.8305 |  |  |  | 161173.8305
ATCO Line 207 | 138 | n | 5320484.2329 | 5188631.6884 | 5064395.8191 | 4942839.9986 | 4824201.7655 | 4708411.0917 | 4595399.6301 |  |  |  | 4595399.6301
ATCO Line 208 | 138 | n | 394529.0385 | 384751.7973 | 375539.3543 | 366525.6445 | 357728.282 | 349142.0742 | 340761.9529 |  |  |  | 340761.9529
ATCO Line 209 | 138 | n | 2783097.3529 | 2714126.4752 | 2649139.8116 | 2585555.0573 | 2523496.4668 | 2462927.4089 | 2403812.1318 |  |  |  | 2403812.1318
ATCO Line 210 | 138 | n | 6162974.77 | 6010243.5768 | 5866335.1477 | 5725531.149 | 5588106.7332 | 5453980.7834 | 5323074.1298 |  |  |  | 5323074.1298
ATCO Line 211 | 138 | n | 14829132.4153 | 14461636.0078 | 14115368.6237 | 13776571.0107 | 13445905.2308 | 13123176.1035 | 12808193.1329 |  |  |  | 12808193.1329
ATCO Line 212 | 138 | n | 382038.3826 | 372570.6855 | 363649.9053 | 354921.5665 | 346402.7256 | 338088.3542 | 329973.5447 |  |  |  | 329973.5447
ATCO Line 213 | #N/A | #N/A | 204622.9185 | 199551.9416 | 194773.8979 | 190098.9275 | 185536.1658 | 181082.9197 | 176736.5606 | 176736.5606
ATCO Line 214 | 138 | n | 1999337.8324 | 1949790.128 | 1903104.6266 | 1857426.2372 | 1812844.2222 | 1769332.2664 | 1726864.6863 |  |  |  | 1726864.6863
ATCO Line 215 | 138 | n | 2330856.8204 | 2273093.3934 | 2218666.7641 | 2165414.2402 | 2113439.8855 | 2062713.0212 | 2013203.7051 |  |  |  | 2013203.7051
ATCO Line 216 | 138 | n | 1151715.686 | 1123173.802 | 1096280.686 | 1069967.7154 | 1044286.3098 | 1019221.3101 | 994757.9216 |  |  |  | 994757.9216
ATCO Line 217 | 138 | n | 4331405.4597 | 4224064.3219 | 4122923.9183 | 4023965.342 | 3927381.9733 | 3833116.8022 | 3741114.1873 |  |  |  | 3741114.1873
ATCO Line 218 | 138 | n | 360633.9601 | 351696.7087 | 343275.732 | 335036.4149 | 326994.8582 | 319146.3152 | 311486.1532 |  |  |  | 311486.1532
ATCO Line 219 | 138 | n | 1207018.1987 | 1177105.8047 | 1148921.3484 | 1121344.8946 | 1094430.3319 | 1068161.7736 | 1042523.7142 |  |  |  | 1042523.7142
ATCO Line 220 | 138 | n | 11245601.6448 | 10966912.5018 | 10704322.2872 | 10447396.7377 | 10196637.9249 | 9951897.8347 | 9713032.0055 |  |  |  | 9713032.0055
ATCO Line 221 | 138 | n | 4465069.7889 | 4354416.1741 | 4250154.644 | 4148142.271 | 4048578.4029 | 3951404.2705 | 3856562.5154 |  |  |  | 3856562.5154
ATCO Line 222 | 138 | n | 539134.1378 | 525773.2848 | 513184.243 | 500866.7754 | 488844.952 | 477111.6769 | 465660.0244 |  |  |  | 465660.0244
ATCO Line 223 | 138 | y | 213089.0928 | 207808.3067 | 202832.5738 | 197964.1787 | 193212.6349 | 188575.1379 | 184048.9503 | [5 empty] | 184048.9503
ATCO Line 224 | 138 | y | 342100.9899 | 333623.0236 | 325634.8007 | 317818.9018 | 310190.6005 | 302745.394 | 295478.8875 | [5 empty] | 295478.8875
ATCO Line 225 | 138 | y | 303259.0233 | 295743.6409 | 288662.3966 | 281733.9108 | 274971.7228 | 268371.8411 | 261930.37 | [5 empty] | 261930.37
ATCO Line 226 | 138 | n | 3847405.3508 | 3752058.7314 | 3662219.9634 | 3574319.2209 | 3488528.2754 | 3404796.4874 | 3323074.433 |  |  |  | 3323074.433
ATCO Line 227 | 138 | n | 935743.0014 | 912553.3648 | 890703.3151 | 869324.6203 | 848459.0578 | 828094.3113 | 808218.3603 |  |  |  | 808218.3603
ATCO Line 228 | 138 | y | 5851692.5522 | 5706675.5728 | 5570035.7333 | 5436343.5244 | 5305860.201 | 5178508.7432 | 5054213.9799 | [5 empty] | 5054213.9799
ATCO Line 229 | 138 | n | 6981657.7872 | 6808637.9447 | 6645612.8728 | 6486104.6206 | 6330424.8915 | 6178481.7931 | 6030185.6388 |  |  |  | 6030185.6388
ATCO Line 230 | 138 | n | 4248589.2597 | 4143300.4777 | 4044093.8723 | 3947027.3778 | 3852290.6769 | 3759827.85 | 3669584.3193 |  |  |  | 3669584.3193
ATCO Line 231 | 138 | n | 705863.6022 | 688370.85 | 671888.5949 | 655761.8994 | 640022.2774 | 624660.4384 | 609667.3149 |  |  |  | 609667.3149
ATCO Line 232 | 138 | n | 4391843.4508 | 4283004.5353 | 4180452.8755 | 4080113.487 | 3982182.4483 | 3886601.9542 | 3793315.5867 |  |  |  | 3793315.5867
ATCO Line 233 | 138 | n | 75252.4966 | 73387.5849 | 71630.4029 | 69911.1272 | 68233.1177 | 66595.3838 | 64996.9589 |  |  |  | 64996.9589
ATCO Line 234 | 138 | n | 1189399.9524 | 1159924.1747 | 1132151.113 | 1104977.179 | 1078455.4749 | 1052570.3457 | 1027306.5123 |  |  |  | 1027306.5123
ATCO Line 235 | #N/A | #N/A | 6060539.3446 | 5910346.712 | 5768830.1994 | 5630366.5181 | 5495226.2474 | 5363329.6186 | 5234598.7777 | 5234598.7777
ATCO Line 236 | 138 | n | 1027973.3454 | 1002498.0511 | 978494.3784 | 955008.5192 | 932086.3685 | 909714.3962 | 887879.3967 |  |  |  | 887879.3967
ATCO Line 237 | 138 | n | 3285398.8298 | 3203979.8882 | 3127264.2431 | 3052203.5282 | 2978944.4233 | 2907443.6863 | 2837659.1127 |  |  |  | 2837659.1127
ATCO Line 238 | 138 | n | 3382596.1255 | 3298768.4349 | 3219783.1862 | 3142501.828 | 3067075.38 | 2993459.3204 | 2921610.1962 |  |  |  | 2921610.1962
ATCO Line 239 | 138 | n | 1172525.3365 | 1143467.7465 | 1116088.7152 | 1089300.3115 | 1063154.8842 | 1037637.0003 | 1012731.5977 |  |  |  | 1012731.5977
ATCO Line 240 | 138 | n | 16654712.7095 | 16241974.6668 | 15853079.1036 | 15472572.8977 | 15101199.6162 | 14738740.0503 | 14384980.2526 |  |  |  | 14384980.2526
ATCO Line 241 | 138 | n | 167658.5094 | 163503.5866 | 159588.6796 | 155758.2261 | 152019.7113 | 148370.9284 | 144809.7237 |  |  |  | 144809.7237
ATCO Line 242 | 138 | n | 2663470.6678 | 2597464.3854 | 2535271.0625 | 2474419.3903 | 2415028.2823 | 2357062.6818 | 2300488.374 |  |  |  | 2300488.374
ATCO Line 243 | 138 | n | 1024896.0705 | 999497.0375 | 975565.2206 | 952149.6672 | 929296.1348 | 906991.1337 | 885221.4981 |  |  |  | 885221.4981
ATCO Line 244 | 138 | n | 1415598.5607 | 1380517.1163 | 1347462.2081 | 1315120.369 | 1283554.8001 | 1252746.8691 | 1222678.3912 |  |  |  | 1222678.3912
ATCO Line 245 | 138 | y | 8411.5666 | 8203.1107 | 8006.6966 | 7814.5195 | 7626.9551 | 7443.8927 | 7265.2241 | [5 empty] | 7265.2241
ATCO Line 246 | 138 | n | 357719.2948 | 348854.2748 | 340501.357 | 332328.6305 | 324352.0661 | 316566.9555 | 308968.7034 |  |  |  | 308968.7034
ATCO Line 247 | 138 | n | 170268.9924 | 166049.3764 | 162073.5135 | 158183.4189 | 154386.6944 | 150681.0991 | 147064.4457 |  |  |  | 147064.4457
ATCO Line 248 | 138 | n | 1586575.5928 | 1547256.9857 | 1510209.6815 | 1473961.5714 | 1438583.4899 | 1404054.5544 | 1370354.3838 |  |  |  | 1370354.3838
ATCO Line 249 | 138 | y | 317944.7458 | 310065.4209 | 302641.258 | 295377.251 | 288287.595 | 281368.1052 | 274614.6973 | [5 empty] | 274614.6973
ATCO Line 250 | 138 | n | 19037361.2785 | 18565576.3027 | 18121044.7479 | 17686102.7446 | 17261600.2357 | 16847286.6522 | 16442917.439 |  |  |  | 16442917.439
ATCO Line 251 | 138 | n | 629985.6099 | 614373.2704 | 599662.803 | 585269.6737 | 571222.0088 | 557511.5165 | 544130.1039 |  |  |  | 544130.1039
ATCO Line 252 | 138 | n | 6762387.8987 | 6594802.0151 | 6436897.0007 | 6282398.3547 | 6131607.9912 | 5984436.9036 | 5840798.2221 |  |  |  | 5840798.2221
ATCO Line 253 | #N/A | #N/A | 12740172.39 | 12424444.7093 | 12126955.548 | 11835883.901 | 11551798.5667 | 11274531.8594 | 11003920.1181 | 11003920.1181
ATCO Line 254 | 138 | n | 748783.1578 | 730226.7708 | 712742.3234 | 695635.0552 | 678938.3962 | 662642.491 | 646737.7208 |  |  |  | 646737.7208
ATCO Line 255 | 138 | y | 527152.0696 | 514088.1569 | 501778.9022 | 489735.1859 | 477980.5434 | 466508.0363 | 455310.8927 | [5 empty] | 455310.8927
ATCO Line 256 | 138 | n | 195057.2746 | 190223.354 | 185668.6727 | 181212.2462 | 176862.783 | 172617.7158 | 168474.5388 |  |  |  | 168474.5388
ATCO Line 257 | 138 | n | 924572.6153 | 901659.8039 | 880070.588 | 858947.1004 | 838330.6195 | 818208.9762 | 798570.2933 |  |  |  | 798570.2933
ATCO Line 258 | 138 | n | 1323552.6335 | 1290752.2765 | 1259846.685 | 1229607.7971 | 1200094.7041 | 1171289.9855 | 1143176.6389 |  |  |  | 1143176.6389
ATCO Line 259 | 138 | n | 8029837.8108 | 7830841.9111 | 7643341.3308 | 7459885.5623 | 7280833.1061 | 7106078.2737 | 6935517.9135 |  |  |  | 6935517.9135
ATCO Line 260 | 138 | n | 933235.2624 | 910107.7727 | 888316.2799 | 866994.8788 | 846185.2349 | 825875.0648 | 806052.3801 |  |  |  | 806052.3801
ATCO Line 261 | 138 | n | 61994.8758 | 60458.5152 | 59010.905 | 57594.523 | 56212.1371 | 54862.9312 | 53546.1091 |  |  |  | 53546.1091
ATCO Line 262 | 138 | n | 413689.7149 | 403437.6327 | 393777.7786 | 384326.3094 | 375101.6948 | 366098.4897 | 357311.3798 |  |  |  | 357311.3798
ATCO Line 263 | 138 | n | 1605220.8869 | 1565440.2111 | 1527957.5303 | 1491283.4357 | 1455489.5941 | 1420554.8776 | 1386458.6656 |  |  |  | 1386458.6656
ATCO Line 264 | #N/A | #N/A | 4064673.4685 | 3963942.4982 | 3869030.4151 | 3776165.8003 | 3685530.1255 | 3597069.8917 | 3510732.8837 | 3510732.8837
ATCO Line 265 | 138 | n | 812476.3245 | 792341.4898 | 773369.7763 | 754807.3256 | 736690.4115 | 719008.3403 | 701750.6749 |  |  |  | 701750.6749
ATCO Line 266 | 138 | n | 1831406.1899 | 1786020.177 | 1743255.9604 | 1701414.2647 | 1660576.855 | 1620719.6264 | 1581819.0524 |  |  |  | 1581819.0524
ATCO Line 267 | #N/A | #N/A | 1007445.7088 | 982479.1317 | 958954.7891 | 935937.9199 | 913473.5025 | 891548.2768 | 870149.3013 | 870149.3013
ATCO Line 268 | 138 | n | 1494580.4204 | 1457541.643 | 1422642.4704 | 1388496.1518 | 1355169.4145 | 1322642.5868 | 1290896.4693 |  |  |  | 1290896.4693
ATCO Line 269 | 138 | y | 771725.6996 | 752600.7492 | 734580.5824 | 716949.1514 | 699740.9107 | 682945.7028 | 666553.6142 | [5 empty] | 666553.6142
ATCO Line 270 | 138 | n | 694269.6448 | 677064.2147 | 660852.6842 | 644990.873 | 629509.7776 | 614400.26 | 599653.4017 |  |  |  | 599653.4017
ATCO Line 271 | 138 | n | 597142.1671 | 582343.7558 | 568400.1986 | 554757.4354 | 541442.1264 | 528446.412 | 515762.6212 |  |  |  | 515762.6212
ATCO Line 272 | 138 | n | 813693.1167 | 793528.1273 | 774528.0011 | 755937.7507 | 737793.7041 | 720085.1516 | 702801.6405 |  |  |  | 702801.6405
ATCO Line 273 | 138 | n | 801344.9426 | 781485.9664 | 762774.176 | 744466.0413 | 726597.3392 | 709157.5223 | 692136.2965 |  |  |  | 692136.2965
ATCO Line 274 | 138 | y | 1019678.2182 | 994408.4942 | 970598.5167 | 947302.1743 | 924564.9916 | 902373.5476 | 880714.7435 | [5 empty] | 880714.7435
ATCO Line 275 | 138 | n | 815823.1708 | 795605.3943 | 776555.5304 | 757916.6151 | 739725.0718 | 721970.1625 | 704641.4073 |  |  |  | 704641.4073
ATCO Line 276 | 138 | n | -67797.2045 | -66117.0503 | -64533.9529 | -62985.0065 | -61473.238 | -59997.755 | -58557.6866 |  |  |  | -58557.6866
ATCO Line 277 | 138 | y | 29095.5064 | 28374.4599 | 27695.0658 | 27030.3278 | 26381.5448 | 25748.334 | 25130.3215 | [5 empty] | 25130.3215
ATCO Line 278 | 138 | y | 4442719.5899 | 4332619.8589 | 4228880.2168 | 4127378.4734 | 4028312.9788 | 3931625.2579 | 3837258.2393 | [5 empty] | 3837258.2393
ATCO Line 279 | #N/A | #N/A | 2703961.4235 | 2636951.6969 | 2573812.8953 | 2512036.1406 | 2451742.1539 | 2392895.3457 | 2335460.9809 | 2335460.9809
ATCO Line 280 | 138 | n | 4309055.5033 | 4202268.2435 | 4101649.7221 | 4003201.7699 | 3907116.7692 | 3813338.0043 | 3721810.1209 |  |  |  | 3721810.1209
ATCO Line 281 | 138 | n | 1789749.9338 | 1745396.2486 | 1703604.7256 | 1662714.7404 | 1622806.1981 | 1583855.5422 | 1545839.7814 |  |  |  | 1545839.7814
ATCO Line 282 | 138 | n | 5860950.3086 | 5715703.9029 | 5578847.8904 | 5444944.1717 | 5314254.4152 | 5186701.4792 | 5062210.0736 |  |  |  | 5062210.0736
ATCO Line 283 | #N/A | #N/A | 115927.8699 | 113054.9388 | 110347.9672 | 107699.3911 | 105114.3862 | 102591.4267 | 100129.0234 | 100129.0234
ATCO Line 284 | 138 | n | 426075.394 | 415516.3692 | 405567.3035 | 395832.8617 | 386332.0664 | 377059.3095 | 368009.1176 |  |  |  | 368009.1176
ATCO Line 285 | 138 | n | 1937568.2237 | 1889551.2972 | 1844308.146 | 1800040.9919 | 1756836.3398 | 1714668.6873 | 1673513.1445 |  |  |  | 1673513.1445
ATCO Line 286 | 138 | y | 4481553.6102 | 4370491.4924 | 4265845.0571 | 4163456.0823 | 4063524.6515 | 3965991.7787 | 3870799.8936 | [5 empty] | 3870799.8936
ATCO Line 287 | 138 | n | 241554.8107 | 235568.5855 | 229928.1644 | 224409.4198 | 219023.1364 | 213766.1348 | 208635.3119 |  |  |  | 208635.3119
ATCO Line 288 | 138 | y | 576339.1291 | 562056.2599 | 548598.4636 | 535430.9825 | 522579.5477 | 510036.5736 | 497794.6564 | [5 empty] | 497794.6564
ATCO Line 289 | 138 | n | 1021490.4624 | 996175.8274 | 972323.5331 | 948985.7868 | 926208.1939 | 903977.3097 | 882280.0121 |  |  |  | 882280.0121
ATCO Line 290 | 138 | n | 741025.4555 | 722661.3203 | 705358.019 | 688427.9891 | 671904.3144 | 655777.2415 | 640037.2513 |  |  |  | 640037.2513
ATCO Line 291 | 138 | n | 449749.1903 | 438603.4801 | 428101.6199 | 417826.3086 | 407797.6257 | 398009.6516 | 388456.6089 |  |  |  | 388456.6089
ATCO Line 292 | 138 | n | 1892977.724 | 1846065.8418 | 1801863.9003 | 1758615.4946 | 1716405.1388 | 1675207.9175 | 1634999.5136 |  |  |  | 1634999.5136
ATCO Line 293 | 138 | n | 1433833.9927 | 1398300.6367 | 1364819.9224 | 1332061.4628 | 1300089.2731 | 1268884.4811 | 1238428.6676 |  |  |  | 1238428.6676
ATCO Line 294 | 138 | y | 4538239.2338 | 4425772.3296 | 4319802.2577 | 4216118.2001 | 4114922.7712 | 4016156.2387 | 3919760.3044 | [5 empty] | 3919760.3044
ATCO Line 295 | 138 | n | 2865638.9851 | 2794622.5559 | 2727708.5054 | 2662237.9424 | 2598338.8064 | 2535973.3798 | 2475104.8505 |  |  |  | 2475104.8505
ATCO Line 296 | #N/A | #N/A | 3159.7384 | 3081.4336 | 3007.6522 | 2935.4624 | 2865.0053 | 2796.2393 | 2729.1239 | 2729.1239
ATCO Line 297 | #N/A | #N/A | 1483012.3712 | 1446260.2738 | 1411631.2207 | 1377749.1946 | 1344680.4062 | 1312405.3361 | 1280904.9334 | 1280904.9334
ATCO Line 298 | 138 | y | 12310727.65 | 12005642.4934 | 11718181.0736 | 11436920.847 | 11162411.4391 | 10894490.8164 | 10633000.8346 | [5 empty] | 10633000.8346
ATCO Line 299 | #N/A | #N/A | 910368.0082 | 887807.2162 | 866549.6847 | 845750.7263 | 825450.9853 | 805638.4795 | 786301.5141 | 786301.5141
ATCO Line 300 | 138 | y | 2843180.671 | 2772720.805 | 2706331.167 | 2641373.7037 | 2577975.3519 | 2516098.6897 | 2455707.1935 | [5 empty] | 2455707.1935
ATCO Line 301 | 138 | y | 5716489.9801 | 5574823.5985 | 5441340.8042 | 5310737.5359 | 5183269.0121 | 5058859.9927 | 4937437.0433 | [5 empty] | 4937437.0433
ATCO Line 302 | 138 | n | 3201709.761 | 3122364.8066 | 3047603.3416 | 2974454.6506 | 2903061.6773 | 2833382.2808 | 2765375.3319 |  |  |  | 2765375.3319
ATCO Line 303 | #N/A | #N/A | 589145.7823 | 574545.5378 | 560788.7 | 547328.6284 | 534191.6259 | 521369.9382 | 508855.9972 | 508855.9972
ATCO Line 304 | 138 | y | 2166153.5702 | 2112471.8286 | 2061891.0995 | 2012401.5111 | 1964099.7737 | 1916957.3764 | 1870946.4928 | [5 empty] | 1870946.4928
ATCO Line 305 | 138 | y | 7349280.4893 | 7167150.2 | 6995540.9609 | 6827633.7214 | 6663756.5979 | 6503812.8593 | 6347708.0964 | [5 empty] | 6347708.0964
ATCO Line 306 | 138 | y | 2174888.729 | 2120990.5122 | 2070205.8129 | 2020516.6544 | 1972020.1371 | 1924687.6349 | 1878491.2093 | [5 empty] | 1878491.2093
ATCO Line 307 | 138 | y | 908964.0297 | 886438.0312 | 865213.2833 | 844446.4012 | 824177.9667 | 804396.0159 | 785088.8722 | [5 empty] | 785088.8722
ATCO Line 308 | #N/A | #N/A | -0.69179 | -0.67465 | -0.65849 | -0.64269 | -0.62726 | -0.61221 | -0.59751 | -0.59751
ATCO Line 309 | 138 | y | 1604099.8818 | 1564346.9868 | 1526890.4819 | 1490241.9987 | 1454473.1537 | 1419562.8339 | 1385490.4329 | [5 empty] | 1385490.4329
ATCO Line 310 | #N/A | #N/A | 19984.1856 | 19488.9364 | 19022.296 | 18565.7222 | 18120.107 | 17685.1875 | 17260.707 | 17260.707
ATCO Line 311 | #N/A | #N/A | 251.0921 | 244.8695 | 239.0064 | 233.2698 | 227.6708 | 222.2063 | 216.8728 | 216.8728
ATCO Line 312 | #N/A | #N/A | 7098.3943 | 6922.4815 | 6756.7305 | 6594.5552 | 6436.2725 | 6281.7888 | 6131.0131 | 6131.0131
ATCO Line 313 | #N/A | #N/A | 5856.5408 | 5711.4037 | 5574.6507 | 5440.8477 | 5310.2563 | 5182.7993 | 5058.4015 | 5058.4015
ATCO Line 314 | #N/A | #N/A | 578.0049 | 563.6807 | 550.184 | 536.9785 | 524.0899 | 511.5107 | 499.2334 | 499.2334
ATCO Line 315 | #N/A | #N/A | 23281.2179 | 22704.2614 | 22160.6337 | 21628.7334 | 21109.5997 | 20602.9263 | 20108.4141 | 20108.4141
ATCO Line 316 | #N/A | #N/A | 20628.9831 | 20117.7545 | 19636.0578 | 19164.7524 | 18704.7593 | 18255.8069 | 17817.6304 | 17817.6304
ATCO Line 317 | #N/A | #N/A | 14594.6956 | 14233.009 | 13892.2158 | 13558.7743 | 13233.3361 | 12915.7091 | 12605.7058 | 12605.7058
ATCO Line 318 | #N/A | #N/A | 2723.2916 | 2655.8028 | 2592.2126 | 2529.9943 | 2469.2692 | 2410.0017 | 2352.1568 | 2352.1568
ATCO Line 319 | #N/A | #N/A | 16825.201 | 16408.2379 | 16015.3613 | 15630.96 | 15255.7851 | 14889.6152 | 14532.2341 | 14532.2341
ATCO Line 320 | #N/A | #N/A | 98439.8998 | 96000.3566 | 93701.7375 | 91452.7048 | 89257.6535 | 87115.2879 | 85024.3435 | 85024.3435
ATCO Line 321 | #N/A | #N/A | 30848.3796 | 30083.8933 | 29363.5688 | 28658.7833 | 27970.9141 | 27299.5551 | 26644.3102 | 26644.3102
ATCO Line 322 | #N/A | #N/A | 1162.0976 | 1133.2984 | 1106.1629 | 1079.6127 | 1053.6998 | 1028.4089 | 1003.725 | 1003.725
ATCO Line 323 | #N/A | #N/A | 2615.7305 | 2550.9073 | 2489.8287 | 2430.0677 | 2371.7412 | 2314.8145 | 2259.2543 | 2259.2543
ATCO Line 324 | #N/A | #N/A | 17015.3856 | 16593.7093 | 16196.3919 | 15807.6454 | 15428.2297 | 15057.9208 | 14696.5 | 14696.5
ATCO Line 325 | #N/A | #N/A | 3624.0382 | 3534.2271 | 3449.604 | 3366.8065 | 3285.9963 | 3207.1257 | 3130.1481 | 3130.1481
ATCO Line 326 | #N/A | #N/A | 4072.4935 | 3971.5687 | 3876.4741 | 3783.4308 | 3692.6207 | 3603.9903 | 3517.4872 | 3517.4872
ATCO Line 327 | #N/A | #N/A | 10973.8462 | 10701.8917 | 10445.6471 | 10194.9303 | 9950.2312 | 9711.4053 | 9478.3118 | 9478.3118
ATCO Line 328 | #N/A | #N/A | 26209.7004 | 25560.1701 | 24948.161 | 24349.3543 | 23764.9202 | 23194.5137 | 22637.7981 | 22637.7981
ATCO Line 329 | #N/A | #N/A | 331.37 | 323.158 | 315.4203 | 307.8496 | 300.4606 | 293.2489 | 286.2103 | 286.2103
ATCO Line 330 | #N/A | #N/A | 15871.3402 | 15478.0157 | 15107.4123 | 14744.8036 | 14390.8983 | 14045.4874 | 13708.3671 | 13708.3671
ATCO Line 331 | #N/A | #N/A | 20318.113 | 19814.5883 | 19340.1506 | 18875.9476 | 18422.8864 | 17980.6996 | 17549.1261 | 17549.1261
ATCO Line 332 | #N/A | #N/A | 1964.8711 | 1916.1776 | 1870.2969 | 1825.4059 | 1781.5925 | 1738.8306 | 1697.0951 | 1697.0951
ATCO Line 333 | #N/A | #N/A | 1613.4927 | 1573.507 | 1535.8312 | 1498.9681 | 1462.9898 | 1427.8751 | 1393.6032 | 1393.6032
ATCO Line 334 | #N/A | #N/A | 13489.9152 | 13155.6073 | 12840.6113 | 12532.4105 | 12231.6071 | 11938.0236 | 11651.4867 | 11651.4867
ATCO Line 335 | #N/A | #N/A | 2323.3067 | 2265.7304 | 2211.48 | 2158.4 | 2106.594 | 2056.0315 | 2006.6825 | 2006.6825
ATCO Line 336 | #N/A | #N/A | 2378790.8277 | 2319839.4973 | 2264293.5858 | 2209945.9253 | 2156902.7194 | 2105132.6585 | 2054605.1846 | 2054605.1846
ATCO Line 337 | #N/A | #N/A | 4783.2311 | 4664.6928 | 4553.002 | 4443.7207 | 4337.0624 | 4232.964 | 4131.3643 | 4131.3643
ATCO Line 338 | #N/A | #N/A | 24415.5673 | 23810.4993 | 23240.3841 | 22682.5675 | 22138.1396 | 21606.7792 | 21088.1724 | 21088.1724
ATCO Line 339 | #N/A | #N/A | 304.8776 | 297.3221 | 290.2031 | 283.2376 | 276.4393 | 269.8042 | 263.3284 | 263.3284
ATCO Line 340 | #N/A | #N/A | 17757.3306 | 17317.2674 | 16902.6252 | 16496.9277 | 16100.9678 | 15714.5118 | 15337.3315 | 15337.3315
ATCO Line 341 | #N/A | #N/A | 376.5261 | 367.195 | 358.4029 | 349.8005 | 341.4046 | 333.2102 | 325.2125 | 325.2125
ATCO Line 342 | #N/A | #N/A | 77645.4033 | 75721.1905 | 73908.133 | 72134.1871 | 70402.8196 | 68713.0085 | 67063.7563 | 67063.7563
ATCO Line 343 | #N/A | #N/A | 5091.6104 | 4965.4298 | 4846.5382 | 4730.2114 | 4616.6767 | 4505.8671 | 4397.7171 | 4397.7171
ATCO Line 344 | #N/A | #N/A | 48977.9128 | 47764.1393 | 46620.4815 | 45501.4949 | 44409.3663 | 43343.451 | 42303.1199 | 42303.1199
ATCO Line 345 | #N/A | #N/A | 1227627.7823 | 1197204.6404 | 1168538.9404 | 1140491.6244 | 1113117.5012 | 1086400.4127 | 1060324.5888 | 1060324.5888
ATCO Line 346 | #N/A | #N/A | 22508.6459 | 21950.8354 | 21425.2477 | 20910.9981 | 20409.0915 | 19919.2317 | 19441.1295 | 19441.1295
ATCO Line 347 | #N/A | #N/A | 107419.0245 | 104756.9601 | 102248.6742 | 99794.4976 | 97399.2263 | 95061.4464 | 92779.7779 | 92779.7779
ATCO Line 348 | #N/A | #N/A | 15396.8962 | 15015.3294 | 14655.8045 | 14304.0353 | 13960.7093 | 13625.6238 | 13298.5811 | 13298.5811
ATCO Line 349 | #N/A | #N/A | 103071.8842 | 100517.5509 | 98110.7728 | 95755.9143 | 93457.5772 | 91214.4049 | 89025.0733 | 89025.0733
ATCO Line 350 | #N/A | #N/A | 11390.7481 | 11108.4619 | 10842.4825 | 10582.2408 | 10328.2455 | 10080.3465 | 9838.3977 | 9838.3977
ATCO Line 351 | #N/A | #N/A | 44805.8516 | 43695.4704 | 42649.2322 | 41625.5637 | 40626.4653 | 39651.3474 | 38699.6342 | 38699.6342
ATCO Line 352 | #N/A | #N/A | 450782.0788 | 439610.7715 | 429084.7929 | 418785.8834 | 408734.1688 | 398923.7157 | 389348.7336 | 389348.7336
ATCO Line 353 | #N/A | #N/A | 3906.6714 | 3809.856 | 3718.6334 | 3629.3786 | 3542.2661 | 3457.2445 | 3374.2636 | 3374.2636
ATCO Line 354 | #N/A | #N/A | 31202.8419 | 30429.5713 | 29700.9699 | 28988.0861 | 28292.313 | 27613.2398 | 26950.4658 | 26950.4658
ATCO Line 355 | #N/A | #N/A | 20567.2389 | 20057.5404 | 19577.2855 | 19107.3907 | 18648.7744 | 18201.1658 | 17764.3007 | 17764.3007
ATCO Line 356 | #N/A | #N/A | 3641.5199 | 3551.2756 | 3466.2443 | 3383.0474 | 3301.8474 | 3222.5963 | 3145.2474 | 3145.2474
ATCO Line 357 | #N/A | #N/A | 132766.6752 | 129476.4439 | 126376.2781 | 123342.9898 | 120382.5067 | 117493.0812 | 114673.0078 | 114673.0078
ATCO Line 358 | #N/A | #N/A | 4845.2087 | 4725.1345 | 4611.9965 | 4501.2992 | 4393.2589 | 4287.8117 | 4184.8955 | 4184.8955
ATCO Line 359 | #N/A | #N/A | 52021.291 | 50732.0964 | 49517.3742 | 48328.8563 | 47168.8653 | 46036.7164 | 44931.7414 | 44931.7414
ATCO Line 360 | #N/A | #N/A | 37196.7056 | 36274.8947 | 35406.3337 | 34556.5095 | 33727.0829 | 32917.5642 | 32127.4755 | 32127.4755
ATCO Line 361 | #N/A | #N/A | 408737.3939 | 398608.0404 | 389063.8254 | 379725.5007 | 370611.3148 | 361715.888 | 353033.9695 | 353033.9695
ATCO Line 362 | #N/A | #N/A | 15697.9731 | 15308.945 | 14942.3898 | 14583.742 | 14233.7025 | 13892.0646 | 13558.6267 | 13558.6267
ATCO Line 363 | #N/A | #N/A | 79711.1342 | 77735.7283 | 75874.4349 | 74053.2939 | 72275.8639 | 70541.0959 | 68847.9658 | 68847.9658
ATCO Line 364 | #N/A | #N/A | 2832.33 | 2762.139 | 2696.0027 | 2631.2932 | 2568.1368 | 2506.4963 | 2446.3352 | 2446.3352
ATCO Line 365 | #N/A | #N/A | 10081.8974 | 9832.0473 | 9596.6301 | 9366.2914 | 9141.4813 | 8922.0672 | 8707.9194 | 8707.9194
ATCO Line 366 | #N/A | #N/A | 4310.6925 | 4203.8647 | 4103.208 | 4004.7226 | 3908.6011 | 3814.7867 | 3723.2241 | 3723.2241
ATCO Line 367 | #N/A | #N/A | 1615048.1521 | 1575023.9365 | 1537311.7843 | 1500413.1685 | 1464400.1948 | 1429251.6057 | 1394946.6545 | 1394946.6545
ATCO Line 368 | #N/A | #N/A | 49918.8616 | 48681.7695 | 47516.14 | 46375.6558 | 45262.5456 | 44176.1522 | 43115.8346 | 43115.8346
ATCO Line 369 | #N/A | #N/A | 19777.477 | 19287.3504 | 18825.5368 | 18373.6855 | 17932.6796 | 17502.2588 | 17082.1689 | 17082.1689
ATCO Line 370 | #N/A | #N/A | 1767000.6396 | 1723210.7287 | 1681950.4127 | 1641580.1751 | 1602178.9055 | 1563723.3466 | 1526190.7995 | 1526190.7995
ATCO Line 371 | #N/A | #N/A | 1696377.3385 | 1654337.6183 | 1614726.3904 | 1575969.6664 | 1538143.1827 | 1501224.6117 | 1465192.1616 | 1465192.1616
ATCO Line 372 | 240 | n | 8144936.6493 | 7943088.3635 | 7752900.1699 | 7566814.766 | 7385195.791 | 7207936.0415 | 7034930.8873 |  |  | 7034930.8873
ATCO Line 373 | 240 | n | 3626986.9787 | 3537102.78 | 3452410.8872 | 3369545.9902 | 3288670.0195 | 3209735.237 | 3132695.0501 |  |  | 3132695.0501
ATCO Line 374 | #N/A | #N/A | 79500.0973 | 77529.9213 | 75673.5558 | 73857.2362 | 72084.512 | 70354.3368 | 68665.6894 | 68665.6894
ATCO Line 375 | 240 | n | 1379213.4191 | 1345033.6733 | 1312828.3757 | 1281317.8192 | 1250563.5803 | 1220547.5058 | 1191251.8783 |  |  | 1191251.8783
ATCO Line 376 | 240 | n | 19329069.0981 | 18850055.0024 | 18398711.9295 | 17957105.348 | 17526098.2244 | 17105436.1501 | 16694870.8228 |  |  | 16694870.8228
ATCO Line 377 | 240 | n | 9151177.5735 | 8924392.5676 | 8710708.1638 | 8501633.416 | 8297576.8884 | 8098418.1332 | 7904039.594 |  |  | 7904039.594
ATCO Line 378 | 240 | n | 9147637.0637 | 8920939.7989 | 8707338.0677 | 8498344.2091 | 8294366.6291 | 8095284.9267 | 7900981.5909 |  |  | 7900981.5909
ATCO Line 379 | 240 | n | 3220122.1286 | 3140320.8778 | 3065129.4752 | 2991560.1213 | 2919756.5818 | 2849676.4736 | 2781278.4308 |  |  | 2781278.4308
ATCO Line 380 | 240 | y | 165116.5858 | 161024.6571 | 157169.1053 | 153396.7265 | 149714.8925 | 146121.4299 | 142614.2178 | [5 empty] | 142614.2178
ATCO Line 381 | 240 | n | 7287040.8087 | 7106452.9467 | 6936297.0341 | 6769811.7696 | 6607322.4908 | 6448733.2858 | 6293950.5449 |  |  | 6293950.5449
ATCO Line 382 | 240 | n | 132808825.4099 | 129517549.5044 | 126416399.4663 | 123382148.2518 | 120420725.2499 | 117530382.4353 | 114709413.7385 |  |  | 114709413.7385
ATCO Line 383 | 240 | n | 1789860.1655 | 1745503.7485 | 1703709.6516 | 1662817.1479 | 1622906.1477 | 1583953.0928 | 1545934.9906 |  |  | 1545934.9906
ATCO Line 384 | 240 | n | 17455023.6909 | 17022452.2957 | 16614869.0856 | 16216078.3677 | 15826859.4397 | 15446982.5591 | 15076223.4979 |  |  | 15076223.4979
ATCO Line 385 | 240 | n | 136613467.1583 | 133227904.4034 | 130037914.1481 | 126916739.2008 | 123870478.8129 | 120897334.8824 | 117995552.4653 |  |  | 117995552.4653
ATCO Line 386 | #N/A | #N/A | 344320.2457 | 335787.2817 | 327747.2381 | 319880.6365 | 312202.8493 | 304709.3447 | 297395.6995 | 297395.6995
ATCO Line 387 | 240 | n | 1206136.7025 | 1176246.1538 | 1148082.2809 | 1120525.9664 | 1093631.0597 | 1067381.6855 | 1041762.3498 |  |  | 1041762.3498
ATCO Line 388 | 240 | n | 50887733.2818 | 49626630.5658 | 48438377.4846 | 47275757.7111 | 46141043.1815 | 45033564.1131 | 43952666.7992 |  |  | 43952666.7992
ATCO Line 389 | 240 | n | 6688936.7713 | 6523171.1577 | 6366981.2625 | 6214160.7368 | 6065008.2151 | 5919435.6579 | 5777357.1387 |  |  | 5777357.1387
ATCO Line 390 | 240 | n | 2904006.8411 | 2832039.5775 | 2764229.6191 | 2697882.475 | 2633127.7975 | 2569927.3642 | 2508243.8701 |  |  | 2508243.8701
ATCO Line 391 | 240 | n | 2563971.0156 | 2500430.5392 | 2440560.5811 | 2381982.1535 | 2324809.7275 | 2269009.5563 | 2214548.7028 |  |  | 2214548.7028
ATCO Line 392 | 240 | y | 11771305.8265 | 11479588.6524 | 11204722.992 | 10935786.8057 | 10673305.6361 | 10417124.5494 | 10167092.3309 | [5 empty] | 10167092.3309
ATCO Line 393 | 240 | n | 5934429.1234 | 5787361.7616 | 5648789.9833 | 5513207.5119 | 5380879.2961 | 5251727.2272 | 5125675.0711 |  |  | 5125675.0711
ATCO Line 394 | 240 | n | 10830163.93 | 10561770.1882 | 10308880.6443 | 10061446.5001 | 9819951.2796 | 9584252.4365 | 9354210.8461 |  |  | 9354210.8461
ATCO Line 395 | 240 | n | 112071349.3018 | 109293990.7149 | 106677070.7318 | 104116603.6342 | 101617592.9649 | 99178563.6445 | 96798075.9984 |  |  | 96798075.9984
ATCO Line 396 | #N/A | #N/A | 499724.1618 | 487339.9691 | 475671.1692 | 464254.0918 | 453111.0474 | 442235.4589 | 431620.9066 | 431620.9066
ATCO Line 397 | #N/A | #N/A | 19556706.6174 | 19072051.1958 | 18615392.6771 | 18168585.3161 | 17732502.2422 | 17306886.0509 | 16891485.5155 | 16891485.5155
ATCO Line 398 | 240 | n | 6457714.4272 | 6297678.979 | 6146888.2369 | 5999350.3923 | 5855353.7566 | 5714813.3337 | 5577646.1673 |  |  | 5577646.1673
ATCO Line 399 | 240 | n | 8162622.4061 | 7960335.8309 | 7769734.6664 | 7583245.2002 | 7401231.8613 | 7223587.2135 | 7050206.3992 |  |  | 7050206.3992
ATCO Line 400 | 240 | n | 837858.9815 | 817095.1123 | 797530.7015 | 778388.3394 | 759705.4329 | 741470.9543 | 723674.1403 |  |  | 723674.1403
ATCO Line 401 | 240 | n | 3577558.5271 | 3488899.2671 | 3405361.5524 | 3323625.9353 | 3243852.1396 | 3165993.0775 | 3090002.7916 |  |  | 3090002.7916
ATCO Line 402 | 240 | n | 10227084.224 | 9973636.038 | 9734828.6957 | 9501172.9681 | 9273125.4542 | 9050551.5454 | 8833319.8639 |  |  | 8833319.8639
ATCO Line 403 | 240 | n | 80207880.7484 | 78220164.4613 | 76347271.8153 | 74514781.7016 | 72726275.0851 | 70980696.2722 | 69277014.9082 |  |  | 69277014.9082
ATCO Line 404 | 240 | n | 10662007.672 | 10397781.1882 | 10148818.1739 | 9905225.8552 | 9667480.2486 | 9435441.021 | 9208971.2077 |  |  | 9208971.2077
ATCO Line 405 | #N/A | #N/A | 6.4522e-13 | 6.2923e-13 | 6.1416e-13 | 5.9942e-13 | 5.8503e-13 | 5.7099e-13 | 5.5728e-13 | 5.5728e-13
ATCO Line 406 | 240 | y | 18045100.5121 | 17597905.7994 | 17176544.0114 | 16764271.9505 | 16361895.2594 | 15969176.4288 | 15585883.6505 | [5 empty] | 15585883.6505
ATCO Line 407 | 240 | n | 33404.714 | 32576.8765 | 31796.8603 | 31033.6708 | 30288.7995 | 29561.8066 | 28852.263 |  |  | 28852.263
ATCO Line 408 | 240 | n | 29265.3186 | 28540.0638 | 27856.7045 | 27188.0868 | 26535.5173 | 25898.6108 | 25276.9914 |  |  | 25276.9914
ATCO Line 409 | 240 | n | 215984560.281 | 210632018.5578 | 205588675.0506 | 200654127.8747 | 195838019.8872 | 191137508.3064 | 186549818.5828 |  |  | 186549818.5828
ATCO Line 410 | #N/A | #N/A | 2052673.4569 | 2001803.9859 | 1953873.0721 | 1906976.1365 | 1861204.8229 | 1816532.1142 | 1772931.6415 | 1772931.6415
ATCO Line 411 | 240 | y | 8524058.6522 | 8312814.9433 | 8113774.0683 | 7919026.9554 | 7728954.1701 | 7543443.519 | 7362385.5015 | [5 empty] | 7362385.5015
ATCO Line 412 | 240 | n | 3907658.3132 | 3810818.5014 | 3719572.7977 | 3630295.4704 | 3543160.9808 | 3458117.8966 | 3375116.0197 |  |  | 3375116.0197
ATCO Line 413 | #N/A | #N/A | 1170602.9803 | 1141593.0303 | 1114258.887 | 1087514.4029 | 1061411.8409 | 1035935.7937 | 1011071.2235 | 1011071.2235
ATCO Line 414 | #N/A | #N/A | 966967.3044 | 943003.8654 | 920424.7131 | 898332.6442 | 876770.83 | 855726.5433 | 835187.3623 | 835187.3623
ATCO Line 415 | #N/A | #N/A | 1804107.2671 | 1759397.7777 | 1717271.0041 | 1676053.0003 | 1635824.3126 | 1596561.1954 | 1558240.4731 | 1558240.4731
ATCO Line 416 | #N/A | #N/A | 1824232.758 | 1779024.5175 | 1736427.804 | 1694749.998 | 1654072.5443 | 1614371.4323 | 1575623.228 | 1575623.228
ATCO Line 417 | #N/A | #N/A | 1189251.6306 | 1159779.5287 | 1132009.9303 | 1104839.385 | 1078320.9882 | 1052439.087 | 1027178.4041 | 1027178.4041
ATCO Line 418 | #N/A | #N/A | 3725592.5571 | 3633264.7093 | 3546270.3288 | 3461152.6139 | 3378077.8975 | 3296997.1437 | 3217862.4932 | 3217862.4932
ATCO Line 419 | #N/A | #N/A | 566021.3573 | 551994.1837 | 538777.3124 | 525845.5589 | 513224.1939 | 500905.7673 | 488883.0081 | 488883.0081
ATCO Line 420 | 240 | n | 3229148.785 | 3149123.8352 | 3073721.6558 | 2999946.072 | 2927941.2526 | 2857664.6956 | 2789074.9192 |  |  | 2789074.9192
ATCO Line 421 | 240 | n | 1342401.8428 | 1309134.3636 | 1277788.634 | 1247119.1027 | 1217185.7027 | 1187970.7653 | 1159457.046 |  |  | 1159457.046
ATCO Line 422 | #N/A | #N/A | 62833795.6615 | 61276644.9445 | 59809445.5531 | 58373896.9726 | 56972804.4835 | 55605341.0695 | 54270699.5642 | 54270699.5642
ATCO Line 423 | 240 | n | 9619575.1754 | 9381182.3134 | 9156560.6 | 8936784.4852 | 8722283.445 | 8512930.8669 | 8308603.1774 |  |  | 8308603.1774
ATCO Line 424 | 240 | y | 41200.8768 | 40179.8343 | 39217.774 | 38276.4675 | 37357.7543 | 36461.092 | 35585.9515 | [5 empty] | 35585.9515
ATCO Line 425 | 240 | n | 26629918.0496 | 25969973.8977 | 25348152.4855 | 24739745.1682 | 24145940.8663 | 23566389.0779 | 23000747.7134 |  |  | 23000747.7134
ATCO Line 426 | #N/A | #N/A | 318084.7308 | 310201.9369 | 302774.5052 | 295507.3 | 288414.5226 | 281491.9863 | 274735.605 | 274735.605
ATCO Line 427 | 240 | n | 74227495.0849 | 72387985.0573 | 70654737.2969 | 68958879.6125 | 67303725.9687 | 65688299.3854 | 64111646.3322 |  |  | 64111646.3322
ATCO Line 428 | #N/A | #N/A | 790823.7298 | 771225.4909 | 752759.3759 | 734691.6168 | 717057.5208 | 699846.679 | 683048.9324 | 683048.9324
ATCO Line 429 | #N/A | #N/A | 861733.2407 | 840377.7183 | 820255.8321 | 800568.0205 | 781352.7565 | 762598.698 | 744294.7751 | 744294.7751
ATCO Line 430 | #N/A | #N/A | 12816 | 12498.3932 | 12199.1334 | 11906.3293 | 11620.5532 | 11341.6362 | 11069.4138 | 11069.4138
ATCO Line 431 | #N/A | #N/A | 2567.2106 | 2503.5898 | 2443.6442 | 2384.9918 | 2327.7471 | 2271.8764 | 2217.3468 | 2217.3468
TOTAL |  |  | 1904219403.6 | 1857028929.4532 | 1812564489.25 | 1769059247.6341 | 1726598220.4776 | 1685156344.5052 | 1644709158.0117 | 141866871.9442 | 0 | 862143092.7909 | 507610070.8165 | 11250355.8782 | 121838766.5819

## Func Enmax
ENMAX functionalization
Source: ENMAX Capital Data CONFIDENTIAL
Transmission 2014 NBV (net of contributions) | Cost | Dep | NBV
Subtotal Substation | 268704206.525 | -102535558.995 | 166168647.53
Subtotal Transmission | 116414791.05 | -18501116.233 | 97913674.817
Lines Depreciate to 2020 | 84.88%
Substations Depreciate to 2020 | 84.41%
Enmax Book Value
Function | Bulk | Regional | POD
Net Book Value 2016 | 0 | 83110009.7438 | 140258920.3461
% of Total Property | 0% | 37.21% | 62.79%
| Bulk | Regional | POD
Net Book Value 2015 | 0 | 95274866.2111 | 161539717.6688
Net Book Value 2016 | 0 | 92707174.4423 | 157039735.0668
Net Book Value 2017 | 0 | 90208682.8864 | 152665107.6636
Net Book Value 2018 | 0 | 87777526.5727 | 148412343.4621
Net Book Value 2019 | 0 | 85411890.7925 | 144278047.7412
Net Book Value 2020 | 0 | 83110009.7438 | 140258920.3461

## Func EPCOR
EPCOR Transmission Inc
Cost of Service Study Data Request
Installed assets ($thousands)
Source: EPCOR - EPCOR Asset Data CONFIDENTIAL.xlsx
| "Bulk" | "Regional" | "POD"
| Total Genesee | Total | Total
Year | Switchyard | Transmission | Substations
Totals $ 000 (2014) | 356868.3052 | 60208.4554 | 205084.6034
Accumulated Depn $ 000 (2014) | -25154.6849 | -38976.921 | -131207.8303
Depreciate substations to 2020 | 77.67%
Depreciate lines to 2020 | 86.94%
Depreciate POD to 2020 | 79.62%
| Bulk | Regional | POD
Net Book Value 2020 ($) | 257657372.818 | 18457797.0504 | 58820302.113
% of Total TFO Property | 76.93% | 5.511% | 17.56%
| Bulk | Regional | POD
Net Book Value 2015 ($) | 318042034.3832 | 20741893.657 | 71113568.7951
Net Book Value 2016 ($) | 304811468.0698 | 20263537.1111 | 68432079.8749
Net Book Value 2017 ($) | 292269919.8987 | 19796180.6679 | 65876266.255
Net Book Value 2018 ($) | 280244397.0317 | 19339603.2927 | 63415907.6215
Net Book Value 2019 ($) | 268713667.4718 | 18893556.3781 | 61047438.9046
Net Book Value 2020 ($) | 257657372.818 | 18457797.0504 | 58767428.1831
| 2015 | 2016 | 2017 | 2018 | 2019 | 2020
Weighted depreciation rate for POD | 3.74% | 3.771% | 3.735% | 3.735% | 3.735% | 3.735%

## Func Future Lines 2015
Inputs with sufficient data (Source: detailed cost estimates) | [9 empty] | Depreciation | [5 empty] | By voltage |  | 2015 Future line functionalization results (%)
2015 Future Assets Line Functionalization
SRC_TYPE | SCOPE | project | KV | LENGTH | area | Best estimate cost (including progress report updates, etc) | TFO for depreciation | Estimated In Service Year | 2015 | 2016 | 2017 | 2018 | 2019 | 2020 | Depreciated cost to 2015 | Bulk (500,240 kV) | Regional (138,144,69,72 kV) | Function | Bulk | Regional
PPS | 978L_(v1) | 479 | 240 |  | 0 | 43593801.1119 | AltaLink | 2019 | 0% | 0% | 0% | 0% | 1.534% | 3.068% | 0 | 0 | 0 | By Value | 3774960505.1417 | 121468930.7942
PPS | 600AL | 513 | 138 |  | 0 | 690724.365 | AltaLink | 2017 | 0% | 0% | 1.534% | 3.068% | 3.068% | 3.068% | 0 | 0 | 0 | By Percentage | 96.88% | 3.117%
PPS | 600L | 513 | 138 |  | 0 | 982953.904 | AltaLink | 2017 | 0% | 0% | 1.534% | 3.068% | 3.068% | 3.068% | 0 | 0 | 0
FINAL | 807L_942L_1061L (942L/1001L ) | 559 | 240 |  | Fort_Saskatchewan | 23861790.7504 | AltaLink | 2015 | 1.595% | 3.068% | 3.068% | 3.068% | 3.068% | 3.068% | 23481190.2237 | 23481190.2237 | 0 | Total Value of Future Lines | 3896429435.9359
FINAL | 942L temp | 559 | 240 |  | Fort_Saskatchewan | 121591.4583 | AltaLink | 2015 | 1.595% | 3.068% | 3.068% | 3.068% | 3.068% | 3.068% | 119652.0493 | 119652.0493 | 0
FINAL | 942L_943L mod | 559 | 138 |  | Fort_Saskatchewan | 1655001.6528 | AltaLink | 2015 | 1.595% | 3.068% | 3.068% | 3.068% | 3.068% | 3.068% | 1628604.0321 | 0 | 1628604.0321
PPS | New 100m 138kV line 130L | 580 | 138 |  | Fort_MacLeod | 1145283.5821 | AltaLink | 2019 | 0% | 0% | 0% | 0% | 1.534% | 3.068% | 0 | 0 | 0
FINAL | 1054L/1061L | 629 | 240 |  | 0 | 61619635.0065 | AltaLink | 2015 | 1.595% | 3.068% | 3.068% | 3.068% | 3.068% | 3.068% | 60636789.0088 | 60636789.0088 | 0
FINAL | 1058L | 629 | 240 |  | 0 | 2898036.7235 | AltaLink | 2015 | 1.595% | 3.068% | 3.068% | 3.068% | 3.068% | 3.068% | 2851812.4349 | 2851812.4349 | 0
FINAL | 1206L/1212L | 629 | 500 |  | 0 | 530866409.8629 | AltaLink | 2015 | 1.595% | 3.068% | 3.068% | 3.068% | 3.068% | 3.068% | 522398980.1839 | 522398980.1839 | 0
FINAL | 726L | 629 | 138 |  | 0 | 702156.8239 | AltaLink | 2015 | 1.595% | 3.068% | 3.068% | 3.068% | 3.068% | 3.068% | 690957.2765 | 0 | 690957.2765
FINAL | 731L | 629 | 138 |  | 0 | 504109.0386 | AltaLink | 2015 | 1.595% | 3.068% | 3.068% | 3.068% | 3.068% | 3.068% | 496068.3946 | 0 | 496068.3946
FINAL | 735L | 629 | 138 |  | 0 | 2727.7775 | AltaLink | 2015 | 1.595% | 3.068% | 3.068% | 3.068% | 3.068% | 3.068% | 2684.2689 | 0 | 2684.2689
FINAL | 746L | 629 | 138 |  | 0 | 227994.9241 | AltaLink | 2015 | 1.595% | 3.068% | 3.068% | 3.068% | 3.068% | 3.068% | 224358.3576 | 0 | 224358.3576
FINAL | 780L | 629 | 138 |  | 0 | 383859.967 | AltaLink | 2015 | 1.595% | 3.068% | 3.068% | 3.068% | 3.068% | 3.068% | 377737.3207 | 0 | 377737.3207
FINAL | 783L | 629 | 138 |  | 0 | 455201.9444 | AltaLink | 2015 | 1.595% | 3.068% | 3.068% | 3.068% | 3.068% | 3.068% | 447941.3787 | 0 | 447941.3787
FINAL | 874L | 629 | 138 |  | 0 | 17456.1458 | AltaLink | 2015 | 1.595% | 3.068% | 3.068% | 3.068% | 3.068% | 3.068% | 17177.7166 | 0 | 17177.7166
FINAL | 908L | 629 | 240 |  | 0 | 2529823.4404 | AltaLink | 2015 | 1.595% | 3.068% | 3.068% | 3.068% | 3.068% | 3.068% | 2489472.2302 | 2489472.2302 | 0
FINAL | 920/921L | 629 | 240 |  | 0 | 6789772.3581 | AltaLink | 2015 | 1.595% | 3.068% | 3.068% | 3.068% | 3.068% | 3.068% | 6681474.0765 | 6681474.0765 | 0
FINAL | 946L | 629 | 240 |  | 0 | 2351204.2775 | AltaLink | 2015 | 1.595% | 3.068% | 3.068% | 3.068% | 3.068% | 3.068% | 2313702.0801 | 2313702.0801 | 0
FINAL | 947L | 629 | 240 |  | 0 | 1685761.0564 | AltaLink | 2015 | 1.595% | 3.068% | 3.068% | 3.068% | 3.068% | 3.068% | 1658872.8168 | 1658872.8168 | 0
PPS | 9L12 | 635 | 240 |  | Hanna | 427021.6076 | ATCO | 2019 | 0% | 0% | 0% | 0% | 1.2% | 2.4% | 0 | 0 | 0
PPS | 9L38 & 9L94 | 635 | 240 |  | Hanna | 3545608.0809 | ATCO | 2019 | 0% | 0% | 0% | 0% | 1.2% | 2.4% | 0 | 0 | 0
PPS | 9L94 line version 2 | 678 | 240 |  | 0 | 17467872.448 | ATCO | 2019 | 0% | 0% | 0% | 0% | 1.2% | 2.4% | 0 | 0 | 0
PPS | 983L/1074L_(v1) | 693 | 240 |  | 0 | 1771692.0151 | AltaLink | 2019 | 0% | 0% | 0% | 0% | 1.534% | 3.068% | 0 | 0 | 0
PPS | 1003 UG | 719 | 240 |  | Calgary | 4216204.8011 | AltaLink | 2015 | 1.595% | 3.068% | 3.068% | 3.068% | 3.068% | 3.068% | 4148955.4574 | 4148955.4574 | 0
PPS | 1077L | 719 | 240 |  | Calgary | 5877049.5211 | AltaLink | 2015 | 1.595% | 3.068% | 3.068% | 3.068% | 3.068% | 3.068% | 5783309.3586 | 5783309.3586 | 0
PPS | 1077L UG | 719 | 240 |  | Calgary | 2258581.6201 | AltaLink | 2015 | 1.595% | 3.068% | 3.068% | 3.068% | 3.068% | 3.068% | 2222556.7734 | 2222556.7734 | 0
PPS | 138-2.80 | 719 | 138 |  | Calgary | 7170911.0868 | ENMAX | 2015 | 1.348% | 2.695% | 2.695% | 2.695% | 2.695% | 2.695% | 7074281.7757 | 0 | 7074281.7757
PPS | 138-23.80 | 719 | 138 |  | Calgary | 7724058.5663 | ENMAX | 2015 | 1.348% | 2.695% | 2.695% | 2.695% | 2.695% | 2.695% | 7619975.4939 | 0 | 7619975.4939
PPS | 2.80/2.81/2.82/2.83/833L U/G | 719 | 240 |  | Calgary | 5095063.3612 | ENMAX | 2015 | 1.348% | 2.695% | 2.695% | 2.695% | 2.695% | 2.695% | 5026406.4699 | 5026406.4699 | 0
PPS | 23.80L | 719 | 138 |  | Calgary | 18113.2394 | AltaLink | 2015 | 1.595% | 3.068% | 3.068% | 3.068% | 3.068% | 3.068% | 17824.3295 | 0 | 17824.3295
PPS | 850L | 719 | 138 |  | Calgary | 41799.7832 | AltaLink | 2015 | 1.595% | 3.068% | 3.068% | 3.068% | 3.068% | 3.068% | 41133.068 | 0 | 41133.068
PPS | 911L | 719 | 240 |  | Calgary | 613063.4873 | AltaLink | 2015 | 1.595% | 3.068% | 3.068% | 3.068% | 3.068% | 3.068% | 603284.9971 | 603284.9971 | 0
PPS | 911L UG | 719 | 240 |  | Calgary | 5403318.6446 | AltaLink | 2015 | 1.595% | 3.068% | 3.068% | 3.068% | 3.068% | 3.068% | 5317134.5881 | 5317134.5881 | 0
PPS | 916L | 719 | 240 |  | Calgary | 411031.2017 | AltaLink | 2015 | 1.595% | 3.068% | 3.068% | 3.068% | 3.068% | 3.068% | 404475.1685 | 404475.1685 | 0
PPS | 936L | 719 | 240 |  | Calgary | 73846.2837 | AltaLink | 2015 | 1.595% | 3.068% | 3.068% | 3.068% | 3.068% | 3.068% | 72668.4201 | 72668.4201 | 0
PPS | 937L | 719 | 240 |  | Calgary | 69666.3054 | AltaLink | 2015 | 1.595% | 3.068% | 3.068% | 3.068% | 3.068% | 3.068% | 68555.1133 | 68555.1133 | 0
PPS | 985 UG | 719 | 240 |  | Calgary | 4393157.2167 | AltaLink | 2015 | 1.595% | 3.068% | 3.068% | 3.068% | 3.068% | 3.068% | 4323085.4452 | 4323085.4452 | 0
PPS | 985/1003L | 719 | 240 |  | Calgary | 9552643.7925 | AltaLink | 2015 | 1.595% | 3.068% | 3.068% | 3.068% | 3.068% | 3.068% | 9400277.1367 | 9400277.1367 | 0
PPS | 985/1003L | 719 | 240 |  | Calgary | 9913515.2544 | AltaLink | 2015 | 1.595% | 3.068% | 3.068% | 3.068% | 3.068% | 3.068% | 9755392.6236 | 9755392.6236 | 0
PPS | Reconfigure 917L | 719 | 240 |  | Calgary | 540610.5297 | AltaLink | 2015 | 1.595% | 3.068% | 3.068% | 3.068% | 3.068% | 3.068% | 531987.6793 | 531987.6793 | 0
PPS | 1043L | 786 | 240 |  | edmonton | 33338680.2944 | AltaLink | 2016 | 0% | 1.534% | 3.068% | 3.068% | 3.068% | 3.068% | 0 | 0 | 0
PPS | 1043LB | 786 | 240 |  | edmonton | 8330617.7071 | AltaLink | 2016 | 0% | 1.534% | 3.068% | 3.068% | 3.068% | 3.068% | 0 | 0 | 0
PPS | 1045L/909L | 786 | 240 |  | edmonton | 289844.8739 | AltaLink | 2016 | 0% | 1.534% | 3.068% | 3.068% | 3.068% | 3.068% | 0 | 0 | 0
PPS | 190L / 903L | 786 | 240 |  | edmonton | 414192.415 | AltaLink | 2016 | 0% | 1.534% | 3.068% | 3.068% | 3.068% | 3.068% | 0 | 0 | 0
PPS | 902L | 786 | 240 |  | edmonton | 1003247.4189 | AltaLink | 2016 | 0% | 1.534% | 3.068% | 3.068% | 3.068% | 3.068% | 0 | 0 | 0
PPS | 902L / 913L | 786 | 240 |  | edmonton | 5049558.4465 | AltaLink | 2016 | 0% | 1.534% | 3.068% | 3.068% | 3.068% | 3.068% | 0 | 0 | 0
PPS | 902L / 913L | 786 | 240 |  | edmonton | 1156144.4203 | AltaLink | 2016 | 0% | 1.534% | 3.068% | 3.068% | 3.068% | 3.068% | 0 | 0 | 0
PPS | 902L T | 786 | 240 |  | edmonton | 74703.7333 | AltaLink | 2016 | 0% | 1.534% | 3.068% | 3.068% | 3.068% | 3.068% | 0 | 0 | 0
PPS | 904L AML | 786 | 240 |  | edmonton | 49162456.4331 | AltaLink | 2016 | 0% | 1.534% | 3.068% | 3.068% | 3.068% | 3.068% | 0 | 0 | 0
PPS | 904L EDTI | 786 | 240 |  | edmonton | 3984477.5 | EPCOR | 2016 | 0% | 1.153% | 2.306% | 2.306% | 2.306% | 2.306% | 0 | 0 | 0
PPS | 904L EDTI | 786 | 240 |  | edmonton | 3984477.5 | EPCOR | 2016 | 0% | 1.153% | 2.306% | 2.306% | 2.306% | 2.306% | 0 | 0 | 0
PPS | 908L/909L | 786 | 240 |  | edmonton | 3109824.4563 | AltaLink | 2016 | 0% | 1.534% | 3.068% | 3.068% | 3.068% | 3.068% | 0 | 0 | 0
PPS | 910L | 786 | 240 |  | northwest | 346386.2582 | ATCO | 2016 | 0% | 1.197% | 2.4% | 2.4% | 2.4% | 2.4% | 0 | 0 | 0
PPS | Jasper Tap | 786 | 240 |  | edmonton | 1657515.1532 | AltaLink | 2016 | 0% | 1.534% | 3.068% | 3.068% | 3.068% | 3.068% | 0 | 0 | 0
PPS | Jasper Tap | 786 | 240 |  | edmonton | 1321477.0395 | AltaLink | 2016 | 0% | 1.534% | 3.068% | 3.068% | 3.068% | 3.068% | 0 | 0 | 0
PPS | 7L180 | 803 | 138 |  | High_Level | 12917630.0794 | ATCO | 2017 | 0% | 0% | 1.2% | 2.4% | 2.4% | 2.4% | 0 | 0 | 0
PPS | 6L05 Dead End180 | 811 | 69 |  | central | 243484.3142 | ATCO | 2017 | 0% | 0% | 1.2% | 2.4% | 2.4% | 2.4% | 0 | 0 | 0
PPS | 7L1170 | 811 | 144 |  | central | 2439411.4218 | ATCO | 2017 | 0% | 0% | 1.2% | 2.4% | 2.4% | 2.4% | 0 | 0 | 0
PPS | 7L14/7L130180 | 811 | 144 |  | central | 14367348.9612 | ATCO | 2017 | 0% | 0% | 1.2% | 2.4% | 2.4% | 2.4% | 0 | 0 | 0
PPS | 7L140 | 811 | 144 |  | central | 6851824.4335 | ATCO | 2017 | 0% | 0% | 1.2% | 2.4% | 2.4% | 2.4% | 0 | 0 | 0
PPS | 7L157(180) | 811 | 144 |  | central | 918753.5614 | ATCO | 2017 | 0% | 0% | 1.2% | 2.4% | 2.4% | 2.4% | 0 | 0 | 0
PPS | 7L160(180) | 811 | 144 |  | central | 956623.0013 | ATCO | 2017 | 0% | 0% | 1.2% | 2.4% | 2.4% | 2.4% | 0 | 0 | 0
PPS | 7L530 | 811 | 144 |  | central | 2787898.7677 | ATCO | 2017 | 0% | 0% | 1.2% | 2.4% | 2.4% | 2.4% | 0 | 0 | 0
PPS | 7L7010 | 811 | 144 |  | central | 1203865.377 | ATCO | 2017 | 0% | 0% | 1.2% | 2.4% | 2.4% | 2.4% | 0 | 0 | 0
PPS | 7L74(180) | 811 | 144 |  | central | 17920449.2169 | ATCO | 2017 | 0% | 0% | 1.2% | 2.4% | 2.4% | 2.4% | 0 | 0 | 0
PPS | 7L7491 | 811 | 144 |  | central | 34201000 | ATCO | 2017 | 0% | 0% | 1.2% | 2.4% | 2.4% | 2.4% | 0 | 0 | 0
PPS | 7L83(180) | 811 | 144 |  | central | 7546228.6783 | ATCO | 2017 | 0% | 0% | 1.2% | 2.4% | 2.4% | 2.4% | 0 | 0 | 0
PPS | 7L87(180) | 811 | 144 |  | central | 12282104.8257 | ATCO | 2017 | 0% | 0% | 1.2% | 2.4% | 2.4% | 2.4% | 0 | 0 | 0
PPS | 7LA701180 | 811 | 144 |  | central | 3334547.5682 | ATCO | 2017 | 0% | 0% | 1.2% | 2.4% | 2.4% | 2.4% | 0 | 0 | 0
PPS | unknown line St.Paul | 811 | 0 |  | central | 45416104.0267 | ATCO | 2017 | 0% | 0% | 1.2% | 2.4% | 2.4% | 2.4% | 0 | 0 | 0
PPS | 166L | 813 | 138 |  | Red_Deer | 583496.1304 | AltaLink | 2017 | 0% | 0% | 1.534% | 3.068% | 3.068% | 3.068% | 0 | 0 | 0
PPS | 417L/418L | 813 | 138 |  | Red_Deer | 1650657.1949 | AltaLink | 2017 | 0% | 0% | 1.534% | 3.068% | 3.068% | 3.068% | 0 | 0 | 0
PPS | 417L/418L | 813 | 138 |  | Red_Deer | 1827943.6298 | AltaLink | 2017 | 0% | 0% | 1.534% | 3.068% | 3.068% | 3.068% | 0 | 0 | 0
PPS | 419L/420L | 813 | 138 |  | Red_Deer | 8144848.6406 | AltaLink | 2017 | 0% | 0% | 1.534% | 3.068% | 3.068% | 3.068% | 0 | 0 | 0
PPS | 419L/420L | 813 | 138 |  | Red_Deer | 8079441.9947 | AltaLink | 2017 | 0% | 0% | 1.534% | 3.068% | 3.068% | 3.068% | 0 | 0 | 0
PPS | 421L/422L | 813 | 138 |  | Red_Deer | 3903744.023 | AltaLink | 2017 | 0% | 0% | 1.534% | 3.068% | 3.068% | 3.068% | 0 | 0 | 0
PPS | 421L/422L | 813 | 138 |  | Red_Deer | 3860713.3349 | AltaLink | 2017 | 0% | 0% | 1.534% | 3.068% | 3.068% | 3.068% | 0 | 0 | 0
PPS | 423L | 813 | 138 |  | Red_Deer | 27816758.0053 | AltaLink | 2017 | 0% | 0% | 1.534% | 3.068% | 3.068% | 3.068% | 0 | 0 | 0
PPS | 423L/784L shared route | 813 | 138 |  | Red_Deer | 2516434.6392 | AltaLink | 2017 | 0% | 0% | 1.534% | 3.068% | 3.068% | 3.068% | 0 | 0 | 0
PPS | 423L/80AL shared route | 813 | 138 |  | Red_Deer | 2922644.3347 | AltaLink | 2017 | 0% | 0% | 1.534% | 3.068% | 3.068% | 3.068% | 0 | 0 | 0
PPS | 444L | 813 | 138 |  | Red_Deer | 246135.5358 | AltaLink | 2017 | 0% | 0% | 1.534% | 3.068% | 3.068% | 3.068% | 0 | 0 | 0
PPS | 637L | 813 | 138 |  | Red_Deer | 17472564.2382 | AltaLink | 2017 | 0% | 0% | 1.534% | 3.068% | 3.068% | 3.068% | 0 | 0 | 0
PPS | 648L | 813 | 138 |  | Red_Deer | 16434659.5594 | AltaLink | 2017 | 0% | 0% | 1.534% | 3.068% | 3.068% | 3.068% | 0 | 0 | 0
PPS | 755L (427L) d/c section | 813 | 240 |  | Red_Deer | 22442935.4619 | AltaLink | 2017 | 0% | 0% | 1.534% | 3.068% | 3.068% | 3.068% | 0 | 0 | 0
PPS | 755L d/c monopole section | 813 | 240 |  | Red_Deer | 37092819.7459 | AltaLink | 2017 | 0% | 0% | 1.534% | 3.068% | 3.068% | 3.068% | 0 | 0 | 0
FINAL | 768L/778L | 813 | 138 |  | Red_Deer | 1301580.8109 | AltaLink | 2017 | 0% | 0% | 1.534% | 3.068% | 3.068% | 3.068% | 0 | 0 | 0
FINAL | 80L | 813 | 138 |  | Red_Deer | 629225.315 | AltaLink | 2017 | 0% | 0% | 1.534% | 3.068% | 3.068% | 3.068% | 0 | 0 | 0
PPS | 80L (GD) | 813 | 138 |  | Red_Deer | 442355.4735 | AltaLink | 2017 | 0% | 0% | 1.534% | 3.068% | 3.068% | 3.068% | 0 | 0 | 0
PPS | 80L North (425L) | 813 | 138 |  | Red_Deer | 14334305.1587 | AltaLink | 2017 | 0% | 0% | 1.534% | 3.068% | 3.068% | 3.068% | 0 | 0 | 0
PPS | 80L South (426L) | 813 | 138 |  | Red_Deer | 10724430.6086 | AltaLink | 2017 | 0% | 0% | 1.534% | 3.068% | 3.068% | 3.068% | 0 | 0 | 0
PPS | 80L underground | 813 | 138 |  | Red_Deer | 8701000 | AltaLink | 2017 | 0% | 0% | 1.534% | 3.068% | 3.068% | 3.068% | 0 | 0 | 0
PPS | 883L | 813 | 138 |  | Red_Deer | 2041375.8427 | AltaLink | 2017 | 0% | 0% | 1.534% | 3.068% | 3.068% | 3.068% | 0 | 0 | 0
PPS | 910L/1083L | 813 | 240 |  | Red_Deer | 1595577.9142 | AltaLink | 2017 | 0% | 0% | 1.534% | 3.068% | 3.068% | 3.068% | 0 | 0 | 0
PPS | 910L/1083L | 813 | 240 |  | Red_Deer | 1626560.0096 | AltaLink | 2017 | 0% | 0% | 1.534% | 3.068% | 3.068% | 3.068% | 0 | 0 | 0
PPS | 918L/1081L | 813 | 240 |  | Red_Deer | 1543941.0885 | AltaLink | 2017 | 0% | 0% | 1.534% | 3.068% | 3.068% | 3.068% | 0 | 0 | 0
PPS | 918L/1081L | 813 | 240 |  | Red_Deer | 1657542.105 | AltaLink | 2017 | 0% | 0% | 1.534% | 3.068% | 3.068% | 3.068% | 0 | 0 | 0
PPS | 929L/1082L | 813 | 240 |  | Red_Deer | 1650657.1949 | AltaLink | 2017 | 0% | 0% | 1.534% | 3.068% | 3.068% | 3.068% | 0 | 0 | 0
PPS | 929L/1082L | 813 | 240 |  | Red_Deer | 1645493.5123 | AltaLink | 2017 | 0% | 0% | 1.534% | 3.068% | 3.068% | 3.068% | 0 | 0 | 0
PPS | transmission line 166AL_(v2) | 813 | 138 |  | Red_Deer | 178318.6255 | AltaLink | 2017 | 0% | 0% | 1.534% | 3.068% | 3.068% | 3.068% | 0 | 0 | 0
PPS | transmission line 166L_(v2) | 813 | 138 |  | Red_Deer | 24543692.6728 | AltaLink | 2017 | 0% | 0% | 1.534% | 3.068% | 3.068% | 3.068% | 0 | 0 | 0
PPS | 1043L/1139L | 850 | 240 |  | edmonton | 15139710.0767 | AltaLink | 2017 | 0% | 0% | 1.534% | 3.068% | 3.068% | 3.068% | 0 | 0 | 0
PPS | 1140L/1112L | 850 | 240 |  | edmonton | 20197707.056 | AltaLink | 2017 | 0% | 0% | 1.534% | 3.068% | 3.068% | 3.068% | 0 | 0 | 0
PPS | 446L/452L/453L | 850 | 138 |  | edmonton | 19650687.4161 | AltaLink | 2017 | 0% | 0% | 1.534% | 3.068% | 3.068% | 3.068% | 0 | 0 | 0
PPS | 446L/453L | 850 | 138 |  | edmonton | 11579761.4997 | AltaLink | 2017 | 0% | 0% | 1.534% | 3.068% | 3.068% | 3.068% | 0 | 0 | 0
PPS | 452L 10km OPGW replacement | 850 | 138 |  | edmonton | 4288035.0625 | AltaLink | 2017 | 0% | 0% | 1.534% | 3.068% | 3.068% | 3.068% | 0 | 0 | 0
PPS | 454L/455L | 850 | 138 |  | edmonton | 7815341.976 | AltaLink | 2017 | 0% | 0% | 1.534% | 3.068% | 3.068% | 3.068% | 0 | 0 | 0
PPS | 739L | 850 | 138 |  | edmonton | 318689.2592 | AltaLink | 2017 | 0% | 0% | 1.534% | 3.068% | 3.068% | 3.068% | 0 | 0 | 0
PPS | 780L/174L | 850 | 138 |  | edmonton | 61607075.0134 | AltaLink | 2017 | 0% | 0% | 1.534% | 3.068% | 3.068% | 3.068% | 0 | 0 | 0
PPS | 780L/858L | 850 | 138 |  | edmonton | 6668353.194 | AltaLink | 2017 | 0% | 0% | 1.534% | 3.068% | 3.068% | 3.068% | 0 | 0 | 0
PPS | 790L/790AL | 850 | 138 |  | edmonton | 139024.4589 | AltaLink | 2017 | 0% | 0% | 1.534% | 3.068% | 3.068% | 3.068% | 0 | 0 | 0
PPS | 874L | 850 | 138 |  | edmonton | 187987.9028 | AltaLink | 2017 | 0% | 0% | 1.534% | 3.068% | 3.068% | 3.068% | 0 | 0 | 0
PPS | 910L/914L | 850 | 240 |  | edmonton | 14418523.7789 | AltaLink | 2017 | 0% | 0% | 1.534% | 3.068% | 3.068% | 3.068% | 0 | 0 | 0
PPS | 2.83L | 859 | 144 |  | 0 | 277558.4085 | ENMAX | 2015 | 1.348% | 2.695% | 2.695% | 2.695% | 2.695% | 2.695% | 273818.2592 | 0 | 273818.2592
PPS | 1037L/1038L | 882 | 240 |  | 0 | 175713694.5722 | AltaLink | 2015 | 1.595% | 3.068% | 3.068% | 3.068% | 3.068% | 3.068% | 172911024.5882 | 172911024.5882 | 0
PPS | 1037L/1038L | 882 | 240 |  | 0 | 175713694.5722 | AltaLink | 2015 | 1.595% | 3.068% | 3.068% | 3.068% | 3.068% | 3.068% | 172911024.5882 | 172911024.5882 | 0
PPS | 1048L/1049L | 882 | 240 |  | 0 | 1408640.4351 | AltaLink | 2015 | 1.595% | 3.068% | 3.068% | 3.068% | 3.068% | 3.068% | 1386172.3271 | 1386172.3271 | 0
PPS | 1048L/1049L | 882 | 240 |  | 0 | 1408640.4351 | AltaLink | 2015 | 1.595% | 3.068% | 3.068% | 3.068% | 3.068% | 3.068% | 1386172.3271 | 1386172.3271 | 0
PPS | 603L to Windy Flats 138S | 882 | 138 |  | 0 | 408645.456 | AltaLink | 2015 | 1.595% | 3.068% | 3.068% | 3.068% | 3.068% | 3.068% | 402127.476 | 0 | 402127.476
PPS | 608L - 138kV both s/c and d/c | 882 | 138 |  | 0 | 6799479.6584 | AltaLink | 2015 | 1.595% | 3.068% | 3.068% | 3.068% | 3.068% | 3.068% | 6691026.5432 | 0 | 6691026.5432
PPS | 608L - d/c 725BL | 882 | 138 |  | 0 | 2371991.3149 | AltaLink | 2015 | 1.595% | 3.068% | 3.068% | 3.068% | 3.068% | 3.068% | 2334157.56 | 0 | 2334157.56
PPS | 911L By-Pass | 882 | 240 |  | 0 | 11928878.2152 | AltaLink | 2015 | 1.595% | 3.068% | 3.068% | 3.068% | 3.068% | 3.068% | 11738610.126 | 11738610.126 | 0
PPS | 911L Crossing | 882 | 240 |  | 0 | 4366097.616 | AltaLink | 2015 | 1.595% | 3.068% | 3.068% | 3.068% | 3.068% | 3.068% | 4296457.4507 | 4296457.4507 | 0
PPS | 967L/968L | 882 | 240 |  | 0 | 1457386.3381 | AltaLink | 2015 | 1.595% | 3.068% | 3.068% | 3.068% | 3.068% | 3.068% | 1434140.7228 | 1434140.7228 | 0
PPS | 967L/968L | 882 | 240 |  | 0 | 1445486.0679 | AltaLink | 2015 | 1.595% | 3.068% | 3.068% | 3.068% | 3.068% | 3.068% | 1422430.2644 | 1422430.2644 | 0
PPS | Connection of 603L to 138S - 603L | 882 | 138 |  | 0 | 19309.4236 | AltaLink | 2015 | 1.595% | 3.068% | 3.068% | 3.068% | 3.068% | 3.068% | 19001.4343 | 0 | 19001.4343
PPS | Connection of 608L to 138S - 608AL | 882 | 138 |  | 0 | 34179.5132 | AltaLink | 2015 | 1.595% | 3.068% | 3.068% | 3.068% | 3.068% | 3.068% | 33634.3428 | 0 | 33634.3428
PPS | 600L | 888 | 138 |  | Medicine Hat | 428091.81 | AltaLink | 2016 | 0% | 1.534% | 3.068% | 3.068% | 3.068% | 3.068% | 0 | 0 | 0
PPS | 674L | 888 | 138 |  | Medicine Hat | 1327232.7397 | AltaLink | 2016 | 0% | 1.534% | 3.068% | 3.068% | 3.068% | 3.068% | 0 | 0 | 0
PPS | 675L/892L | 888 | 138 |  | Medicine Hat | 32638667.6185 | AltaLink | 2016 | 0% | 1.534% | 3.068% | 3.068% | 3.068% | 3.068% | 0 | 0 | 0
PPS | 675L/892L | 888 | 138 |  | Medicine Hat | 26144707.4279 | AltaLink | 2016 | 0% | 1.534% | 3.068% | 3.068% | 3.068% | 3.068% | 0 | 0 | 0
PPS | 676L/879L | 888 | 138 |  | Medicine Hat | 38066101.5005 | AltaLink | 2016 | 0% | 1.534% | 3.068% | 3.068% | 3.068% | 3.068% | 0 | 0 | 0
PPS | 676L/879L | 888 | 138 |  | Medicine Hat | 42259623.6947 | AltaLink | 2016 | 0% | 1.534% | 3.068% | 3.068% | 3.068% | 3.068% | 0 | 0 | 0
PPS | 9L19 and 9L28 | 948 | 240 |  | 0 | 9503247.7097 | ATCO | 2015 | 1.239% | 2.394% | 2.4% | 2.4% | 2.4% | 2.4% | 9385492.6957 | 9385492.6957 | 0
PPS | 1035L/1034L Tie-in180 | 961 | 240 |  | 0 | 12067928.3605 | AltaLink | 2015 | 1.595% | 3.068% | 3.068% | 3.068% | 3.068% | 3.068% | 11875442.3926 | 11875442.3926 | 0
PPS | 1053L crossing180 | 961 | 240 |  | 0 | 2180206.2 | AltaLink | 2015 | 1.595% | 3.068% | 3.068% | 3.068% | 3.068% | 3.068% | 2145431.4576 | 2145431.4576 | 0
PPS | 1206_1212L180 | 961 | 240 |  | 0 | 12147807.386 | AltaLink | 2015 | 1.595% | 3.068% | 3.068% | 3.068% | 3.068% | 3.068% | 11954047.3309 | 11954047.3309 | 0
PPS | 138 kV AC Lines180 | 961 | 138 |  | 0 | 386437.0466 | ATCO | 2015 | 1.239% | 2.394% | 2.4% | 2.4% | 2.4% | 2.4% | 381648.6941 | 0 | 381648.6941
PPS | 240 kV AC Lines 923L and XXXL180 | 961 | 240 |  | 0 | 24745691.1279 | ATCO | 2015 | 1.239% | 2.394% | 2.4% | 2.4% | 2.4% | 2.4% | 24439066.5617 | 24439066.5617 | 0
Final | 500 kV DC Transmission Line 13L50180 | 961 | 500 |  | 0 | 1297658759.5 | ATCO | 2015 | 1.239% | 2.394% | 2.4% | 2.4% | 2.4% | 2.4% | 1281579432.7098 | 1281579432.7098 | 0
PPS | 500kV AC 12L70 & 12L85180 | 961 | 500 |  | 0 | 22941771.3462 | ATCO | 2015 | 1.239% | 2.394% | 2.4% | 2.4% | 2.4% | 2.4% | 22657499.2015 | 22657499.2015 | 0
PPS | 923L/935L Tie-in180 | 961 | 240 |  | 0 | 9328355.2941 | AltaLink | 2015 | 1.595% | 3.068% | 3.068% | 3.068% | 3.068% | 3.068% | 9179566.0864 | 9179566.0864 | 0
PPS | 931L/933L crossing180 | 961 | 240 |  | 0 | 15784803.775 | AltaLink | 2015 | 1.595% | 3.068% | 3.068% | 3.068% | 3.068% | 3.068% | 15533032.8709 | 15533032.8709 | 0
PPS | 950L crossing180 | 961 | 240 |  | 0 | 4171061.3966 | AltaLink | 2015 | 1.595% | 3.068% | 3.068% | 3.068% | 3.068% | 3.068% | 4104532.0996 | 4104532.0996 | 0
PPS | 1113L 180 | 962 | 240 |  | 0 | 5050035.9456 | AltaLink | 2015 | 1.595% | 3.068% | 3.068% | 3.068% | 3.068% | 3.068% | 4969486.8217 | 4969486.8217 | 0
PPS | 1114L 180 | 962 | 240 |  | 0 | 508638.6786 | AltaLink | 2015 | 1.595% | 3.068% | 3.068% | 3.068% | 3.068% | 3.068% | 500525.7859 | 500525.7859 | 0
PPS | 1201L | 962 | 500 |  | 0 | 17806288.9798 | AltaLink | 2015 | 1.595% | 3.068% | 3.068% | 3.068% | 3.068% | 3.068% | 17522274.9661 | 17522274.9661 | 0
PPS | 1203L / 1238L / 1239L to 510S | 962 | 500 |  | northwest | 4282968.0875 | EPCOR | 2015 | 1.153% | 2.306% | 2.306% | 2.306% | 2.306% | 2.306% | 4233581.2654 | 4233581.2654 | 0
PPS | 1209L 330P to 89S | 962 | 500 |  | northwest | 7200931.5203 | EPCOR | 2015 | 1.153% | 2.306% | 2.306% | 2.306% | 2.306% | 2.306% | 7117897.7182 | 7117897.7182 | 0
PPS | 1323L / 1323AL | 962 | 500 |  | 0 | 5797511.6642 | AltaLink | 2015 | 1.595% | 3.068% | 3.068% | 3.068% | 3.068% | 3.068% | 5705040.1471 | 5705040.1471 | 0
PPS | 1323L / 1323AL | 962 | 500 |  | 0 | 5797512.9227 | AltaLink | 2015 | 1.595% | 3.068% | 3.068% | 3.068% | 3.068% | 3.068% | 5705041.3855 | 5705041.3855 | 0
PPS | 166L crossing180 | 962 | 138 |  | 0 | 1759.3379 | AltaLink | 2015 | 1.595% | 3.068% | 3.068% | 3.068% | 3.068% | 3.068% | 1731.2761 | 0 | 1731.2761
PPS | 189L crossing180 | 962 | 138 |  | 0 | 6009.1834 | AltaLink | 2015 | 1.595% | 3.068% | 3.068% | 3.068% | 3.068% | 3.068% | 5913.3357 | 0 | 5913.3357
PPS | 717L crossing180 | 962 | 138 |  | 0 | 649.3693 | AltaLink | 2015 | 1.595% | 3.068% | 3.068% | 3.068% | 3.068% | 3.068% | 639.0118 | 0 | 639.0118
PPS | 757L crossing180 | 962 | 138 |  | 0 | 36306.7941 | AltaLink | 2015 | 1.595% | 3.068% | 3.068% | 3.068% | 3.068% | 3.068% | 35727.6931 | 0 | 35727.6931
PPS | 809L re-route & in-out | 962 | 138 |  | northwest | 1102453.8091 | EPCOR | 2015 | 1.153% | 2.306% | 2.306% | 2.306% | 2.306% | 2.306% | 1089741.4356 | 0 | 1089741.4356
PPS | 80L crossing180 | 962 | 138 |  | 0 | 357.4048 | AltaLink | 2015 | 1.595% | 3.068% | 3.068% | 3.068% | 3.068% | 3.068% | 351.7042 | 0 | 351.7042
PPS | 906L / 928L 180 | 962 | 240 |  | 0 | 3139139.529 | AltaLink | 2015 | 1.595% | 3.068% | 3.068% | 3.068% | 3.068% | 3.068% | 3089069.6004 | 3089069.6004 | 0
PPS | 918L 180 | 962 | 240 |  | 0 | 2722397.9396 | AltaLink | 2015 | 1.595% | 3.068% | 3.068% | 3.068% | 3.068% | 3.068% | 2678975.1261 | 2678975.1261 | 0
PPS | 924L / 927L | 962 | 240 |  | 0 | 1942419.7748 | AltaLink | 2015 | 1.595% | 3.068% | 3.068% | 3.068% | 3.068% | 3.068% | 1911437.7753 | 1911437.7753 | 0
PPS | 925L / 929L 180 | 962 | 240 |  | 0 | 5765561.6855 | AltaLink | 2015 | 1.595% | 3.068% | 3.068% | 3.068% | 3.068% | 3.068% | 5673599.7771 | 5673599.7771 | 0
PPS | 936L / 937L | 962 | 240 |  | 0 | 2839515.9806 | AltaLink | 2015 | 1.595% | 3.068% | 3.068% | 3.068% | 3.068% | 3.068% | 2794225.11 | 2794225.11 | 0
`+/-5% | HVDC Line 1325L | 962 | 500 |  | 0 | 968825472.253 | AltaLink | 2015 | 1.595% | 3.068% | 3.068% | 3.068% | 3.068% | 3.068% | 953372504.4157 | 953372504.4157 | 0
PPS | 1099L180 | 1101 | 240 |  | Fort McMurray | 1698665.1251 | AltaLink | 2016 | 0% | 1.534% | 3.068% | 3.068% | 3.068% | 3.068% | 0 | 0 | 0
PPS | 1115L180 | 1101 | 240 |  | Fort McMurray | 84737752.6603 | AltaLink | 2016 | 0% | 1.534% | 3.068% | 3.068% | 3.068% | 3.068% | 0 | 0 | 0
PPS | 1116L 180 | 1101 | 240 |  | Fort McMurray | 87576930.8222 | AltaLink | 2016 | 0% | 1.534% | 3.068% | 3.068% | 3.068% | 3.068% | 0 | 0 | 0
PPS | 1117L 180 | 1101 | 240 |  | Fort McMurray | 191472515.6557 | AltaLink | 2016 | 0% | 1.534% | 3.068% | 3.068% | 3.068% | 3.068% | 0 | 0 | 0
PPS | 428L/457L 180 | 1101 | 138 |  | Fort McMurray | 2172995.8566 | AltaLink | 2016 | 0% | 1.534% | 3.068% | 3.068% | 3.068% | 3.068% | 0 | 0 | 0
PPS | 428L/457L 180 | 1101 | 138 |  | Fort McMurray | 2175159.2971 | AltaLink | 2016 | 0% | 1.534% | 3.068% | 3.068% | 3.068% | 3.068% | 0 | 0 | 0
PPS | 971L180 | 1101 | 240 |  | Fort McMurray | 1786314.2704 | AltaLink | 2016 | 0% | 1.534% | 3.068% | 3.068% | 3.068% | 3.068% | 0 | 0 | 0
PPS | line 9L930_v181 | 1101 | 240 |  | Fort McMurray | 4698744.2423 | ATCO | 2016 | 0% | 1.197% | 2.4% | 2.4% | 2.4% | 2.4% | 0 | 0 | 0
PPS | 1064L/1065L_(v180) | 1117 | 240 |  | Calgary | 22476180.1858 | AltaLink | 2015 | 1.595% | 3.068% | 3.068% | 3.068% | 3.068% | 3.068% | 22117680.4359 | 22117680.4359 | 0
PPS | 1064L/1065L_(v180) | 1117 | 240 |  | Calgary | 22476180.1858 | AltaLink | 2015 | 1.595% | 3.068% | 3.068% | 3.068% | 3.068% | 3.068% | 22117680.4359 | 22117680.4359 | 0
PPS | 1064L/1065L_(v180) | 1117 | 240 |  | Calgary | 17889351.245 | AltaLink | 2015 | 1.595% | 3.068% | 3.068% | 3.068% | 3.068% | 3.068% | 17604012.3709 | 17604012.3709 | 0
PPS | 1064L/1065L_(v180) | 1117 | 240 |  | Calgary | 17889351.245 | AltaLink | 2015 | 1.595% | 3.068% | 3.068% | 3.068% | 3.068% | 3.068% | 17604012.3709 | 17604012.3709 | 0
PPS | 1080L/1109L_180 | 1117 | 240 |  | Calgary | 2104869.8934 | AltaLink | 2015 | 1.595% | 3.068% | 3.068% | 3.068% | 3.068% | 3.068% | 2071296.7807 | 2071296.7807 | 0
Final | 1106L_180 | 1117 | 240 |  | 0 | 83540470.166 | AltaLink | 2015 | 1.595% | 3.068% | 3.068% | 3.068% | 3.068% | 3.068% | 82207982.2871 | 82207982.2871 | 0
Final | 1107L_180 | 1117 | 240 |  | 0 | 81881919.074 | AltaLink | 2015 | 1.595% | 3.068% | 3.068% | 3.068% | 3.068% | 3.068% | 80575885.43 | 80575885.43 | 0
PPS | 434L/646L_180 | 1117 | 138 |  | Calgary | 23035758.9452 | AltaLink | 2015 | 1.595% | 3.068% | 3.068% | 3.068% | 3.068% | 3.068% | 22668333.7977 | 0 | 22668333.7977
PPS | 434L/646L_180 | 1117 | 138 |  | Calgary | 23035758.9452 | AltaLink | 2015 | 1.595% | 3.068% | 3.068% | 3.068% | 3.068% | 3.068% | 22668333.7977 | 0 | 22668333.7977
PPS | 646L/850L_180 | 1117 | 138 |  | Calgary | 1379161.0197 | AltaLink | 2015 | 1.595% | 3.068% | 3.068% | 3.068% | 3.068% | 3.068% | 1357163.1145 | 0 | 1357163.1145
PPS | 727L salvage_180 | 1117 | 138 |  | Calgary | 58119.5418 | AltaLink | 2015 | 1.595% | 3.068% | 3.068% | 3.068% | 3.068% | 3.068% | 57192.523 | 0 | 57192.523
PPS | 727L temporary_180 | 1117 | 138 |  | Calgary | 113097.4868 | AltaLink | 2015 | 1.595% | 3.068% | 3.068% | 3.068% | 3.068% | 3.068% | 111293.5584 | 0 | 111293.5584
PPS | 727L/646L rebuild to d/c_180 | 1117 | 138 |  | Calgary | 10552623.8387 | AltaLink | 2015 | 1.595% | 3.068% | 3.068% | 3.068% | 3.068% | 3.068% | 10384307.2931 | 0 | 10384307.2931
PPS | 727L/646L rebuild to d/c_180 | 1117 | 138 |  | Calgary | 6925650.2686 | AltaLink | 2015 | 1.595% | 3.068% | 3.068% | 3.068% | 3.068% | 3.068% | 6815184.706 | 0 | 6815184.706
PPS | 850L temporary line_180 | 1117 | 240 |  | 0 | 6383232.2672 | AltaLink | 2015 | 1.595% | 3.068% | 3.068% | 3.068% | 3.068% | 3.068% | 6281418.3846 | 6281418.3846 | 0
PPS | 850L/911L salvage_180 | 1117 | 240 |  | 0 | 40534.5865 | AltaLink | 2015 | 1.595% | 3.068% | 3.068% | 3.068% | 3.068% | 3.068% | 39888.0514 | 39888.0514 | 0
PPS | 850L/911L_(v180) | 1117 | 240 |  | Calgary | 4954996.4948 | AltaLink | 2015 | 1.595% | 3.068% | 3.068% | 3.068% | 3.068% | 3.068% | 4875963.2699 | 4875963.2699 | 0
PPS | 850L/911L_(v180) | 1117 | 240 |  | Calgary | 6050519.4603 | AltaLink | 2015 | 1.595% | 3.068% | 3.068% | 3.068% | 3.068% | 3.068% | 5954012.4162 | 5954012.4162 | 0
PPS | 911L temporary line_180 | 1117 | 240 |  | 0 | 5690283.8596 | AltaLink | 2015 | 1.595% | 3.068% | 3.068% | 3.068% | 3.068% | 3.068% | 5599522.6483 | 5599522.6483 | 0
PPS | 936L/937L_(v180) | 1117 | 240 |  | Calgary | 5966110.3138 | AltaLink | 2015 | 1.595% | 3.068% | 3.068% | 3.068% | 3.068% | 3.068% | 5870949.6131 | 5870949.6131 | 0
PPS | 936L/937L_(v180) | 1117 | 240 |  | Calgary | 5966110.3138 | AltaLink | 2015 | 1.595% | 3.068% | 3.068% | 3.068% | 3.068% | 3.068% | 5870949.6131 | 5870949.6131 | 0
PPS | 937L UG_(v180) | 1117 | 240 |  | Calgary | 6197786.4819 | AltaLink | 2015 | 1.595% | 3.068% | 3.068% | 3.068% | 3.068% | 3.068% | 6098930.4982 | 6098930.4982 | 0
PPS | 7L167 Transmission Line | 1128 | 144 |  | Fort McMurray | 5836667.1107 | ATCO | 2015 | 1.239% | 2.394% | 2.4% | 2.4% | 2.4% | 2.4% | 5764344.8017 | 0 | 5764344.8017
PPS | 7L183 transmission line | 1128 | 144 |  | 0 | 9964313.8981 | ATCO | 2015 | 1.239% | 2.394% | 2.4% | 2.4% | 2.4% | 2.4% | 9840845.7997 | 0 | 9840845.7997
PPS | 9L08 and 9L76 240kV s/c line | 1180 | 240 |  | Fort McMurray | 0 | ATCO | 2100 | 0% | 0% | 0% | 0% | 0% | 0% | 0 | 0 | 0
PPS | 9L95 | 1180 | 240 |  | Fort McMurray | 0 | ATCO | 2100 | 0% | 0% | 0% | 0% | 0% | 0% | 0 | 0 | 0
PPS | Construction of 1.3km of 240kV in/out on H-frame, 9L57 & 9L74 180day | 1180 | 240 |  | Fort McMurray | 0 | ATCO | 2100 | 0% | 0% | 0% | 0% | 0% | 0% | 0 | 0 | 0
PPS | 9L01 | 1186 | 240 |  | Fort McMurray | 24561972.6236 | ATCO | 2018 | 0% | 0% | 0% | 1.2% | 2.4% | 2.4% | 0 | 0 | 0
PPS | 9L07 | 1186 | 240 |  | Fort McMurray | 5710678.2441 | ATCO | 2018 | 0% | 0% | 0% | 1.2% | 2.4% | 2.4% | 0 | 0 | 0
PPS | 9L112 | 1186 | 240 |  | Fort McMurray | 4958275.2427 | ATCO | 2018 | 0% | 0% | 0% | 1.2% | 2.4% | 2.4% | 0 | 0 | 0
PPS | 9L30 | 1186 | 240 |  | Fort McMurray | 24561820.8108 | ATCO | 2018 | 0% | 0% | 0% | 1.2% | 2.4% | 2.4% | 0 | 0 | 0
PPS | bypass 9L07/9L112 | 1186 | 240 |  | Fort McMurray | 424792.4385 | ATCO | 2018 | 0% | 0% | 0% | 1.2% | 2.4% | 2.4% | 0 | 0 | 0
PPS | 7L134 | 1250 | 138 |  | Lloydminster | 257636.3324 | ATCO | 2017 | 0% | 0% | 1.2% | 2.4% | 2.4% | 2.4% | 0 | 0 | 0
PPS | 7LA65 | 1250 | 138 |  | Lloydminster | 15341741.5228 | ATCO | 2017 | 0% | 0% | 1.2% | 2.4% | 2.4% | 2.4% | 0 | 0 | 0
PPS | 476L & 477L A | 1258 | 138 |  | Fort McMurray | 11720551.5459 | AltaLink | 2019 | 0% | 0% | 0% | 0% | 1.534% | 3.068% | 0 | 0 | 0
PPS | 476L & 477L B | 1258 | 138 |  | Fort McMurray | 11959135.4392 | AltaLink | 2019 | 0% | 0% | 0% | 0% | 1.534% | 3.068% | 0 | 0 | 0
PPS | 172L/463L[v180] | 1260 | 138 |  | Lethbridge | 2113680.3026 | ENMAX | 2016 | 0% | 1.348% | 2.695% | 2.695% | 2.695% | 2.695% | 0 | 0 | 0
PPS | line 172L | 1260 | 138 |  | Lethbridge | 605625.1917 | AltaLink | 2016 | 0% | 1.534% | 3.068% | 3.068% | 3.068% | 3.068% | 0 | 0 | 0
PPS | line 464L | 1263 | 138 |  | Red_Deer | 763058.8235 | AltaLink | 2016 | 0% | 1.534% | 3.068% | 3.068% | 3.068% | 3.068% | 0 | 0 | 0
PPS | line 768L | 1263 | 138 |  | Red_Deer | 763058.8235 | AltaLink | 2016 | 0% | 1.534% | 3.068% | 3.068% | 3.068% | 3.068% | 0 | 0 | 0
PPS | line 778L | 1263 | 138 |  | Red_Deer | 331764.7059 | AltaLink | 2016 | 0% | 1.534% | 3.068% | 3.068% | 3.068% | 3.068% | 0 | 0 | 0
PPS | in and out of line 9L07 and 9L89 from lune 9L07 at Dawes Sub_180 | 1267 | 240 |  | 0 | 6518260.7905 | ATCO | 2015 | 1.239% | 2.394% | 2.4% | 2.4% | 2.4% | 2.4% | 6437492.8347 | 6437492.8347 | 0
PPS | new line 7L170_180 | 1267 | 144 |  | 0 | 3456133.2958 | ATCO | 2015 | 1.239% | 2.394% | 2.4% | 2.4% | 2.4% | 2.4% | 3413308.2494 | 0 | 3413308.2494
PPS | 1135L/1136L preferred | 1287 | 240 |  | 0 | 28342949.8061 | AltaLink | 2019 | 0% | 0% | 0% | 0% | 1.534% | 3.068% | 0 | 0 | 0
PPS | Line 9L930 | 1287 | 240 |  | 0 | 1903119.3554 | ATCO | 2019 | 0% | 0% | 0% | 0% | 1.2% | 2.4% | 0 | 0 | 0
PPS | 138kv s/c line 621L | 1289 | 138 |  | edmonton | 1490787.1126 | AltaLink | 2017 | 0% | 0% | 1.534% | 3.068% | 3.068% | 3.068% | 0 | 0 | 0
PPS | Rerouting 815L | 1289 | 138 |  | edmonton | 437379.69 | AltaLink | 2017 | 0% | 0% | 1.534% | 3.068% | 3.068% | 3.068% | 0 | 0 | 0
PPS | 7LA106 new line | 1290 | 144 |  | Peace_River | 5368376.5325 | ATCO | 2018 | 0% | 0% | 0% | 1.2% | 2.4% | 2.4% | 0 | 0 | 0
PPS | 138-162.81L | 1314 | 138 |  | Fort McMurray | 334297.2739 | ENMAX | 2015 | 1.348% | 2.695% | 2.695% | 2.695% | 2.695% | 2.695% | 329792.5582 | 0 | 329792.5582
PPS | Two 240kV lines 9L124 ¦ 9L139 | 1321 | 240 |  | Peace_River | 39192318.193 | ATCO | 2017 | 0% | 0% | 1.2% | 2.4% | 2.4% | 2.4% | 0 | 0 | 0
PPS | 675L | 1326 | 138 |  | 0 | 174412.2846 | AltaLink | 2017 | 0% | 0% | 1.534% | 3.068% | 3.068% | 3.068% | 0 | 0 | 0
PPS | 880L | 1326 | 138 |  | 0 | 450149.8011 | AltaLink | 2017 | 0% | 0% | 1.534% | 3.068% | 3.068% | 3.068% | 0 | 0 | 0
PPS | 882L | 1326 | 138 |  | 0 | 292348.2103 | AltaLink | 2017 | 0% | 0% | 1.534% | 3.068% | 3.068% | 3.068% | 0 | 0 | 0
PPS | New 100m 475L_(v1) | 1336 | 138 |  | Strathmore_Blackie | 623924.5133 | AltaLink | 2018 | 0% | 0% | 0% | 1.534% | 3.068% | 3.068% | 0 | 0 | 0
PPS | line 1071L | 1343 | 240 |  | 0 | 19796706.1821 | AltaLink | 2015 | 1.595% | 3.068% | 3.068% | 3.068% | 3.068% | 3.068% | 19480944.6 | 19480944.6 | 0
PPS | line 624L | 1343 | 138 |  | 0 | 3112543.7968 | AltaLink | 2015 | 1.595% | 3.068% | 3.068% | 3.068% | 3.068% | 3.068% | 3062898.0758 | 0 | 3062898.0758
PPS | line 893AL | 1343 | 138 |  | 0 | 39755.7483 | AltaLink | 2015 | 1.595% | 3.068% | 3.068% | 3.068% | 3.068% | 3.068% | 39121.6359 | 0 | 39121.6359
PPS | line 893L stage 1 | 1343 | 138 |  | 0 | 4325094.1211 | AltaLink | 2015 | 1.595% | 3.068% | 3.068% | 3.068% | 3.068% | 3.068% | 4256107.9701 | 0 | 4256107.9701
PPS | line 893L stage 2 | 1343 | 138 |  | 0 | 57171.6221 | AltaLink | 2015 | 1.595% | 3.068% | 3.068% | 3.068% | 3.068% | 3.068% | 56259.7229 | 0 | 56259.7229
PPS | line 994L | 1343 | 240 |  | 0 | 18544400.1095 | AltaLink | 2015 | 1.595% | 3.068% | 3.068% | 3.068% | 3.068% | 3.068% | 18248613.0698 | 18248613.0698 | 0
PPS | Line 9L32 | 1348 | 240 |  | 0 | 1573745.9004 | ATCO | 2016 | 0% | 1.197% | 2.4% | 2.4% | 2.4% | 2.4% | 0 | 0 | 0
FINAL | 732AL | 1349 | 138 |  | Wetaskiwin | 696425.9855 | AltaLink | 2015 | 1.595% | 3.068% | 3.068% | 3.068% | 3.068% | 3.068% | 685317.8461 | 0 | 685317.8461
PPS | 26.81L | 1354 | 138 |  | Calgary | 5392.2554 | ENMAX | 2017 | 0% | 0% | 1.348% | 2.695% | 2.695% | 2.695% | 0 | 0 | 0
PPS | 41.84L | 1354 | 138 |  | Calgary | 10940358.32 | ENMAX | 2017 | 0% | 0% | 1.348% | 2.695% | 2.695% | 2.695% | 0 | 0 | 0
PPS | 54.81L | 1354 | 138 |  | Calgary | 9176948.6694 | ENMAX | 2017 | 0% | 0% | 1.348% | 2.695% | 2.695% | 2.695% | 0 | 0 | 0
NID | 807L 138kV 1km_(Alt3) | 1381 | 138 |  | Fort_Saskatchewan | 2854379.6561 | AltaLink | 2019 | 0% | 0% | 0% | 0% | 1.534% | 3.068% | 0 | 0 | 0
NID | 942L 240kV in/out 0.5km_(Alt3) | 1381 | 240 |  | Fort_Saskatchewan | 534701.5537 | AltaLink | 2019 | 0% | 0% | 0% | 0% | 1.534% | 3.068% | 0 | 0 | 0
PPS | 971AL | 1404 | 240 |  | Fort McMurray | 33123608.6999 | AltaLink | 2017 | 0% | 0% | 1.534% | 3.068% | 3.068% | 3.068% | 0 | 0 | 0
PPS | New 50m 144kV s/c line 7LB65 | 1410 | 144 |  | central | 1252661.4598 | ATCO | 2017 | 0% | 0% | 1.2% | 2.4% | 2.4% | 2.4% | 0 | 0 | 0
PPS | Phase1 1120L | 1421 | 240 |  | Fort_Saskatchewan | 539203.1474 | AltaLink | 2019 | 0% | 0% | 0% | 0% | 1.534% | 3.068% | 0 | 0 | 0
PPS | Phase1 1181L | 1421 | 240 |  | Fort_Saskatchewan | 19967023.2561 | AltaLink | 2019 | 0% | 0% | 0% | 0% | 1.534% | 3.068% | 0 | 0 | 0
PPS | Phase1 807L | 1421 | 240 |  | Fort_Saskatchewan | 499439.5803 | AltaLink | 2019 | 0% | 0% | 0% | 0% | 1.534% | 3.068% | 0 | 0 | 0
PPS | Phase1 856L/776L/857L | 1421 | 240 |  | Fort_Saskatchewan | 152011.1101 | AltaLink | 2019 | 0% | 0% | 0% | 0% | 1.534% | 3.068% | 0 | 0 | 0
PPS | Phase2 1120L | 1421 | 240 |  | Fort_Saskatchewan | 552930.9317 | AltaLink | 2019 | 0% | 0% | 0% | 0% | 1.534% | 3.068% | 0 | 0 | 0
PPS | Phase2 1182L | 1421 | 240 |  | Fort_Saskatchewan | 19778650.6475 | AltaLink | 2019 | 0% | 0% | 0% | 0% | 1.534% | 3.068% | 0 | 0 | 0
PPS | Phase2 942L/1131L | 1421 | 240 |  | Fort_Saskatchewan | 987104.9763 | AltaLink | 2019 | 0% | 0% | 0% | 0% | 1.534% | 3.068% | 0 | 0 | 0
PPS | Phase2 997L | 1421 | 240 |  | Fort_Saskatchewan | 339650.7204 | AltaLink | 2019 | 0% | 0% | 0% | 0% | 1.534% | 3.068% | 0 | 0 | 0
PPS | 215AL | 1442 | 138 |  | Edmonton | 1662085.6643 | AltaLink | 2019 | 0% | 0% | 0% | 0% | 1.534% | 3.068% | 0 | 0 | 0
PPS | 745L | 1460 | 138 |  | Hinton_Edson | 1744293.0519 | AltaLink | 2019 | 0% | 0% | 0% | 0% | 1.534% | 3.068% | 0 | 0 | 0
PPS | Line 9L144 | 1482 | 240 |  | 0 | 2696306.3909 | ATCO | 2016 | 0% | 1.197% | 2.4% | 2.4% | 2.4% | 2.4% | 0 | 0 | 0
PPS | Line 9L57 | 1482 | 240 |  | 0 | 1212513.1677 | ATCO | 2016 | 0% | 1.197% | 2.4% | 2.4% | 2.4% | 2.4% | 0 | 0 | 0
PPS | v180 - Retermination of 0.025km138kV 719L | 1494 | 138 |  | Caroline | 51687.5931 | AltaLink | 2015 | 1.595% | 3.068% | 3.068% | 3.068% | 3.068% | 3.068% | 50863.1652 | 0 | 50863.1652
PPS | line upgrade | 1503 | 25 |  | Fort_Saskatchewan | 391589.7436 | AltaLink | 2016 | 0% | 1.534% | 3.068% | 3.068% | 3.068% | 3.068% | 0 | 0 | 0
PPS | 685L/854L 60m in/out line | 1515 | 138 |  | Fox_Creek | 1401330.1096 | AltaLink | 2016 | 0% | 1.534% | 3.068% | 3.068% | 3.068% | 3.068% | 0 | 0 | 0
PPS | 949L | 1533 | 240 |  | 0 | 9435771 | AltaLink | 2017 | 0% | 0% | 1.534% | 3.068% | 3.068% | 3.068% | 0 | 0 | 0
PPS | 949L | 1533 | 240 |  | 0 | 130006.5488 | AltaLink | 2017 | 0% | 0% | 1.534% | 3.068% | 3.068% | 3.068% | 0 | 0 | 0
PPS | 769BL | 1558 | 138 |  | Wainwright | 3292161.5303 | AltaLink | 2018 | 0% | 0% | 0% | 1.534% | 3.068% | 3.068% | 0 | 0 | 0
PPS | 769L | 1558 | 138 |  | Wainwright | 96108.7496 | AltaLink | 2018 | 0% | 0% | 0% | 1.534% | 3.068% | 3.068% | 0 | 0 | 0
PPS | 7L05 | 1570 | 138 |  | Fort McMurray | 304434.2697 | ATCO | 2017 | 0% | 0% | 1.2% | 2.4% | 2.4% | 2.4% | 0 | 0 | 0
PPS | 704L | 1594 | 138 |  | 0 | 14086571.0904 | AltaLink | 2018 | 0% | 0% | 0% | 1.534% | 3.068% | 3.068% | 0 | 0 | 0
PPS | 7LA10 | 1618 | 144 |  | 0 | 994089.5004 | ATCO | 2017 | 0% | 0% | 1.2% | 2.4% | 2.4% | 2.4% | 0 | 0 | 0
PPS | 7L20/7L228_(v1) | 1634 | 144 |  | Grande Prairie | 2547123.3416 | ATCO | 2016 | 0% | 1.197% | 2.4% | 2.4% | 2.4% | 2.4% | 0 | 0 | 0
PPS | 7L20/7L228_(v1) | 1634 | 144 |  | Grande Prairie | 2545264.0745 | ATCO | 2016 | 0% | 1.197% | 2.4% | 2.4% | 2.4% | 2.4% | 0 | 0 | 0
PPS | 633L | 1636 | 138 |  | Athabasca/Lac | 357000.6134 | AltaLink | 2016 | 0% | 1.534% | 3.068% | 3.068% | 3.068% | 3.068% | 0 | 0 | 0
PPS | 1214L | 1655 | 500 |  | Fort McMurray | 816333.284 | AltaLink | 2018 | 0% | 0% | 0% | 1.534% | 3.068% | 3.068% | 0 | 0 | 0
OOM | New 7km s/c tap to 7L90 | 1722 | 144 |  | 0 | 5595520.8322 | ATCO | 2017 | 0% | 0% | 1.2% | 2.4% | 2.4% | 2.4% | 0 | 0 | 0
NID | 138kV line | 1456 | 138 |  | Calgary | 74119816.8948 | ENMAX | 2021 | 0% | 0% | 0% | 0% | 0% | 0% | 0 | 0 | 0
Planning | 144KV line | 1784 | 144 |  | Grande Prairie | 35000000 | ATCO | 2020 | 0% | 0% | 0% | 0% | 0% | 1.2% | 0 | 0 | 0
Planning | 144 kV line | 1785 | 144 |  | Grande Prairie | 40000000 | ATCO | 2020 | 0% | 0% | 0% | 0% | 0% | 1.2% | 0 | 0 | 0
Planning | 144kV line | 1781 | 144 |  | Central East | 150186554.5085 | AltaLink | 2021 | 0% | 0% | 0% | 0% | 0% | 0% | 0 | 0 | 0
Planning | 144KV line | 1781 | 144 |  | Central East | 43590130.4036 | ATCO | 2021 | 0% | 0% | 0% | 0% | 0% | 0% | 0 | 0 | 0
Planning | Competitive Process | 1590 | 500 |  | Ft McMurray | 0 | Average | 2019 | 0% | 0% | 0% | 0% | 1.373% | 2.746% | 0 | 0 | 0
[6 empty] | 5884356833.6936 | [8 empty] | 3896429435.9359 | 3774960505.1417 | 121468930.7942
3954482373.2793

## Func Future Lines 2016
Inputs with sufficient data (Source: detailed cost estimates) | [9 empty] | Depreciation | [5 empty] | By voltage |  | 2016 Future line functionalization results (%)
2016 Future Assets Line Functionalization
SRC_TYPE | SCOPE | project | KV | LENGTH | area | Best estimate cost (including progress report updates, etc) | TFO for depreciation | Estimated In Service Year | 2015 | 2016 | 2017 | 2018 | 2019 | 2020 | Depreciated cost to 2016 | Bulk (500,240 kV) | Regional (138,144,69,72 kV) | Function | Bulk | Regional
PPS | 978L_(v1) | 479 | 240 | 0 | 0 | 43593801.1119 | AltaLink | 2019 | 0% | 0% | 0% | 0% | 1.534% | 3.068% | 0 | 0 | 0 | By Value | 4151532221.6368 | 272197600.2549
PPS | 600AL | 513 | 138 | 0 | 0 | 690724.365 | AltaLink | 2017 | 0% | 0% | 1.534% | 3.068% | 3.068% | 3.068% | 0 | 0 | 0 | By Percentage | 93.85% | 6.153%
PPS | 600L | 513 | 138 | 0 | 0 | 982953.904 | AltaLink | 2017 | 0% | 0% | 1.534% | 3.068% | 3.068% | 3.068% | 0 | 0 | 0
FINAL | 807L_942L_1061L (942L/1001L ) | 559 | 240 | 0 | Fort_Saskatchewan | 23861790.7504 | AltaLink | 2015 | 1.595% | 3.068% | 3.068% | 3.068% | 3.068% | 3.068% | 22760872.6928 | 22760872.6928 | 0 | Total Value of Future Lines | 4424115405.3605
FINAL | 942L temp | 559 | 240 | 0 | Fort_Saskatchewan | 121591.4583 | AltaLink | 2015 | 1.595% | 3.068% | 3.068% | 3.068% | 3.068% | 3.068% | 115981.5595 | 115981.5595 | 0
FINAL | 942L_943L mod | 559 | 138 | 0 | Fort_Saskatchewan | 1655001.6528 | AltaLink | 2015 | 1.595% | 3.068% | 3.068% | 3.068% | 3.068% | 3.068% | 1578644.3826 | 0 | 1578644.3826
PPS | New 100m 138kV line 130L | 580 | 138 | 0 | Fort_MacLeod | 1145283.5821 | AltaLink | 2019 | 0% | 0% | 0% | 0% | 1.534% | 3.068% | 0 | 0 | 0
FINAL | 1054L/1061L | 629 | 240 | 0 | 0 | 61619635.0065 | AltaLink | 2015 | 1.595% | 3.068% | 3.068% | 3.068% | 3.068% | 3.068% | 58776672.817 | 58776672.817 | 0
FINAL | 1058L | 629 | 240 | 0 | 0 | 2898036.7235 | AltaLink | 2015 | 1.595% | 3.068% | 3.068% | 3.068% | 3.068% | 3.068% | 2764329.1995 | 2764329.1995 | 0
FINAL | 1206L/1212L | 629 | 500 | 0 | 0 | 530866409.8629 | AltaLink | 2015 | 1.595% | 3.068% | 3.068% | 3.068% | 3.068% | 3.068% | 506373679.0838 | 506373679.0838 | 0
FINAL | 726L | 629 | 138 | 0 | 0 | 702156.8239 | AltaLink | 2015 | 1.595% | 3.068% | 3.068% | 3.068% | 3.068% | 3.068% | 669761.2198 | 0 | 669761.2198
FINAL | 731L | 629 | 138 | 0 | 0 | 504109.0386 | AltaLink | 2015 | 1.595% | 3.068% | 3.068% | 3.068% | 3.068% | 3.068% | 480850.8201 | 0 | 480850.8201
FINAL | 735L | 629 | 138 | 0 | 0 | 2727.7775 | AltaLink | 2015 | 1.595% | 3.068% | 3.068% | 3.068% | 3.068% | 3.068% | 2601.9253 | 0 | 2601.9253
FINAL | 746L | 629 | 138 | 0 | 0 | 227994.9241 | AltaLink | 2015 | 1.595% | 3.068% | 3.068% | 3.068% | 3.068% | 3.068% | 217475.8591 | 0 | 217475.8591
FINAL | 780L | 629 | 138 | 0 | 0 | 383859.967 | AltaLink | 2015 | 1.595% | 3.068% | 3.068% | 3.068% | 3.068% | 3.068% | 366149.7133 | 0 | 366149.7133
FINAL | 783L | 629 | 138 | 0 | 0 | 455201.9444 | AltaLink | 2015 | 1.595% | 3.068% | 3.068% | 3.068% | 3.068% | 3.068% | 434200.166 | 0 | 434200.166
FINAL | 874L | 629 | 138 | 0 | 0 | 17456.1458 | AltaLink | 2015 | 1.595% | 3.068% | 3.068% | 3.068% | 3.068% | 3.068% | 16650.7668 | 0 | 16650.7668
FINAL | 908L | 629 | 240 | 0 | 0 | 2529823.4404 | AltaLink | 2015 | 1.595% | 3.068% | 3.068% | 3.068% | 3.068% | 3.068% | 2413104.2747 | 2413104.2747 | 0
FINAL | 920/921L | 629 | 240 | 0 | 0 | 6789772.3581 | AltaLink | 2015 | 1.595% | 3.068% | 3.068% | 3.068% | 3.068% | 3.068% | 6476510.7478 | 6476510.7478 | 0
FINAL | 946L | 629 | 240 | 0 | 0 | 2351204.2775 | AltaLink | 2015 | 1.595% | 3.068% | 3.068% | 3.068% | 3.068% | 3.068% | 2242726.1136 | 2242726.1136 | 0
FINAL | 947L | 629 | 240 | 0 | 0 | 1685761.0564 | AltaLink | 2015 | 1.595% | 3.068% | 3.068% | 3.068% | 3.068% | 3.068% | 1607984.631 | 1607984.631 | 0
PPS | 9L12 | 635 | 240 | 0 | Hanna | 427021.6076 | ATCO | 2019 | 0% | 0% | 0% | 0% | 1.2% | 2.4% | 0 | 0 | 0
PPS | 9L38 & 9L94 | 635 | 240 | 0 | Hanna | 3545608.0809 | ATCO | 2019 | 0% | 0% | 0% | 0% | 1.2% | 2.4% | 0 | 0 | 0
PPS | 9L94 line version 2 | 678 | 240 | 0 | 0 | 17467872.448 | ATCO | 2019 | 0% | 0% | 0% | 0% | 1.2% | 2.4% | 0 | 0 | 0
PPS | 983L/1074L_(v1) | 693 | 240 | 0 | 0 | 1771692.0151 | AltaLink | 2019 | 0% | 0% | 0% | 0% | 1.534% | 3.068% | 0 | 0 | 0
PPS | 1003 UG | 719 | 240 | 0 | Calgary | 4216204.8011 | AltaLink | 2015 | 1.595% | 3.068% | 3.068% | 3.068% | 3.068% | 3.068% | 4021680.5909 | 4021680.5909 | 0
PPS | 1077L | 719 | 240 | 0 | Calgary | 5877049.5211 | AltaLink | 2015 | 1.595% | 3.068% | 3.068% | 3.068% | 3.068% | 3.068% | 5605898.4575 | 5605898.4575 | 0
PPS | 1077L UG | 719 | 240 | 0 | Calgary | 2258581.6201 | AltaLink | 2015 | 1.595% | 3.068% | 3.068% | 3.068% | 3.068% | 3.068% | 2154376.8136 | 2154376.8136 | 0
PPS | 138-2.80 | 719 | 138 | 0 | Calgary | 7170911.0868 | ENMAX | 2015 | 1.348% | 2.695% | 2.695% | 2.695% | 2.695% | 2.695% | 6883627.3481 | 0 | 6883627.3481
PPS | 138-23.80 | 719 | 138 | 0 | Calgary | 7724058.5663 | ENMAX | 2015 | 1.348% | 2.695% | 2.695% | 2.695% | 2.695% | 2.695% | 7414614.4251 | 0 | 7414614.4251
PPS | 2.80/2.81/2.82/2.83/833L U/G | 719 | 240 | 0 | Calgary | 5095063.3612 | ENMAX | 2015 | 1.348% | 2.695% | 2.695% | 2.695% | 2.695% | 2.695% | 4890943.0153 | 4890943.0153 | 0
PPS | 23.80L | 719 | 138 | 0 | Calgary | 18113.2394 | AltaLink | 2015 | 1.595% | 3.068% | 3.068% | 3.068% | 3.068% | 3.068% | 17277.5438 | 0 | 17277.5438
PPS | 850L | 719 | 138 | 0 | Calgary | 41799.7832 | AltaLink | 2015 | 1.595% | 3.068% | 3.068% | 3.068% | 3.068% | 3.068% | 39871.255 | 0 | 39871.255
PPS | 911L | 719 | 240 | 0 | Calgary | 613063.4873 | AltaLink | 2015 | 1.595% | 3.068% | 3.068% | 3.068% | 3.068% | 3.068% | 584778.4071 | 584778.4071 | 0
PPS | 911L UG | 719 | 240 | 0 | Calgary | 5403318.6446 | AltaLink | 2015 | 1.595% | 3.068% | 3.068% | 3.068% | 3.068% | 3.068% | 5154024.2338 | 5154024.2338 | 0
PPS | 916L | 719 | 240 | 0 | Calgary | 411031.2017 | AltaLink | 2015 | 1.595% | 3.068% | 3.068% | 3.068% | 3.068% | 3.068% | 392067.3411 | 392067.3411 | 0
PPS | 936L | 719 | 240 | 0 | Calgary | 73846.2837 | AltaLink | 2015 | 1.595% | 3.068% | 3.068% | 3.068% | 3.068% | 3.068% | 70439.2172 | 70439.2172 | 0
PPS | 937L | 719 | 240 | 0 | Calgary | 69666.3054 | AltaLink | 2015 | 1.595% | 3.068% | 3.068% | 3.068% | 3.068% | 3.068% | 66452.0917 | 66452.0917 | 0
PPS | 985 UG | 719 | 240 | 0 | Calgary | 4393157.2167 | AltaLink | 2015 | 1.595% | 3.068% | 3.068% | 3.068% | 3.068% | 3.068% | 4190468.9038 | 4190468.9038 | 0
PPS | 985/1003L | 719 | 240 | 0 | Calgary | 9552643.7925 | AltaLink | 2015 | 1.595% | 3.068% | 3.068% | 3.068% | 3.068% | 3.068% | 9111910.8166 | 9111910.8166 | 0
PPS | 985/1003L | 719 | 240 | 0 | Calgary | 9913515.2544 | AltaLink | 2015 | 1.595% | 3.068% | 3.068% | 3.068% | 3.068% | 3.068% | 9456132.6517 | 9456132.6517 | 0
PPS | Reconfigure 917L | 719 | 240 | 0 | Calgary | 540610.5297 | AltaLink | 2015 | 1.595% | 3.068% | 3.068% | 3.068% | 3.068% | 3.068% | 515668.2317 | 515668.2317 | 0
PPS | 1043L | 786 | 240 | 0 | edmonton | 33338680.2944 | AltaLink | 2016 | 0% | 1.534% | 3.068% | 3.068% | 3.068% | 3.068% | 32827325.5538 | 32827325.5538 | 0
PPS | 1043LB | 786 | 240 | 0 | edmonton | 8330617.7071 | AltaLink | 2016 | 0% | 1.534% | 3.068% | 3.068% | 3.068% | 3.068% | 8202841.1779 | 8202841.1779 | 0
PPS | 1045L/909L | 786 | 240 | 0 | edmonton | 289844.8739 | AltaLink | 2016 | 0% | 1.534% | 3.068% | 3.068% | 3.068% | 3.068% | 285399.1806 | 285399.1806 | 0
PPS | 190L / 903L | 786 | 240 | 0 | edmonton | 414192.415 | AltaLink | 2016 | 0% | 1.534% | 3.068% | 3.068% | 3.068% | 3.068% | 407839.4564 | 407839.4564 | 0
PPS | 902L | 786 | 240 | 0 | edmonton | 1003247.4189 | AltaLink | 2016 | 0% | 1.534% | 3.068% | 3.068% | 3.068% | 3.068% | 987859.4276 | 987859.4276 | 0
PPS | 902L / 913L | 786 | 240 | 0 | edmonton | 5049558.4465 | AltaLink | 2016 | 0% | 1.534% | 3.068% | 3.068% | 3.068% | 3.068% | 4972107.4008 | 4972107.4008 | 0
PPS | 902L / 913L | 786 | 240 | 0 | edmonton | 1156144.4203 | AltaLink | 2016 | 0% | 1.534% | 3.068% | 3.068% | 3.068% | 3.068% | 1138411.267 | 1138411.267 | 0
PPS | 902L T | 786 | 240 | 0 | edmonton | 74703.7333 | AltaLink | 2016 | 0% | 1.534% | 3.068% | 3.068% | 3.068% | 3.068% | 73557.9139 | 73557.9139 | 0
PPS | 904L AML | 786 | 240 | 0 | edmonton | 49162456.4331 | AltaLink | 2016 | 0% | 1.534% | 3.068% | 3.068% | 3.068% | 3.068% | 48408393.7367 | 48408393.7367 | 0
PPS | 904L EDTI | 786 | 240 | 0 | edmonton | 3984477.5 | EPCOR | 2016 | 0% | 1.153% | 2.306% | 2.306% | 2.306% | 2.306% | 3938531.8181 | 3938531.8181 | 0
PPS | 904L EDTI | 786 | 240 | 0 | edmonton | 3984477.5 | EPCOR | 2016 | 0% | 1.153% | 2.306% | 2.306% | 2.306% | 2.306% | 3938531.8181 | 3938531.8181 | 0
PPS | 908L/909L | 786 | 240 | 0 | edmonton | 3109824.4563 | AltaLink | 2016 | 0% | 1.534% | 3.068% | 3.068% | 3.068% | 3.068% | 3062125.4033 | 3062125.4033 | 0
PPS | 910L | 786 | 240 | 0 | northwest | 346386.2582 | ATCO | 2016 | 0% | 1.197% | 2.4% | 2.4% | 2.4% | 2.4% | 342239.3462 | 342239.3462 | 0
PPS | Jasper Tap | 786 | 240 | 0 | edmonton | 1657515.1532 | AltaLink | 2016 | 0% | 1.534% | 3.068% | 3.068% | 3.068% | 3.068% | 1632091.8844 | 1632091.8844 | 0
PPS | Jasper Tap | 786 | 240 | 0 | edmonton | 1321477.0395 | AltaLink | 2016 | 0% | 1.534% | 3.068% | 3.068% | 3.068% | 3.068% | 1301207.9844 | 1301207.9844 | 0
PPS | 7L180 | 803 | 138 | 0 | High_Level | 12917630.0794 | ATCO | 2017 | 0% | 0% | 1.2% | 2.4% | 2.4% | 2.4% | 0 | 0 | 0
PPS | 6L05 Dead End180 | 811 | 69 | 0 | central | 243484.3142 | ATCO | 2017 | 0% | 0% | 1.2% | 2.4% | 2.4% | 2.4% | 0 | 0 | 0
PPS | 7L1170 | 811 | 144 | 0 | central | 2439411.4218 | ATCO | 2017 | 0% | 0% | 1.2% | 2.4% | 2.4% | 2.4% | 0 | 0 | 0
PPS | 7L14/7L130180 | 811 | 144 | 0 | central | 14367348.9612 | ATCO | 2017 | 0% | 0% | 1.2% | 2.4% | 2.4% | 2.4% | 0 | 0 | 0
PPS | 7L140 | 811 | 144 | 0 | central | 6851824.4335 | ATCO | 2017 | 0% | 0% | 1.2% | 2.4% | 2.4% | 2.4% | 0 | 0 | 0
PPS | 7L157(180) | 811 | 144 | 0 | central | 918753.5614 | ATCO | 2017 | 0% | 0% | 1.2% | 2.4% | 2.4% | 2.4% | 0 | 0 | 0
PPS | 7L160(180) | 811 | 144 | 0 | central | 956623.0013 | ATCO | 2017 | 0% | 0% | 1.2% | 2.4% | 2.4% | 2.4% | 0 | 0 | 0
PPS | 7L530 | 811 | 144 | 0 | central | 2787898.7677 | ATCO | 2017 | 0% | 0% | 1.2% | 2.4% | 2.4% | 2.4% | 0 | 0 | 0
PPS | 7L7010 | 811 | 144 | 0 | central | 1203865.377 | ATCO | 2017 | 0% | 0% | 1.2% | 2.4% | 2.4% | 2.4% | 0 | 0 | 0
PPS | 7L74(180) | 811 | 144 | 0 | central | 17920449.2169 | ATCO | 2017 | 0% | 0% | 1.2% | 2.4% | 2.4% | 2.4% | 0 | 0 | 0
PPS | 7L7491 | 811 | 144 | 0 | central | 34201000 | ATCO | 2017 | 0% | 0% | 1.2% | 2.4% | 2.4% | 2.4% | 0 | 0 | 0
PPS | 7L83(180) | 811 | 144 | 0 | central | 7546228.6783 | ATCO | 2017 | 0% | 0% | 1.2% | 2.4% | 2.4% | 2.4% | 0 | 0 | 0
PPS | 7L87(180) | 811 | 144 | 0 | central | 12282104.8257 | ATCO | 2017 | 0% | 0% | 1.2% | 2.4% | 2.4% | 2.4% | 0 | 0 | 0
PPS | 7LA701180 | 811 | 144 | 0 | central | 3334547.5682 | ATCO | 2017 | 0% | 0% | 1.2% | 2.4% | 2.4% | 2.4% | 0 | 0 | 0
PPS | unknown line St.Paul | 811 | 0 | 0 | central | 45416104.0267 | ATCO | 2017 | 0% | 0% | 1.2% | 2.4% | 2.4% | 2.4% | 0 | 0 | 0
PPS | 166L | 813 | 138 | 0 | Red_Deer | 583496.1304 | AltaLink | 2017 | 0% | 0% | 1.534% | 3.068% | 3.068% | 3.068% | 0 | 0 | 0
PPS | 417L/418L | 813 | 138 | 0 | Red_Deer | 1650657.1949 | AltaLink | 2017 | 0% | 0% | 1.534% | 3.068% | 3.068% | 3.068% | 0 | 0 | 0
PPS | 417L/418L | 813 | 138 | 0 | Red_Deer | 1827943.6298 | AltaLink | 2017 | 0% | 0% | 1.534% | 3.068% | 3.068% | 3.068% | 0 | 0 | 0
PPS | 419L/420L | 813 | 138 | 0 | Red_Deer | 8144848.6406 | AltaLink | 2017 | 0% | 0% | 1.534% | 3.068% | 3.068% | 3.068% | 0 | 0 | 0
PPS | 419L/420L | 813 | 138 | 0 | Red_Deer | 8079441.9947 | AltaLink | 2017 | 0% | 0% | 1.534% | 3.068% | 3.068% | 3.068% | 0 | 0 | 0
PPS | 421L/422L | 813 | 138 | 0 | Red_Deer | 3903744.023 | AltaLink | 2017 | 0% | 0% | 1.534% | 3.068% | 3.068% | 3.068% | 0 | 0 | 0
PPS | 421L/422L | 813 | 138 | 0 | Red_Deer | 3860713.3349 | AltaLink | 2017 | 0% | 0% | 1.534% | 3.068% | 3.068% | 3.068% | 0 | 0 | 0
PPS | 423L | 813 | 138 | 0 | Red_Deer | 27816758.0053 | AltaLink | 2017 | 0% | 0% | 1.534% | 3.068% | 3.068% | 3.068% | 0 | 0 | 0
PPS | 423L/784L shared route | 813 | 138 | 0 | Red_Deer | 2516434.6392 | AltaLink | 2017 | 0% | 0% | 1.534% | 3.068% | 3.068% | 3.068% | 0 | 0 | 0
PPS | 423L/80AL shared route | 813 | 138 | 0 | Red_Deer | 2922644.3347 | AltaLink | 2017 | 0% | 0% | 1.534% | 3.068% | 3.068% | 3.068% | 0 | 0 | 0
PPS | 444L | 813 | 138 | 0 | Red_Deer | 246135.5358 | AltaLink | 2017 | 0% | 0% | 1.534% | 3.068% | 3.068% | 3.068% | 0 | 0 | 0
PPS | 637L | 813 | 138 | 0 | Red_Deer | 17472564.2382 | AltaLink | 2017 | 0% | 0% | 1.534% | 3.068% | 3.068% | 3.068% | 0 | 0 | 0
PPS | 648L | 813 | 138 | 0 | Red_Deer | 16434659.5594 | AltaLink | 2017 | 0% | 0% | 1.534% | 3.068% | 3.068% | 3.068% | 0 | 0 | 0
PPS | 755L (427L) d/c section | 813 | 240 | 0 | Red_Deer | 22442935.4619 | AltaLink | 2017 | 0% | 0% | 1.534% | 3.068% | 3.068% | 3.068% | 0 | 0 | 0
PPS | 755L d/c monopole section | 813 | 240 | 0 | Red_Deer | 37092819.7459 | AltaLink | 2017 | 0% | 0% | 1.534% | 3.068% | 3.068% | 3.068% | 0 | 0 | 0
FINAL | 768L/778L | 813 | 138 | 0 | Red_Deer | 1301580.8109 | AltaLink | 2017 | 0% | 0% | 1.534% | 3.068% | 3.068% | 3.068% | 0 | 0 | 0
FINAL | 80L | 813 | 138 | 0 | Red_Deer | 629225.315 | AltaLink | 2017 | 0% | 0% | 1.534% | 3.068% | 3.068% | 3.068% | 0 | 0 | 0
PPS | 80L (GD) | 813 | 138 | 0 | Red_Deer | 442355.4735 | AltaLink | 2017 | 0% | 0% | 1.534% | 3.068% | 3.068% | 3.068% | 0 | 0 | 0
PPS | 80L North (425L) | 813 | 138 | 0 | Red_Deer | 14334305.1587 | AltaLink | 2017 | 0% | 0% | 1.534% | 3.068% | 3.068% | 3.068% | 0 | 0 | 0
PPS | 80L South (426L) | 813 | 138 | 0 | Red_Deer | 10724430.6086 | AltaLink | 2017 | 0% | 0% | 1.534% | 3.068% | 3.068% | 3.068% | 0 | 0 | 0
PPS | 80L underground | 813 | 138 | 0 | Red_Deer | 8701000 | AltaLink | 2017 | 0% | 0% | 1.534% | 3.068% | 3.068% | 3.068% | 0 | 0 | 0
PPS | 883L | 813 | 138 | 0 | Red_Deer | 2041375.8427 | AltaLink | 2017 | 0% | 0% | 1.534% | 3.068% | 3.068% | 3.068% | 0 | 0 | 0
PPS | 910L/1083L | 813 | 240 | 0 | Red_Deer | 1595577.9142 | AltaLink | 2017 | 0% | 0% | 1.534% | 3.068% | 3.068% | 3.068% | 0 | 0 | 0
PPS | 910L/1083L | 813 | 240 | 0 | Red_Deer | 1626560.0096 | AltaLink | 2017 | 0% | 0% | 1.534% | 3.068% | 3.068% | 3.068% | 0 | 0 | 0
PPS | 918L/1081L | 813 | 240 | 0 | Red_Deer | 1543941.0885 | AltaLink | 2017 | 0% | 0% | 1.534% | 3.068% | 3.068% | 3.068% | 0 | 0 | 0
PPS | 918L/1081L | 813 | 240 | 0 | Red_Deer | 1657542.105 | AltaLink | 2017 | 0% | 0% | 1.534% | 3.068% | 3.068% | 3.068% | 0 | 0 | 0
PPS | 929L/1082L | 813 | 240 | 0 | Red_Deer | 1650657.1949 | AltaLink | 2017 | 0% | 0% | 1.534% | 3.068% | 3.068% | 3.068% | 0 | 0 | 0
PPS | 929L/1082L | 813 | 240 | 0 | Red_Deer | 1645493.5123 | AltaLink | 2017 | 0% | 0% | 1.534% | 3.068% | 3.068% | 3.068% | 0 | 0 | 0
PPS | transmission line 166AL_(v2) | 813 | 138 | 0 | Red_Deer | 178318.6255 | AltaLink | 2017 | 0% | 0% | 1.534% | 3.068% | 3.068% | 3.068% | 0 | 0 | 0
PPS | transmission line 166L_(v2) | 813 | 138 | 0 | Red_Deer | 24543692.6728 | AltaLink | 2017 | 0% | 0% | 1.534% | 3.068% | 3.068% | 3.068% | 0 | 0 | 0
PPS | 1043L/1139L | 850 | 240 | 0 | edmonton | 15139710.0767 | AltaLink | 2017 | 0% | 0% | 1.534% | 3.068% | 3.068% | 3.068% | 0 | 0 | 0
PPS | 1140L/1112L | 850 | 240 | 0 | edmonton | 20197707.056 | AltaLink | 2017 | 0% | 0% | 1.534% | 3.068% | 3.068% | 3.068% | 0 | 0 | 0
PPS | 446L/452L/453L | 850 | 138 | 0 | edmonton | 19650687.4161 | AltaLink | 2017 | 0% | 0% | 1.534% | 3.068% | 3.068% | 3.068% | 0 | 0 | 0
PPS | 446L/453L | 850 | 138 | 0 | edmonton | 11579761.4997 | AltaLink | 2017 | 0% | 0% | 1.534% | 3.068% | 3.068% | 3.068% | 0 | 0 | 0
PPS | 452L 10km OPGW replacement | 850 | 138 | 0 | edmonton | 4288035.0625 | AltaLink | 2017 | 0% | 0% | 1.534% | 3.068% | 3.068% | 3.068% | 0 | 0 | 0
PPS | 454L/455L | 850 | 138 | 0 | edmonton | 7815341.976 | AltaLink | 2017 | 0% | 0% | 1.534% | 3.068% | 3.068% | 3.068% | 0 | 0 | 0
PPS | 739L | 850 | 138 | 0 | edmonton | 318689.2592 | AltaLink | 2017 | 0% | 0% | 1.534% | 3.068% | 3.068% | 3.068% | 0 | 0 | 0
PPS | 780L/174L | 850 | 138 | 0 | edmonton | 61607075.0134 | AltaLink | 2017 | 0% | 0% | 1.534% | 3.068% | 3.068% | 3.068% | 0 | 0 | 0
PPS | 780L/858L | 850 | 138 | 0 | edmonton | 6668353.194 | AltaLink | 2017 | 0% | 0% | 1.534% | 3.068% | 3.068% | 3.068% | 0 | 0 | 0
PPS | 790L/790AL | 850 | 138 | 0 | edmonton | 139024.4589 | AltaLink | 2017 | 0% | 0% | 1.534% | 3.068% | 3.068% | 3.068% | 0 | 0 | 0
PPS | 874L | 850 | 138 | 0 | edmonton | 187987.9028 | AltaLink | 2017 | 0% | 0% | 1.534% | 3.068% | 3.068% | 3.068% | 0 | 0 | 0
PPS | 910L/914L | 850 | 240 | 0 | edmonton | 14418523.7789 | AltaLink | 2017 | 0% | 0% | 1.534% | 3.068% | 3.068% | 3.068% | 0 | 0 | 0
PPS | 2.83L | 859 | 144 | 0 | 0 | 277558.4085 | ENMAX | 2015 | 1.348% | 2.695% | 2.695% | 2.695% | 2.695% | 2.695% | 266438.759 | 0 | 266438.759
PPS | 1037L/1038L | 882 | 240 | 0 | 0 | 175713694.5722 | AltaLink | 2015 | 1.595% | 3.068% | 3.068% | 3.068% | 3.068% | 3.068% | 167606743.1143 | 167606743.1143 | 0
PPS | 1037L/1038L | 882 | 240 | 0 | 0 | 175713694.5722 | AltaLink | 2015 | 1.595% | 3.068% | 3.068% | 3.068% | 3.068% | 3.068% | 167606743.1143 | 167606743.1143 | 0
PPS | 1048L/1049L | 882 | 240 | 0 | 0 | 1408640.4351 | AltaLink | 2015 | 1.595% | 3.068% | 3.068% | 3.068% | 3.068% | 3.068% | 1343649.6007 | 1343649.6007 | 0
PPS | 1048L/1049L | 882 | 240 | 0 | 0 | 1408640.4351 | AltaLink | 2015 | 1.595% | 3.068% | 3.068% | 3.068% | 3.068% | 3.068% | 1343649.6007 | 1343649.6007 | 0
PPS | 603L to Windy Flats 138S | 882 | 138 | 0 | 0 | 408645.456 | AltaLink | 2015 | 1.595% | 3.068% | 3.068% | 3.068% | 3.068% | 3.068% | 389791.6673 | 0 | 389791.6673
PPS | 608L - 138kV both s/c and d/c | 882 | 138 | 0 | 0 | 6799479.6584 | AltaLink | 2015 | 1.595% | 3.068% | 3.068% | 3.068% | 3.068% | 3.068% | 6485770.1796 | 0 | 6485770.1796
PPS | 608L - d/c 725BL | 882 | 138 | 0 | 0 | 2371991.3149 | AltaLink | 2015 | 1.595% | 3.068% | 3.068% | 3.068% | 3.068% | 3.068% | 2262554.0938 | 0 | 2262554.0938
PPS | 911L By-Pass | 882 | 240 | 0 | 0 | 11928878.2152 | AltaLink | 2015 | 1.595% | 3.068% | 3.068% | 3.068% | 3.068% | 3.068% | 11378512.2527 | 11378512.2527 | 0
PPS | 911L Crossing | 882 | 240 | 0 | 0 | 4366097.616 | AltaLink | 2015 | 1.595% | 3.068% | 3.068% | 3.068% | 3.068% | 3.068% | 4164657.7594 | 4164657.7594 | 0
PPS | 967L/968L | 882 | 240 | 0 | 0 | 1457386.3381 | AltaLink | 2015 | 1.595% | 3.068% | 3.068% | 3.068% | 3.068% | 3.068% | 1390146.5005 | 1390146.5005 | 0
PPS | 967L/968L | 882 | 240 | 0 | 0 | 1445486.0679 | AltaLink | 2015 | 1.595% | 3.068% | 3.068% | 3.068% | 3.068% | 3.068% | 1378795.2763 | 1378795.2763 | 0
PPS | Connection of 603L to 138S - 603L | 882 | 138 | 0 | 0 | 19309.4236 | AltaLink | 2015 | 1.595% | 3.068% | 3.068% | 3.068% | 3.068% | 3.068% | 18418.5394 | 0 | 18418.5394
PPS | Connection of 608L to 138S - 608AL | 882 | 138 | 0 | 0 | 34179.5132 | AltaLink | 2015 | 1.595% | 3.068% | 3.068% | 3.068% | 3.068% | 3.068% | 32602.5635 | 0 | 32602.5635
PPS | 600L | 888 | 138 | 0 | Medicine Hat | 428091.81 | AltaLink | 2016 | 0% | 1.534% | 3.068% | 3.068% | 3.068% | 3.068% | 421525.66 | 0 | 421525.66
PPS | 674L | 888 | 138 | 0 | Medicine Hat | 1327232.7397 | AltaLink | 2016 | 0% | 1.534% | 3.068% | 3.068% | 3.068% | 3.068% | 1306875.4026 | 0 | 1306875.4026
PPS | 675L/892L | 888 | 138 | 0 | Medicine Hat | 32638667.6185 | AltaLink | 2016 | 0% | 1.534% | 3.068% | 3.068% | 3.068% | 3.068% | 32138049.7996 | 0 | 32138049.7996
PPS | 675L/892L | 888 | 138 | 0 | Medicine Hat | 26144707.4279 | AltaLink | 2016 | 0% | 1.534% | 3.068% | 3.068% | 3.068% | 3.068% | 25743695.1513 | 0 | 25743695.1513
PPS | 676L/879L | 888 | 138 | 0 | Medicine Hat | 38066101.5005 | AltaLink | 2016 | 0% | 1.534% | 3.068% | 3.068% | 3.068% | 3.068% | 37482236.7138 | 0 | 37482236.7138
PPS | 676L/879L | 888 | 138 | 0 | Medicine Hat | 42259623.6947 | AltaLink | 2016 | 0% | 1.534% | 3.068% | 3.068% | 3.068% | 3.068% | 41611437.9021 | 0 | 41611437.9021
PPS | 9L19 and 9L28 | 948 | 240 | 0 | 0 | 9503247.7097 | ATCO | 2015 | 1.239% | 2.394% | 2.4% | 2.4% | 2.4% | 2.4% | 9160767.7751 | 9160767.7751 | 0
PPS | 1035L/1034L Tie-in180 | 961 | 240 | 0 | 0 | 12067928.3605 | AltaLink | 2015 | 1.595% | 3.068% | 3.068% | 3.068% | 3.068% | 3.068% | 11511147.0029 | 11511147.0029 | 0
PPS | 1053L crossing180 | 961 | 240 | 0 | 0 | 2180206.2 | AltaLink | 2015 | 1.595% | 3.068% | 3.068% | 3.068% | 3.068% | 3.068% | 2079617.4219 | 2079617.4219 | 0
PPS | 1206_1212L180 | 961 | 240 | 0 | 0 | 12147807.386 | AltaLink | 2015 | 1.595% | 3.068% | 3.068% | 3.068% | 3.068% | 3.068% | 11587340.6276 | 11587340.6276 | 0
PPS | 138 kV AC Lines180 | 961 | 138 | 0 | 0 | 386437.0466 | ATCO | 2015 | 1.239% | 2.394% | 2.4% | 2.4% | 2.4% | 2.4% | 372510.5513 | 0 | 372510.5513
PPS | 240 kV AC Lines 923L and XXXL180 | 961 | 240 | 0 | 0 | 24745691.1279 | ATCO | 2015 | 1.239% | 2.394% | 2.4% | 2.4% | 2.4% | 2.4% | 23853900.98 | 23853900.98 | 0
Final | 500 kV DC Transmission Line 13L50180 | 961 | 500 | 0 | 0 | 1297658759.5 | ATCO | 2015 | 1.239% | 2.394% | 2.4% | 2.4% | 2.4% | 2.4% | 1250893474.5388 | 1250893474.5388 | 0
PPS | 500kV AC 12L70 & 12L85180 | 961 | 500 | 0 | 0 | 22941771.3462 | ATCO | 2015 | 1.239% | 2.394% | 2.4% | 2.4% | 2.4% | 2.4% | 22114991.2188 | 22114991.2188 | 0
PPS | 923L/935L Tie-in180 | 961 | 240 | 0 | 0 | 9328355.2941 | AltaLink | 2015 | 1.595% | 3.068% | 3.068% | 3.068% | 3.068% | 3.068% | 8897970.3788 | 8897970.3788 | 0
PPS | 931L/933L crossing180 | 961 | 240 | 0 | 0 | 15784803.775 | AltaLink | 2015 | 1.595% | 3.068% | 3.068% | 3.068% | 3.068% | 3.068% | 15056535.9056 | 15056535.9056 | 0
PPS | 950L crossing180 | 961 | 240 | 0 | 0 | 4171061.3966 | AltaLink | 2015 | 1.595% | 3.068% | 3.068% | 3.068% | 3.068% | 3.068% | 3978619.9802 | 3978619.9802 | 0
PPS | 1113L 180 | 962 | 240 | 0 | 0 | 5050035.9456 | AltaLink | 2015 | 1.595% | 3.068% | 3.068% | 3.068% | 3.068% | 3.068% | 4817041.0366 | 4817041.0366 | 0
PPS | 1114L 180 | 962 | 240 | 0 | 0 | 508638.6786 | AltaLink | 2015 | 1.595% | 3.068% | 3.068% | 3.068% | 3.068% | 3.068% | 485171.4748 | 485171.4748 | 0
PPS | 1201L | 962 | 500 | 0 | 0 | 17806288.9798 | AltaLink | 2015 | 1.595% | 3.068% | 3.068% | 3.068% | 3.068% | 3.068% | 16984755.2868 | 16984755.2868 | 0
PPS | 1203L / 1238L / 1239L to 510S | 962 | 500 | 0 | northwest | 4282968.0875 | EPCOR | 2015 | 1.153% | 2.306% | 2.306% | 2.306% | 2.306% | 2.306% | 4135944.9866 | 4135944.9866 | 0
PPS | 1209L 330P to 89S | 962 | 500 | 0 | northwest | 7200931.5203 | EPCOR | 2015 | 1.153% | 2.306% | 2.306% | 2.306% | 2.306% | 2.306% | 6953742.3608 | 6953742.3608 | 0
PPS | 1323L / 1323AL | 962 | 500 | 0 | 0 | 5797511.6642 | AltaLink | 2015 | 1.595% | 3.068% | 3.068% | 3.068% | 3.068% | 3.068% | 5530030.2607 | 5530030.2607 | 0
PPS | 1323L / 1323AL | 962 | 500 | 0 | 0 | 5797512.9227 | AltaLink | 2015 | 1.595% | 3.068% | 3.068% | 3.068% | 3.068% | 3.068% | 5530031.4612 | 5530031.4612 | 0
PPS | 166L crossing180 | 962 | 138 | 0 | 0 | 1759.3379 | AltaLink | 2015 | 1.595% | 3.068% | 3.068% | 3.068% | 3.068% | 3.068% | 1678.1668 | 0 | 1678.1668
PPS | 189L crossing180 | 962 | 138 | 0 | 0 | 6009.1834 | AltaLink | 2015 | 1.595% | 3.068% | 3.068% | 3.068% | 3.068% | 3.068% | 5731.9361 | 0 | 5731.9361
PPS | 717L crossing180 | 962 | 138 | 0 | 0 | 649.3693 | AltaLink | 2015 | 1.595% | 3.068% | 3.068% | 3.068% | 3.068% | 3.068% | 619.4092 | 0 | 619.4092
PPS | 757L crossing180 | 962 | 138 | 0 | 0 | 36306.7941 | AltaLink | 2015 | 1.595% | 3.068% | 3.068% | 3.068% | 3.068% | 3.068% | 34631.6974 | 0 | 34631.6974
PPS | 809L re-route & in-out | 962 | 138 | 0 | northwest | 1102453.8091 | EPCOR | 2015 | 1.153% | 2.306% | 2.306% | 2.306% | 2.306% | 2.306% | 1064609.4511 | 0 | 1064609.4511
PPS | 80L crossing180 | 962 | 138 | 0 | 0 | 357.4048 | AltaLink | 2015 | 1.595% | 3.068% | 3.068% | 3.068% | 3.068% | 3.068% | 340.9151 | 0 | 340.9151
PPS | 906L / 928L 180 | 962 | 240 | 0 | 0 | 3139139.529 | AltaLink | 2015 | 1.595% | 3.068% | 3.068% | 3.068% | 3.068% | 3.068% | 2994308.178 | 2994308.178 | 0
PPS | 918L 180 | 962 | 240 | 0 | 0 | 2722397.9396 | AltaLink | 2015 | 1.595% | 3.068% | 3.068% | 3.068% | 3.068% | 3.068% | 2596793.9108 | 2596793.9108 | 0
PPS | 924L / 927L | 962 | 240 | 0 | 0 | 1942419.7748 | AltaLink | 2015 | 1.595% | 3.068% | 3.068% | 3.068% | 3.068% | 3.068% | 1852801.815 | 1852801.815 | 0
PPS | 925L / 929L 180 | 962 | 240 | 0 | 0 | 5765561.6855 | AltaLink | 2015 | 1.595% | 3.068% | 3.068% | 3.068% | 3.068% | 3.068% | 5499554.367 | 5499554.367 | 0
PPS | 936L / 937L | 962 | 240 | 0 | 0 | 2839515.9806 | AltaLink | 2015 | 1.595% | 3.068% | 3.068% | 3.068% | 3.068% | 3.068% | 2708508.4443 | 2708508.4443 | 0
`+/-5% | HVDC Line 1325L | 962 | 500 | 0 | 0 | 968825472.253 | AltaLink | 2015 | 1.595% | 3.068% | 3.068% | 3.068% | 3.068% | 3.068% | 924126502.7514 | 924126502.7514 | 0
PPS | 1099L180 | 1101 | 240 | 0 | Fort McMurray | 1698665.1251 | AltaLink | 2016 | 0% | 1.534% | 3.068% | 3.068% | 3.068% | 3.068% | 1672610.6905 | 1672610.6905 | 0
PPS | 1115L180 | 1101 | 240 | 0 | Fort McMurray | 84737752.6603 | AltaLink | 2016 | 0% | 1.534% | 3.068% | 3.068% | 3.068% | 3.068% | 83438029.6014 | 83438029.6014 | 0
PPS | 1116L 180 | 1101 | 240 | 0 | Fort McMurray | 87576930.8222 | AltaLink | 2016 | 0% | 1.534% | 3.068% | 3.068% | 3.068% | 3.068% | 86233659.9324 | 86233659.9324 | 0
PPS | 1117L 180 | 1101 | 240 | 0 | Fort McMurray | 191472515.6557 | AltaLink | 2016 | 0% | 1.534% | 3.068% | 3.068% | 3.068% | 3.068% | 188535675.3936 | 188535675.3936 | 0
PPS | 428L/457L 180 | 1101 | 138 | 0 | Fort McMurray | 2172995.8566 | AltaLink | 2016 | 0% | 1.534% | 3.068% | 3.068% | 3.068% | 3.068% | 2139666.051 | 0 | 2139666.051
PPS | 428L/457L 180 | 1101 | 138 | 0 | Fort McMurray | 2175159.2971 | AltaLink | 2016 | 0% | 1.534% | 3.068% | 3.068% | 3.068% | 3.068% | 2141796.3083 | 0 | 2141796.3083
PPS | 971L180 | 1101 | 240 | 0 | Fort McMurray | 1786314.2704 | AltaLink | 2016 | 0% | 1.534% | 3.068% | 3.068% | 3.068% | 3.068% | 1758915.4573 | 1758915.4573 | 0
PPS | line 9L930_v181 | 1101 | 240 | 0 | Fort McMurray | 4698744.2423 | ATCO | 2016 | 0% | 1.197% | 2.4% | 2.4% | 2.4% | 2.4% | 4642491.2057 | 4642491.2057 | 0
PPS | 1064L/1065L_(v180) | 1117 | 240 | 0 | Calgary | 22476180.1858 | AltaLink | 2015 | 1.595% | 3.068% | 3.068% | 3.068% | 3.068% | 3.068% | 21439190.4272 | 21439190.4272 | 0
PPS | 1064L/1065L_(v180) | 1117 | 240 | 0 | Calgary | 22476180.1858 | AltaLink | 2015 | 1.595% | 3.068% | 3.068% | 3.068% | 3.068% | 3.068% | 21439190.4272 | 21439190.4272 | 0
PPS | 1064L/1065L_(v180) | 1117 | 240 | 0 | Calgary | 17889351.245 | AltaLink | 2015 | 1.595% | 3.068% | 3.068% | 3.068% | 3.068% | 3.068% | 17063985.2853 | 17063985.2853 | 0
PPS | 1064L/1065L_(v180) | 1117 | 240 | 0 | Calgary | 17889351.245 | AltaLink | 2015 | 1.595% | 3.068% | 3.068% | 3.068% | 3.068% | 3.068% | 17063985.2853 | 17063985.2853 | 0
PPS | 1080L/1109L_180 | 1117 | 240 | 0 | Calgary | 2104869.8934 | AltaLink | 2015 | 1.595% | 3.068% | 3.068% | 3.068% | 3.068% | 3.068% | 2007756.9274 | 2007756.9274 | 0
Final | 1106L_180 | 1117 | 240 | 0 | 0 | 83540470.166 | AltaLink | 2015 | 1.595% | 3.068% | 3.068% | 3.068% | 3.068% | 3.068% | 79686140.3253 | 79686140.3253 | 0
Final | 1107L_180 | 1117 | 240 | 0 | 0 | 81881919.074 | AltaLink | 2015 | 1.595% | 3.068% | 3.068% | 3.068% | 3.068% | 3.068% | 78104110.265 | 78104110.265 | 0
PPS | 434L/646L_180 | 1117 | 138 | 0 | Calgary | 23035758.9452 | AltaLink | 2015 | 1.595% | 3.068% | 3.068% | 3.068% | 3.068% | 3.068% | 21972951.7462 | 0 | 21972951.7462
PPS | 434L/646L_180 | 1117 | 138 | 0 | Calgary | 23035758.9452 | AltaLink | 2015 | 1.595% | 3.068% | 3.068% | 3.068% | 3.068% | 3.068% | 21972951.7462 | 0 | 21972951.7462
PPS | 646L/850L_180 | 1117 | 138 | 0 | Calgary | 1379161.0197 | AltaLink | 2015 | 1.595% | 3.068% | 3.068% | 3.068% | 3.068% | 3.068% | 1315530.2852 | 0 | 1315530.2852
PPS | 727L salvage_180 | 1117 | 138 | 0 | Calgary | 58119.5418 | AltaLink | 2015 | 1.595% | 3.068% | 3.068% | 3.068% | 3.068% | 3.068% | 55438.0644 | 0 | 55438.0644
PPS | 727L temporary_180 | 1117 | 138 | 0 | Calgary | 113097.4868 | AltaLink | 2015 | 1.595% | 3.068% | 3.068% | 3.068% | 3.068% | 3.068% | 107879.4767 | 0 | 107879.4767
PPS | 727L/646L rebuild to d/c_180 | 1117 | 138 | 0 | Calgary | 10552623.8387 | AltaLink | 2015 | 1.595% | 3.068% | 3.068% | 3.068% | 3.068% | 3.068% | 10065754.506 | 0 | 10065754.506
PPS | 727L/646L rebuild to d/c_180 | 1117 | 138 | 0 | Calgary | 6925650.2686 | AltaLink | 2015 | 1.595% | 3.068% | 3.068% | 3.068% | 3.068% | 3.068% | 6606119.6215 | 0 | 6606119.6215
PPS | 850L temporary line_180 | 1117 | 240 | 0 | 0 | 6383232.2672 | AltaLink | 2015 | 1.595% | 3.068% | 3.068% | 3.068% | 3.068% | 3.068% | 6088727.3098 | 6088727.3098 | 0
PPS | 850L/911L salvage_180 | 1117 | 240 | 0 | 0 | 40534.5865 | AltaLink | 2015 | 1.595% | 3.068% | 3.068% | 3.068% | 3.068% | 3.068% | 38664.4311 | 38664.4311 | 0
PPS | 850L/911L_(v180) | 1117 | 240 | 0 | Calgary | 4954996.4948 | AltaLink | 2015 | 1.595% | 3.068% | 3.068% | 3.068% | 3.068% | 3.068% | 4726386.4474 | 4726386.4474 | 0
PPS | 850L/911L_(v180) | 1117 | 240 | 0 | Calgary | 6050519.4603 | AltaLink | 2015 | 1.595% | 3.068% | 3.068% | 3.068% | 3.068% | 3.068% | 5771364.966 | 5771364.966 | 0
PPS | 911L temporary line_180 | 1117 | 240 | 0 | 0 | 5690283.8596 | AltaLink | 2015 | 1.595% | 3.068% | 3.068% | 3.068% | 3.068% | 3.068% | 5427749.6551 | 5427749.6551 | 0
PPS | 936L/937L_(v180) | 1117 | 240 | 0 | Calgary | 5966110.3138 | AltaLink | 2015 | 1.595% | 3.068% | 3.068% | 3.068% | 3.068% | 3.068% | 5690850.2277 | 5690850.2277 | 0
PPS | 936L/937L_(v180) | 1117 | 240 | 0 | Calgary | 5966110.3138 | AltaLink | 2015 | 1.595% | 3.068% | 3.068% | 3.068% | 3.068% | 3.068% | 5690850.2277 | 5690850.2277 | 0
PPS | 937L UG_(v180) | 1117 | 240 | 0 | Calgary | 6197786.4819 | AltaLink | 2015 | 1.595% | 3.068% | 3.068% | 3.068% | 3.068% | 3.068% | 5911837.4882 | 5911837.4882 | 0
PPS | 7L167 Transmission Line | 1128 | 144 | 0 | Fort McMurray | 5836667.1107 | ATCO | 2015 | 1.239% | 2.394% | 2.4% | 2.4% | 2.4% | 2.4% | 5626324.1383 | 0 | 5626324.1383
PPS | 7L183 transmission line | 1128 | 144 | 0 | 0 | 9964313.8981 | ATCO | 2015 | 1.239% | 2.394% | 2.4% | 2.4% | 2.4% | 2.4% | 9605217.9683 | 0 | 9605217.9683
PPS | 9L08 and 9L76 240kV s/c line | 1180 | 240 | 0 | Fort McMurray | 0 | ATCO | 2100 | 0% | 0% | 0% | 0% | 0% | 0% | 0 | 0 | 0
PPS | 9L95 | 1180 | 240 | 0 | Fort McMurray | 0 | ATCO | 2100 | 0% | 0% | 0% | 0% | 0% | 0% | 0 | 0 | 0
PPS | Construction of 1.3km of 240kV in/out on H-frame, 9L57 & 9L74 180day | 1180 | 240 | 0 | Fort McMurray | 0 | ATCO | 2100 | 0% | 0% | 0% | 0% | 0% | 0% | 0 | 0 | 0
PPS | 9L01 | 1186 | 240 | 0 | Fort McMurray | 24561972.6236 | ATCO | 2018 | 0% | 0% | 0% | 1.2% | 2.4% | 2.4% | 0 | 0 | 0
PPS | 9L07 | 1186 | 240 | 0 | Fort McMurray | 5710678.2441 | ATCO | 2018 | 0% | 0% | 0% | 1.2% | 2.4% | 2.4% | 0 | 0 | 0
PPS | 9L112 | 1186 | 240 | 0 | Fort McMurray | 4958275.2427 | ATCO | 2018 | 0% | 0% | 0% | 1.2% | 2.4% | 2.4% | 0 | 0 | 0
PPS | 9L30 | 1186 | 240 | 0 | Fort McMurray | 24561820.8108 | ATCO | 2018 | 0% | 0% | 0% | 1.2% | 2.4% | 2.4% | 0 | 0 | 0
PPS | bypass 9L07/9L112 | 1186 | 240 | 0 | Fort McMurray | 424792.4385 | ATCO | 2018 | 0% | 0% | 0% | 1.2% | 2.4% | 2.4% | 0 | 0 | 0
PPS | 7L134 | 1250 | 138 | 0 | Lloydminster | 257636.3324 | ATCO | 2017 | 0% | 0% | 1.2% | 2.4% | 2.4% | 2.4% | 0 | 0 | 0
PPS | 7LA65 | 1250 | 138 | 0 | Lloydminster | 15341741.5228 | ATCO | 2017 | 0% | 0% | 1.2% | 2.4% | 2.4% | 2.4% | 0 | 0 | 0
PPS | 476L & 477L A | 1258 | 138 | 0 | Fort McMurray | 11720551.5459 | AltaLink | 2019 | 0% | 0% | 0% | 0% | 1.534% | 3.068% | 0 | 0 | 0
PPS | 476L & 477L B | 1258 | 138 | 0 | Fort McMurray | 11959135.4392 | AltaLink | 2019 | 0% | 0% | 0% | 0% | 1.534% | 3.068% | 0 | 0 | 0
PPS | 172L/463L[v180] | 1260 | 138 | 0 | Lethbridge | 2113680.3026 | ENMAX | 2016 | 0% | 1.348% | 2.695% | 2.695% | 2.695% | 2.695% | 2085198.082 | 0 | 2085198.082
PPS | line 172L | 1260 | 138 | 0 | Lethbridge | 605625.1917 | AltaLink | 2016 | 0% | 1.534% | 3.068% | 3.068% | 3.068% | 3.068% | 596336.0024 | 0 | 596336.0024
PPS | line 464L | 1263 | 138 | 0 | Red_Deer | 763058.8235 | AltaLink | 2016 | 0% | 1.534% | 3.068% | 3.068% | 3.068% | 3.068% | 751354.8885 | 0 | 751354.8885
PPS | line 768L | 1263 | 138 | 0 | Red_Deer | 763058.8235 | AltaLink | 2016 | 0% | 1.534% | 3.068% | 3.068% | 3.068% | 3.068% | 751354.8885 | 0 | 751354.8885
PPS | line 778L | 1263 | 138 | 0 | Red_Deer | 331764.7059 | AltaLink | 2016 | 0% | 1.534% | 3.068% | 3.068% | 3.068% | 3.068% | 326676.0385 | 0 | 326676.0385
PPS | in and out of line 9L07 and 9L89 from lune 9L07 at Dawes Sub_180 | 1267 | 240 | 0 | 0 | 6518260.7905 | ATCO | 2015 | 1.239% | 2.394% | 2.4% | 2.4% | 2.4% | 2.4% | 6283354.4092 | 6283354.4092 | 0
PPS | new line 7L170_180 | 1267 | 144 | 0 | 0 | 3456133.2958 | ATCO | 2015 | 1.239% | 2.394% | 2.4% | 2.4% | 2.4% | 2.4% | 3331580.4754 | 0 | 3331580.4754
PPS | 1135L/1136L preferred | 1287 | 240 | 0 | 0 | 28342949.8061 | AltaLink | 2019 | 0% | 0% | 0% | 0% | 1.534% | 3.068% | 0 | 0 | 0
PPS | Line 9L930 | 1287 | 240 | 0 | 0 | 1903119.3554 | ATCO | 2019 | 0% | 0% | 0% | 0% | 1.2% | 2.4% | 0 | 0 | 0
PPS | 138kv s/c line 621L | 1289 | 138 | 0 | edmonton | 1490787.1126 | AltaLink | 2017 | 0% | 0% | 1.534% | 3.068% | 3.068% | 3.068% | 0 | 0 | 0
PPS | Rerouting 815L | 1289 | 138 | 0 | edmonton | 437379.69 | AltaLink | 2017 | 0% | 0% | 1.534% | 3.068% | 3.068% | 3.068% | 0 | 0 | 0
PPS | 7LA106 new line | 1290 | 144 | 0 | Peace_River | 5368376.5325 | ATCO | 2018 | 0% | 0% | 0% | 1.2% | 2.4% | 2.4% | 0 | 0 | 0
PPS | 138-162.81L | 1314 | 138 | 0 | Fort McMurray | 334297.2739 | ENMAX | 2015 | 1.348% | 2.695% | 2.695% | 2.695% | 2.695% | 2.695% | 320904.5307 | 0 | 320904.5307
PPS | Two 240kV lines 9L124 ¦ 9L139 | 1321 | 240 | 0 | Peace_River | 39192318.193 | ATCO | 2017 | 0% | 0% | 1.2% | 2.4% | 2.4% | 2.4% | 0 | 0 | 0
PPS | 675L | 1326 | 138 | 0 | 0 | 174412.2846 | AltaLink | 2017 | 0% | 0% | 1.534% | 3.068% | 3.068% | 3.068% | 0 | 0 | 0
PPS | 880L | 1326 | 138 | 0 | 0 | 450149.8011 | AltaLink | 2017 | 0% | 0% | 1.534% | 3.068% | 3.068% | 3.068% | 0 | 0 | 0
PPS | 882L | 1326 | 138 | 0 | 0 | 292348.2103 | AltaLink | 2017 | 0% | 0% | 1.534% | 3.068% | 3.068% | 3.068% | 0 | 0 | 0
PPS | New 100m 475L_(v1) | 1336 | 138 | 0 | Strathmore_Blackie | 623924.5133 | AltaLink | 2018 | 0% | 0% | 0% | 1.534% | 3.068% | 3.068% | 0 | 0 | 0
PPS | line 1071L | 1343 | 240 | 0 | 0 | 19796706.1821 | AltaLink | 2015 | 1.595% | 3.068% | 3.068% | 3.068% | 3.068% | 3.068% | 18883340.0587 | 18883340.0587 | 0
PPS | line 624L | 1343 | 138 | 0 | 0 | 3112543.7968 | AltaLink | 2015 | 1.595% | 3.068% | 3.068% | 3.068% | 3.068% | 3.068% | 2968939.5005 | 0 | 2968939.5005
PPS | line 893AL | 1343 | 138 | 0 | 0 | 39755.7483 | AltaLink | 2015 | 1.595% | 3.068% | 3.068% | 3.068% | 3.068% | 3.068% | 37921.5263 | 0 | 37921.5263
PPS | line 893L stage 1 | 1343 | 138 | 0 | 0 | 4325094.1211 | AltaLink | 2015 | 1.595% | 3.068% | 3.068% | 3.068% | 3.068% | 3.068% | 4125546.0542 | 0 | 4125546.0542
PPS | line 893L stage 2 | 1343 | 138 | 0 | 0 | 57171.6221 | AltaLink | 2015 | 1.595% | 3.068% | 3.068% | 3.068% | 3.068% | 3.068% | 54533.8791 | 0 | 54533.8791
PPS | line 994L | 1343 | 240 | 0 | 0 | 18544400.1095 | AltaLink | 2015 | 1.595% | 3.068% | 3.068% | 3.068% | 3.068% | 3.068% | 17688811.9786 | 17688811.9786 | 0
PPS | Line 9L32 | 1348 | 240 | 0 | 0 | 1573745.9004 | ATCO | 2016 | 0% | 1.197% | 2.4% | 2.4% | 2.4% | 2.4% | 1554905.1248 | 1554905.1248 | 0
FINAL | 732AL | 1349 | 138 | 0 | Wetaskiwin | 696425.9855 | AltaLink | 2015 | 1.595% | 3.068% | 3.068% | 3.068% | 3.068% | 3.068% | 664294.7866 | 0 | 664294.7866
PPS | 26.81L | 1354 | 138 | 0 | Calgary | 5392.2554 | ENMAX | 2017 | 0% | 0% | 1.348% | 2.695% | 2.695% | 2.695% | 0 | 0 | 0
PPS | 41.84L | 1354 | 138 | 0 | Calgary | 10940358.32 | ENMAX | 2017 | 0% | 0% | 1.348% | 2.695% | 2.695% | 2.695% | 0 | 0 | 0
PPS | 54.81L | 1354 | 138 | 0 | Calgary | 9176948.6694 | ENMAX | 2017 | 0% | 0% | 1.348% | 2.695% | 2.695% | 2.695% | 0 | 0 | 0
NID | 807L 138kV 1km_(Alt3) | 1381 | 138 | 0 | Fort_Saskatchewan | 2854379.6561 | AltaLink | 2019 | 0% | 0% | 0% | 0% | 1.534% | 3.068% | 0 | 0 | 0
NID | 942L 240kV in/out 0.5km_(Alt3) | 1381 | 240 | 0 | Fort_Saskatchewan | 534701.5537 | AltaLink | 2019 | 0% | 0% | 0% | 0% | 1.534% | 3.068% | 0 | 0 | 0
PPS | 971AL | 1404 | 240 | 0 | Fort McMurray | 33123608.6999 | AltaLink | 2017 | 0% | 0% | 1.534% | 3.068% | 3.068% | 3.068% | 0 | 0 | 0
PPS | New 50m 144kV s/c line 7LB65 | 1410 | 144 | 0 | central | 1252661.4598 | ATCO | 2017 | 0% | 0% | 1.2% | 2.4% | 2.4% | 2.4% | 0 | 0 | 0
PPS | Phase1 1120L | 1421 | 240 | 0 | Fort_Saskatchewan | 539203.1474 | AltaLink | 2019 | 0% | 0% | 0% | 0% | 1.534% | 3.068% | 0 | 0 | 0
PPS | Phase1 1181L | 1421 | 240 | 0 | Fort_Saskatchewan | 19967023.2561 | AltaLink | 2019 | 0% | 0% | 0% | 0% | 1.534% | 3.068% | 0 | 0 | 0
PPS | Phase1 807L | 1421 | 240 | 0 | Fort_Saskatchewan | 499439.5803 | AltaLink | 2019 | 0% | 0% | 0% | 0% | 1.534% | 3.068% | 0 | 0 | 0
PPS | Phase1 856L/776L/857L | 1421 | 240 | 0 | Fort_Saskatchewan | 152011.1101 | AltaLink | 2019 | 0% | 0% | 0% | 0% | 1.534% | 3.068% | 0 | 0 | 0
PPS | Phase2 1120L | 1421 | 240 | 0 | Fort_Saskatchewan | 552930.9317 | AltaLink | 2019 | 0% | 0% | 0% | 0% | 1.534% | 3.068% | 0 | 0 | 0
PPS | Phase2 1182L | 1421 | 240 | 0 | Fort_Saskatchewan | 19778650.6475 | AltaLink | 2019 | 0% | 0% | 0% | 0% | 1.534% | 3.068% | 0 | 0 | 0
PPS | Phase2 942L/1131L | 1421 | 240 | 0 | Fort_Saskatchewan | 987104.9763 | AltaLink | 2019 | 0% | 0% | 0% | 0% | 1.534% | 3.068% | 0 | 0 | 0
PPS | Phase2 997L | 1421 | 240 | 0 | Fort_Saskatchewan | 339650.7204 | AltaLink | 2019 | 0% | 0% | 0% | 0% | 1.534% | 3.068% | 0 | 0 | 0
PPS | 215AL | 1442 | 138 | 0 | Edmonton | 1662085.6643 | AltaLink | 2019 | 0% | 0% | 0% | 0% | 1.534% | 3.068% | 0 | 0 | 0
PPS | 745L | 1460 | 138 | 0 | Hinton_Edson | 1744293.0519 | AltaLink | 2019 | 0% | 0% | 0% | 0% | 1.534% | 3.068% | 0 | 0 | 0
PPS | Line 9L144 | 1482 | 240 | 0 | 0 | 2696306.3909 | ATCO | 2016 | 0% | 1.197% | 2.4% | 2.4% | 2.4% | 2.4% | 2664026.3999 | 2664026.3999 | 0
PPS | Line 9L57 | 1482 | 240 | 0 | 0 | 1212513.1677 | ATCO | 2016 | 0% | 1.197% | 2.4% | 2.4% | 2.4% | 2.4% | 1197997.0451 | 1197997.0451 | 0
PPS | v180 - Retermination of 0.025km138kV 719L | 1494 | 138 | 0 | Caroline | 51687.5931 | AltaLink | 2015 | 1.595% | 3.068% | 3.068% | 3.068% | 3.068% | 3.068% | 49302.8683 | 0 | 49302.8683
PPS | line upgrade | 1503 | 25 | 0 | Fort_Saskatchewan | 391589.7436 | AltaLink | 2016 | 0% | 1.534% | 3.068% | 3.068% | 3.068% | 3.068% | 385583.4689 | 0 | 0
PPS | 685L/854L 60m in/out line | 1515 | 138 | 0 | Fox_Creek | 1401330.1096 | AltaLink | 2016 | 0% | 1.534% | 3.068% | 3.068% | 3.068% | 3.068% | 1379836.2536 | 0 | 1379836.2536
PPS | 949L | 1533 | 240 | 0 | 0 | 9435771 | AltaLink | 2017 | 0% | 0% | 1.534% | 3.068% | 3.068% | 3.068% | 0 | 0 | 0
PPS | 949L | 1533 | 240 | 0 | 0 | 130006.5488 | AltaLink | 2017 | 0% | 0% | 1.534% | 3.068% | 3.068% | 3.068% | 0 | 0 | 0
PPS | 769BL | 1558 | 138 | 0 | Wainwright | 3292161.5303 | AltaLink | 2018 | 0% | 0% | 0% | 1.534% | 3.068% | 3.068% | 0 | 0 | 0
PPS | 769L | 1558 | 138 | 0 | Wainwright | 96108.7496 | AltaLink | 2018 | 0% | 0% | 0% | 1.534% | 3.068% | 3.068% | 0 | 0 | 0
PPS | 7L05 | 1570 | 138 | 0 | Fort McMurray | 304434.2697 | ATCO | 2017 | 0% | 0% | 1.2% | 2.4% | 2.4% | 2.4% | 0 | 0 | 0
PPS | 704L | 1594 | 138 | 0 | 0 | 14086571.0904 | AltaLink | 2018 | 0% | 0% | 0% | 1.534% | 3.068% | 3.068% | 0 | 0 | 0
PPS | 7LA10 | 1618 | 144 | 0 | 0 | 994089.5004 | ATCO | 2017 | 0% | 0% | 1.2% | 2.4% | 2.4% | 2.4% | 0 | 0 | 0
PPS | 7L20/7L228_(v1) | 1634 | 144 | 0 | Grande Prairie | 2547123.3416 | ATCO | 2016 | 0% | 1.197% | 2.4% | 2.4% | 2.4% | 2.4% | 2516629.3596 | 0 | 2516629.3596
PPS | 7L20/7L228_(v1) | 1634 | 144 | 0 | Grande Prairie | 2545264.0745 | ATCO | 2016 | 0% | 1.197% | 2.4% | 2.4% | 2.4% | 2.4% | 2514792.3515 | 0 | 2514792.3515
PPS | 633L | 1636 | 138 | 0 | Athabasca/Lac | 357000.6134 | AltaLink | 2016 | 0% | 1.534% | 3.068% | 3.068% | 3.068% | 3.068% | 351524.873 | 0 | 351524.873
PPS | 1214L | 1655 | 500 | 0 | Fort McMurray | 816333.284 | AltaLink | 2018 | 0% | 0% | 0% | 1.534% | 3.068% | 3.068% | 0 | 0 | 0
OOM | New 7km s/c tap to 7L90 | 1722 | 144 | 0 | 0 | 5595520.8322 | ATCO | 2017 | 0% | 0% | 1.2% | 2.4% | 2.4% | 2.4% | 0 | 0 | 0
NID | 138kV line | 1456 | 138 | 0 | Calgary | 74119816.8948 | ENMAX | 2021 | 0% | 0% | 0% | 0% | 0% | 0% | 0 | 0 | 0
Planning | 144KV line | 1784 | 144 | 0 | Grande Prairie | 35000000 | ATCO | 2020 | 0% | 0% | 0% | 0% | 0% | 1.2% | 0 | 0 | 0
Planning | 144 kV line | 1785 | 144 | 0 | Grande Prairie | 40000000 | ATCO | 2020 | 0% | 0% | 0% | 0% | 0% | 1.2% | 0 | 0 | 0
Planning | 144kV line | 1781 | 144 | 0 | Central East | 150186554.5085 | AltaLink | 2021 | 0% | 0% | 0% | 0% | 0% | 0% | 0 | 0 | 0
Planning | 144KV line | 1781 | 144 | 0 | Central East | 43590130.4036 | ATCO | 2021 | 0% | 0% | 0% | 0% | 0% | 0% | 0 | 0 | 0
Planning | Competitive Process | 1590 | 500 | 0 | Ft McMurray | 0 | Average | 2019 | 0% | 0% | 0% | 0% | 1.373% | 2.746% | 0 | 0 | 0
[6 empty] | 5884356833.6936 | [8 empty] | 4424115405.3605 | 4151532221.6368 | 272197600.2549
4602191540.839

## Func Future Lines 2017
Inputs with sufficient data (Source: detailed cost estimates) | [9 empty] | Depreciation | [5 empty] | By voltage |  | 2017 Future line functionalization results (%)
2017 Future Assets Line Functionalization | [17 empty] | 2017 Future line functionalization results (%)
SRC_TYPE | SCOPE | project | KV | LENGTH | area | Best estimate cost (including progress report updates, etc) | TFO for depreciation | Estimated In Service Year | 2015 | 2016 | 2017 | 2018 | 2019 | 2020 | Depreciated cost to 2017 | Bulk (500,240 kV) | Regional (138,144,69,72 kV) | Function | Bulk | Regional
PPS | 978L_(v1) | 479 | 240 | 0 | 0 | 43593801.1119 | AltaLink | 2019 | 0% | 0% | 0% | 0% | 1.534% | 3.068% | 0 | 0 | 0 | By Value | 4231111729.1205 | 694856956.4502
PPS | 600AL | 513 | 138 | 0 | 0 | 690724.365 | AltaLink | 2017 | 0% | 0% | 1.534% | 3.068% | 3.068% | 3.068% | 680129.9091 | 0 | 680129.9091 | By Percentage | 85.89% | 14.11%
PPS | 600L | 513 | 138 | 0 | 0 | 982953.904 | AltaLink | 2017 | 0% | 0% | 1.534% | 3.068% | 3.068% | 3.068% | 967877.1783 | 0 | 967877.1783
FINAL | 807L_942L_1061L (942L/1001L ) | 559 | 240 | 0 | Fort_Saskatchewan | 23861790.7504 | AltaLink | 2015 | 1.595% | 3.068% | 3.068% | 3.068% | 3.068% | 3.068% | 22062651.8845 | 22062651.8845 | 0 | Total Value of Future Lines | 4971213505.242
FINAL | 942L temp | 559 | 240 | 0 | Fort_Saskatchewan | 121591.4583 | AltaLink | 2015 | 1.595% | 3.068% | 3.068% | 3.068% | 3.068% | 3.068% | 112423.667 | 112423.667 | 0
FINAL | 942L_943L mod | 559 | 138 | 0 | Fort_Saskatchewan | 1655001.6528 | AltaLink | 2015 | 1.595% | 3.068% | 3.068% | 3.068% | 3.068% | 3.068% | 1530217.3134 | 0 | 1530217.3134
PPS | New 100m 138kV line 130L | 580 | 138 | 0 | Fort_MacLeod | 1145283.5821 | AltaLink | 2019 | 0% | 0% | 0% | 0% | 1.534% | 3.068% | 0 | 0 | 0
FINAL | 1054L/1061L | 629 | 240 | 0 | 0 | 61619635.0065 | AltaLink | 2015 | 1.595% | 3.068% | 3.068% | 3.068% | 3.068% | 3.068% | 56973618.226 | 56973618.226 | 0
FINAL | 1058L | 629 | 240 | 0 | 0 | 2898036.7235 | AltaLink | 2015 | 1.595% | 3.068% | 3.068% | 3.068% | 3.068% | 3.068% | 2679529.6317 | 2679529.6317 | 0
FINAL | 1206L/1212L | 629 | 500 | 0 | 0 | 530866409.8629 | AltaLink | 2015 | 1.595% | 3.068% | 3.068% | 3.068% | 3.068% | 3.068% | 490839975.9482 | 490839975.9482 | 0
FINAL | 726L | 629 | 138 | 0 | 0 | 702156.8239 | AltaLink | 2015 | 1.595% | 3.068% | 3.068% | 3.068% | 3.068% | 3.068% | 649215.381 | 0 | 649215.381
FINAL | 731L | 629 | 138 | 0 | 0 | 504109.0386 | AltaLink | 2015 | 1.595% | 3.068% | 3.068% | 3.068% | 3.068% | 3.068% | 466100.0655 | 0 | 466100.0655
FINAL | 735L | 629 | 138 | 0 | 0 | 2727.7775 | AltaLink | 2015 | 1.595% | 3.068% | 3.068% | 3.068% | 3.068% | 3.068% | 2522.1077 | 0 | 2522.1077
FINAL | 746L | 629 | 138 | 0 | 0 | 227994.9241 | AltaLink | 2015 | 1.595% | 3.068% | 3.068% | 3.068% | 3.068% | 3.068% | 210804.4905 | 0 | 210804.4905
FINAL | 780L | 629 | 138 | 0 | 0 | 383859.967 | AltaLink | 2015 | 1.595% | 3.068% | 3.068% | 3.068% | 3.068% | 3.068% | 354917.5715 | 0 | 354917.5715
FINAL | 783L | 629 | 138 | 0 | 0 | 455201.9444 | AltaLink | 2015 | 1.595% | 3.068% | 3.068% | 3.068% | 3.068% | 3.068% | 420880.4838 | 0 | 420880.4838
FINAL | 874L | 629 | 138 | 0 | 0 | 17456.1458 | AltaLink | 2015 | 1.595% | 3.068% | 3.068% | 3.068% | 3.068% | 3.068% | 16139.9818 | 0 | 16139.9818
FINAL | 908L | 629 | 240 | 0 | 0 | 2529823.4404 | AltaLink | 2015 | 1.595% | 3.068% | 3.068% | 3.068% | 3.068% | 3.068% | 2339079.0104 | 2339079.0104 | 0
FINAL | 920/921L | 629 | 240 | 0 | 0 | 6789772.3581 | AltaLink | 2015 | 1.595% | 3.068% | 3.068% | 3.068% | 3.068% | 3.068% | 6277834.9488 | 6277834.9488 | 0
FINAL | 946L | 629 | 240 | 0 | 0 | 2351204.2775 | AltaLink | 2015 | 1.595% | 3.068% | 3.068% | 3.068% | 3.068% | 3.068% | 2173927.4318 | 2173927.4318 | 0
FINAL | 947L | 629 | 240 | 0 | 0 | 1685761.0564 | AltaLink | 2015 | 1.595% | 3.068% | 3.068% | 3.068% | 3.068% | 3.068% | 1558657.5097 | 1558657.5097 | 0
PPS | 9L12 | 635 | 240 | 0 | Hanna | 427021.6076 | ATCO | 2019 | 0% | 0% | 0% | 0% | 1.2% | 2.4% | 0 | 0 | 0
PPS | 9L38 & 9L94 | 635 | 240 | 0 | Hanna | 3545608.0809 | ATCO | 2019 | 0% | 0% | 0% | 0% | 1.2% | 2.4% | 0 | 0 | 0
PPS | 9L94 line version 2 | 678 | 240 | 0 | 0 | 17467872.448 | ATCO | 2019 | 0% | 0% | 0% | 0% | 1.2% | 2.4% | 0 | 0 | 0
PPS | 983L/1074L_(v1) | 693 | 240 | 0 | 0 | 1771692.0151 | AltaLink | 2019 | 0% | 0% | 0% | 0% | 1.534% | 3.068% | 0 | 0 | 0
PPS | 1003 UG | 719 | 240 | 0 | Calgary | 4216204.8011 | AltaLink | 2015 | 1.595% | 3.068% | 3.068% | 3.068% | 3.068% | 3.068% | 3898310.0545 | 3898310.0545 | 0
PPS | 1077L | 719 | 240 | 0 | Calgary | 5877049.5211 | AltaLink | 2015 | 1.595% | 3.068% | 3.068% | 3.068% | 3.068% | 3.068% | 5433929.8777 | 5433929.8777 | 0
PPS | 1077L UG | 719 | 240 | 0 | Calgary | 2258581.6201 | AltaLink | 2015 | 1.595% | 3.068% | 3.068% | 3.068% | 3.068% | 3.068% | 2088288.3669 | 2088288.3669 | 0
PPS | 138-2.80 | 719 | 138 | 0 | Calgary | 7170911.0868 | ENMAX | 2015 | 1.348% | 2.695% | 2.695% | 2.695% | 2.695% | 2.695% | 6698111.1255 | 0 | 6698111.1255
PPS | 138-23.80 | 719 | 138 | 0 | Calgary | 7724058.5663 | ENMAX | 2015 | 1.348% | 2.695% | 2.695% | 2.695% | 2.695% | 2.695% | 7214787.9107 | 0 | 7214787.9107
PPS | 2.80/2.81/2.82/2.83/833L U/G | 719 | 240 | 0 | Calgary | 5095063.3612 | ENMAX | 2015 | 1.348% | 2.695% | 2.695% | 2.695% | 2.695% | 2.695% | 4759130.3492 | 4759130.3492 | 0
PPS | 23.80L | 719 | 138 | 0 | Calgary | 18113.2394 | AltaLink | 2015 | 1.595% | 3.068% | 3.068% | 3.068% | 3.068% | 3.068% | 16747.5316 | 0 | 16747.5316
PPS | 850L | 719 | 138 | 0 | Calgary | 41799.7832 | AltaLink | 2015 | 1.595% | 3.068% | 3.068% | 3.068% | 3.068% | 3.068% | 38648.1499 | 0 | 38648.1499
PPS | 911L | 719 | 240 | 0 | Calgary | 613063.4873 | AltaLink | 2015 | 1.595% | 3.068% | 3.068% | 3.068% | 3.068% | 3.068% | 566839.532 | 566839.532 | 0
PPS | 911L UG | 719 | 240 | 0 | Calgary | 5403318.6446 | AltaLink | 2015 | 1.595% | 3.068% | 3.068% | 3.068% | 3.068% | 3.068% | 4995917.512 | 4995917.512 | 0
PPS | 916L | 719 | 240 | 0 | Calgary | 411031.2017 | AltaLink | 2015 | 1.595% | 3.068% | 3.068% | 3.068% | 3.068% | 3.068% | 380040.1408 | 380040.1408 | 0
PPS | 936L | 719 | 240 | 0 | Calgary | 73846.2837 | AltaLink | 2015 | 1.595% | 3.068% | 3.068% | 3.068% | 3.068% | 3.068% | 68278.3982 | 68278.3982 | 0
PPS | 937L | 719 | 240 | 0 | Calgary | 69666.3054 | AltaLink | 2015 | 1.595% | 3.068% | 3.068% | 3.068% | 3.068% | 3.068% | 64413.5832 | 64413.5832 | 0
PPS | 985 UG | 719 | 240 | 0 | Calgary | 4393157.2167 | AltaLink | 2015 | 1.595% | 3.068% | 3.068% | 3.068% | 3.068% | 3.068% | 4061920.5558 | 4061920.5558 | 0
PPS | 985/1003L | 719 | 240 | 0 | Calgary | 9552643.7925 | AltaLink | 2015 | 1.595% | 3.068% | 3.068% | 3.068% | 3.068% | 3.068% | 8832390.5266 | 8832390.5266 | 0
PPS | 985/1003L | 719 | 240 | 0 | Calgary | 9913515.2544 | AltaLink | 2015 | 1.595% | 3.068% | 3.068% | 3.068% | 3.068% | 3.068% | 9166052.8875 | 9166052.8875 | 0
PPS | Reconfigure 917L | 719 | 240 | 0 | Calgary | 540610.5297 | AltaLink | 2015 | 1.595% | 3.068% | 3.068% | 3.068% | 3.068% | 3.068% | 499849.4055 | 499849.4055 | 0
PPS | 1043L | 786 | 240 | 0 | edmonton | 33338680.2944 | AltaLink | 2016 | 0% | 1.534% | 3.068% | 3.068% | 3.068% | 3.068% | 31820302.5766 | 31820302.5766 | 0
PPS | 1043LB | 786 | 240 | 0 | edmonton | 8330617.7071 | AltaLink | 2016 | 0% | 1.534% | 3.068% | 3.068% | 3.068% | 3.068% | 7951207.8387 | 7951207.8387 | 0
PPS | 1045L/909L | 786 | 240 | 0 | edmonton | 289844.8739 | AltaLink | 2016 | 0% | 1.534% | 3.068% | 3.068% | 3.068% | 3.068% | 276644.1715 | 276644.1715 | 0
PPS | 190L / 903L | 786 | 240 | 0 | edmonton | 414192.415 | AltaLink | 2016 | 0% | 1.534% | 3.068% | 3.068% | 3.068% | 3.068% | 395328.425 | 395328.425 | 0
PPS | 902L | 786 | 240 | 0 | edmonton | 1003247.4189 | AltaLink | 2016 | 0% | 1.534% | 3.068% | 3.068% | 3.068% | 3.068% | 957555.4925 | 957555.4925 | 0
PPS | 902L / 913L | 786 | 240 | 0 | edmonton | 5049558.4465 | AltaLink | 2016 | 0% | 1.534% | 3.068% | 3.068% | 3.068% | 3.068% | 4819581.226 | 4819581.226 | 0
PPS | 902L / 913L | 786 | 240 | 0 | edmonton | 1156144.4203 | AltaLink | 2016 | 0% | 1.534% | 3.068% | 3.068% | 3.068% | 3.068% | 1103488.9489 | 1103488.9489 | 0
PPS | 902L T | 786 | 240 | 0 | edmonton | 74703.7333 | AltaLink | 2016 | 0% | 1.534% | 3.068% | 3.068% | 3.068% | 3.068% | 71301.4246 | 71301.4246 | 0
PPS | 904L AML | 786 | 240 | 0 | edmonton | 49162456.4331 | AltaLink | 2016 | 0% | 1.534% | 3.068% | 3.068% | 3.068% | 3.068% | 46923400.2455 | 46923400.2455 | 0
PPS | 904L EDTI | 786 | 240 | 0 | edmonton | 3984477.5 | EPCOR | 2016 | 0% | 1.153% | 2.306% | 2.306% | 2.306% | 2.306% | 3847693.8656 | 3847693.8656 | 0
PPS | 904L EDTI | 786 | 240 | 0 | edmonton | 3984477.5 | EPCOR | 2016 | 0% | 1.153% | 2.306% | 2.306% | 2.306% | 2.306% | 3847693.8656 | 3847693.8656 | 0
PPS | 908L/909L | 786 | 240 | 0 | edmonton | 3109824.4563 | AltaLink | 2016 | 0% | 1.534% | 3.068% | 3.068% | 3.068% | 3.068% | 2968190.5309 | 2968190.5309 | 0
PPS | 910L | 786 | 240 | 0 | northwest | 346386.2582 | ATCO | 2016 | 0% | 1.197% | 2.4% | 2.4% | 2.4% | 2.4% | 334024.9044 | 334024.9044 | 0
PPS | Jasper Tap | 786 | 240 | 0 | edmonton | 1657515.1532 | AltaLink | 2016 | 0% | 1.534% | 3.068% | 3.068% | 3.068% | 3.068% | 1582025.2402 | 1582025.2402 | 0
PPS | Jasper Tap | 786 | 240 | 0 | edmonton | 1321477.0395 | AltaLink | 2016 | 0% | 1.534% | 3.068% | 3.068% | 3.068% | 3.068% | 1261291.6551 | 1261291.6551 | 0
PPS | 7L180 | 803 | 138 | 0 | High_Level | 12917630.0794 | ATCO | 2017 | 0% | 0% | 1.2% | 2.4% | 2.4% | 2.4% | 12762605.3559 | 0 | 12762605.3559
PPS | 6L05 Dead End180 | 811 | 69 | 0 | central | 243484.3142 | ATCO | 2017 | 0% | 0% | 1.2% | 2.4% | 2.4% | 2.4% | 240562.2544 | 0 | 240562.2544
PPS | 7L1170 | 811 | 144 | 0 | central | 2439411.4218 | ATCO | 2017 | 0% | 0% | 1.2% | 2.4% | 2.4% | 2.4% | 2410135.999 | 0 | 2410135.999
PPS | 7L14/7L130180 | 811 | 144 | 0 | central | 14367348.9612 | ATCO | 2017 | 0% | 0% | 1.2% | 2.4% | 2.4% | 2.4% | 14194926.1339 | 0 | 14194926.1339
PPS | 7L140 | 811 | 144 | 0 | central | 6851824.4335 | ATCO | 2017 | 0% | 0% | 1.2% | 2.4% | 2.4% | 2.4% | 6769595.5586 | 0 | 6769595.5586
PPS | 7L157(180) | 811 | 144 | 0 | central | 918753.5614 | ATCO | 2017 | 0% | 0% | 1.2% | 2.4% | 2.4% | 2.4% | 907727.5825 | 0 | 907727.5825
PPS | 7L160(180) | 811 | 144 | 0 | central | 956623.0013 | ATCO | 2017 | 0% | 0% | 1.2% | 2.4% | 2.4% | 2.4% | 945142.5505 | 0 | 945142.5505
PPS | 7L530 | 811 | 144 | 0 | central | 2787898.7677 | ATCO | 2017 | 0% | 0% | 1.2% | 2.4% | 2.4% | 2.4% | 2754441.1417 | 0 | 2754441.1417
PPS | 7L7010 | 811 | 144 | 0 | central | 1203865.377 | ATCO | 2017 | 0% | 0% | 1.2% | 2.4% | 2.4% | 2.4% | 1189417.7658 | 0 | 1189417.7658
PPS | 7L74(180) | 811 | 144 | 0 | central | 17920449.2169 | ATCO | 2017 | 0% | 0% | 1.2% | 2.4% | 2.4% | 2.4% | 17705385.566 | 0 | 17705385.566
PPS | 7L7491 | 811 | 144 | 0 | central | 34201000 | ATCO | 2017 | 0% | 0% | 1.2% | 2.4% | 2.4% | 2.4% | 33790553.1504 | 0 | 33790553.1504
PPS | 7L83(180) | 811 | 144 | 0 | central | 7546228.6783 | ATCO | 2017 | 0% | 0% | 1.2% | 2.4% | 2.4% | 2.4% | 7455666.2448 | 0 | 7455666.2448
PPS | 7L87(180) | 811 | 144 | 0 | central | 12282104.8257 | ATCO | 2017 | 0% | 0% | 1.2% | 2.4% | 2.4% | 2.4% | 12134707.0527 | 0 | 12134707.0527
PPS | 7LA701180 | 811 | 144 | 0 | central | 3334547.5682 | ATCO | 2017 | 0% | 0% | 1.2% | 2.4% | 2.4% | 2.4% | 3294529.5996 | 0 | 3294529.5996
PPS | unknown line St.Paul | 811 | 0 | 0 | central | 45416104.0267 | ATCO | 2017 | 0% | 0% | 1.2% | 2.4% | 2.4% | 2.4% | 44871064.5011 | 0 | 0
PPS | 166L | 813 | 138 | 0 | Red_Deer | 583496.1304 | AltaLink | 2017 | 0% | 0% | 1.534% | 3.068% | 3.068% | 3.068% | 574546.3607 | 0 | 574546.3607
PPS | 417L/418L | 813 | 138 | 0 | Red_Deer | 1650657.1949 | AltaLink | 2017 | 0% | 0% | 1.534% | 3.068% | 3.068% | 3.068% | 1625339.1147 | 0 | 1625339.1147
PPS | 417L/418L | 813 | 138 | 0 | Red_Deer | 1827943.6298 | AltaLink | 2017 | 0% | 0% | 1.534% | 3.068% | 3.068% | 3.068% | 1799906.298 | 0 | 1799906.298
PPS | 419L/420L | 813 | 138 | 0 | Red_Deer | 8144848.6406 | AltaLink | 2017 | 0% | 0% | 1.534% | 3.068% | 3.068% | 3.068% | 8019921.4711 | 0 | 8019921.4711
PPS | 419L/420L | 813 | 138 | 0 | Red_Deer | 8079441.9947 | AltaLink | 2017 | 0% | 0% | 1.534% | 3.068% | 3.068% | 3.068% | 7955518.0443 | 0 | 7955518.0443
PPS | 421L/422L | 813 | 138 | 0 | Red_Deer | 3903744.023 | AltaLink | 2017 | 0% | 0% | 1.534% | 3.068% | 3.068% | 3.068% | 3843867.6873 | 0 | 3843867.6873
PPS | 421L/422L | 813 | 138 | 0 | Red_Deer | 3860713.3349 | AltaLink | 2017 | 0% | 0% | 1.534% | 3.068% | 3.068% | 3.068% | 3801497.0118 | 0 | 3801497.0118
PPS | 423L | 813 | 138 | 0 | Red_Deer | 27816758.0053 | AltaLink | 2017 | 0% | 0% | 1.534% | 3.068% | 3.068% | 3.068% | 27390099.5128 | 0 | 27390099.5128
PPS | 423L/784L shared route | 813 | 138 | 0 | Red_Deer | 2516434.6392 | AltaLink | 2017 | 0% | 0% | 1.534% | 3.068% | 3.068% | 3.068% | 2477837.1071 | 0 | 2477837.1071
PPS | 423L/80AL shared route | 813 | 138 | 0 | Red_Deer | 2922644.3347 | AltaLink | 2017 | 0% | 0% | 1.534% | 3.068% | 3.068% | 3.068% | 2877816.2844 | 0 | 2877816.2844
PPS | 444L | 813 | 138 | 0 | Red_Deer | 246135.5358 | AltaLink | 2017 | 0% | 0% | 1.534% | 3.068% | 3.068% | 3.068% | 242360.2642 | 0 | 242360.2642
PPS | 637L | 813 | 138 | 0 | Red_Deer | 17472564.2382 | AltaLink | 2017 | 0% | 0% | 1.534% | 3.068% | 3.068% | 3.068% | 17204566.8707 | 0 | 17204566.8707
PPS | 648L | 813 | 138 | 0 | Red_Deer | 16434659.5594 | AltaLink | 2017 | 0% | 0% | 1.534% | 3.068% | 3.068% | 3.068% | 16182581.7626 | 0 | 16182581.7626
PPS | 755L (427L) d/c section | 813 | 240 | 0 | Red_Deer | 22442935.4619 | AltaLink | 2017 | 0% | 0% | 1.534% | 3.068% | 3.068% | 3.068% | 22098701.6368 | 22098701.6368 | 0
PPS | 755L d/c monopole section | 813 | 240 | 0 | Red_Deer | 37092819.7459 | AltaLink | 2017 | 0% | 0% | 1.534% | 3.068% | 3.068% | 3.068% | 36523883.3317 | 36523883.3317 | 0
FINAL | 768L/778L | 813 | 138 | 0 | Red_Deer | 1301580.8109 | AltaLink | 2017 | 0% | 0% | 1.534% | 3.068% | 3.068% | 3.068% | 1281616.9278 | 0 | 1281616.9278
FINAL | 80L | 813 | 138 | 0 | Red_Deer | 629225.315 | AltaLink | 2017 | 0% | 0% | 1.534% | 3.068% | 3.068% | 3.068% | 619574.1427 | 0 | 619574.1427
PPS | 80L (GD) | 813 | 138 | 0 | Red_Deer | 442355.4735 | AltaLink | 2017 | 0% | 0% | 1.534% | 3.068% | 3.068% | 3.068% | 435570.5448 | 0 | 435570.5448
PPS | 80L North (425L) | 813 | 138 | 0 | Red_Deer | 14334305.1587 | AltaLink | 2017 | 0% | 0% | 1.534% | 3.068% | 3.068% | 3.068% | 14114442.9796 | 0 | 14114442.9796
PPS | 80L South (426L) | 813 | 138 | 0 | Red_Deer | 10724430.6086 | AltaLink | 2017 | 0% | 0% | 1.534% | 3.068% | 3.068% | 3.068% | 10559937.3418 | 0 | 10559937.3418
PPS | 80L underground | 813 | 138 | 0 | Red_Deer | 8701000 | AltaLink | 2017 | 0% | 0% | 1.534% | 3.068% | 3.068% | 3.068% | 8567542.4798 | 0 | 8567542.4798
PPS | 883L | 813 | 138 | 0 | Red_Deer | 2041375.8427 | AltaLink | 2017 | 0% | 0% | 1.534% | 3.068% | 3.068% | 3.068% | 2010064.8488 | 0 | 2010064.8488
PPS | 910L/1083L | 813 | 240 | 0 | Red_Deer | 1595577.9142 | AltaLink | 2017 | 0% | 0% | 1.534% | 3.068% | 3.068% | 3.068% | 1571104.65 | 1571104.65 | 0
PPS | 910L/1083L | 813 | 240 | 0 | Red_Deer | 1626560.0096 | AltaLink | 2017 | 0% | 0% | 1.534% | 3.068% | 3.068% | 3.068% | 1601611.5364 | 1601611.5364 | 0
PPS | 918L/1081L | 813 | 240 | 0 | Red_Deer | 1543941.0885 | AltaLink | 2017 | 0% | 0% | 1.534% | 3.068% | 3.068% | 3.068% | 1520259.8393 | 1520259.8393 | 0
PPS | 918L/1081L | 813 | 240 | 0 | Red_Deer | 1657542.105 | AltaLink | 2017 | 0% | 0% | 1.534% | 3.068% | 3.068% | 3.068% | 1632118.4228 | 1632118.4228 | 0
PPS | 929L/1082L | 813 | 240 | 0 | Red_Deer | 1650657.1949 | AltaLink | 2017 | 0% | 0% | 1.534% | 3.068% | 3.068% | 3.068% | 1625339.1147 | 1625339.1147 | 0
PPS | 929L/1082L | 813 | 240 | 0 | Red_Deer | 1645493.5123 | AltaLink | 2017 | 0% | 0% | 1.534% | 3.068% | 3.068% | 3.068% | 1620254.6336 | 1620254.6336 | 0
PPS | transmission line 166AL_(v2) | 813 | 138 | 0 | Red_Deer | 178318.6255 | AltaLink | 2017 | 0% | 0% | 1.534% | 3.068% | 3.068% | 3.068% | 175583.542 | 0 | 175583.542
PPS | transmission line 166L_(v2) | 813 | 138 | 0 | Red_Deer | 24543692.6728 | AltaLink | 2017 | 0% | 0% | 1.534% | 3.068% | 3.068% | 3.068% | 24167237.0516 | 0 | 24167237.0516
PPS | 1043L/1139L | 850 | 240 | 0 | edmonton | 15139710.0767 | AltaLink | 2017 | 0% | 0% | 1.534% | 3.068% | 3.068% | 3.068% | 14907494.4506 | 14907494.4506 | 0
PPS | 1140L/1112L | 850 | 240 | 0 | edmonton | 20197707.056 | AltaLink | 2017 | 0% | 0% | 1.534% | 3.068% | 3.068% | 3.068% | 19887910.9525 | 19887910.9525 | 0
PPS | 446L/452L/453L | 850 | 138 | 0 | edmonton | 19650687.4161 | AltaLink | 2017 | 0% | 0% | 1.534% | 3.068% | 3.068% | 3.068% | 19349281.5993 | 0 | 19349281.5993
PPS | 446L/453L | 850 | 138 | 0 | edmonton | 11579761.4997 | AltaLink | 2017 | 0% | 0% | 1.534% | 3.068% | 3.068% | 3.068% | 11402149.0122 | 0 | 11402149.0122
PPS | 452L 10km OPGW replacement | 850 | 138 | 0 | edmonton | 4288035.0625 | AltaLink | 2017 | 0% | 0% | 1.534% | 3.068% | 3.068% | 3.068% | 4222264.401 | 0 | 4222264.401
PPS | 454L/455L | 850 | 138 | 0 | edmonton | 7815341.976 | AltaLink | 2017 | 0% | 0% | 1.534% | 3.068% | 3.068% | 3.068% | 7695468.8396 | 0 | 7695468.8396
PPS | 739L | 850 | 138 | 0 | edmonton | 318689.2592 | AltaLink | 2017 | 0% | 0% | 1.534% | 3.068% | 3.068% | 3.068% | 313801.1454 | 0 | 313801.1454
PPS | 780L/174L | 850 | 138 | 0 | edmonton | 61607075.0134 | AltaLink | 2017 | 0% | 0% | 1.534% | 3.068% | 3.068% | 3.068% | 60662134.4943 | 0 | 60662134.4943
PPS | 780L/858L | 850 | 138 | 0 | edmonton | 6668353.194 | AltaLink | 2017 | 0% | 0% | 1.534% | 3.068% | 3.068% | 3.068% | 6566072.7801 | 0 | 6566072.7801
PPS | 790L/790AL | 850 | 138 | 0 | edmonton | 139024.4589 | AltaLink | 2017 | 0% | 0% | 1.534% | 3.068% | 3.068% | 3.068% | 136892.0765 | 0 | 136892.0765
PPS | 874L | 850 | 138 | 0 | edmonton | 187987.9028 | AltaLink | 2017 | 0% | 0% | 1.534% | 3.068% | 3.068% | 3.068% | 185104.5101 | 0 | 185104.5101
PPS | 910L/914L | 850 | 240 | 0 | edmonton | 14418523.7789 | AltaLink | 2017 | 0% | 0% | 1.534% | 3.068% | 3.068% | 3.068% | 14197369.8394 | 14197369.8394 | 0
PPS | 2.83L | 859 | 144 | 0 | 0 | 277558.4085 | ENMAX | 2015 | 1.348% | 2.695% | 2.695% | 2.695% | 2.695% | 2.695% | 259258.139 | 0 | 259258.139
PPS | 1037L/1038L | 882 | 240 | 0 | 0 | 175713694.5722 | AltaLink | 2015 | 1.595% | 3.068% | 3.068% | 3.068% | 3.068% | 3.068% | 162465177.708 | 162465177.708 | 0
PPS | 1037L/1038L | 882 | 240 | 0 | 0 | 175713694.5722 | AltaLink | 2015 | 1.595% | 3.068% | 3.068% | 3.068% | 3.068% | 3.068% | 162465177.708 | 162465177.708 | 0
PPS | 1048L/1049L | 882 | 240 | 0 | 0 | 1408640.4351 | AltaLink | 2015 | 1.595% | 3.068% | 3.068% | 3.068% | 3.068% | 3.068% | 1302431.3169 | 1302431.3169 | 0
PPS | 1048L/1049L | 882 | 240 | 0 | 0 | 1408640.4351 | AltaLink | 2015 | 1.595% | 3.068% | 3.068% | 3.068% | 3.068% | 3.068% | 1302431.3169 | 1302431.3169 | 0
PPS | 603L to Windy Flats 138S | 882 | 138 | 0 | 0 | 408645.456 | AltaLink | 2015 | 1.595% | 3.068% | 3.068% | 3.068% | 3.068% | 3.068% | 377834.2764 | 0 | 377834.2764
PPS | 608L - 138kV both s/c and d/c | 882 | 138 | 0 | 0 | 6799479.6584 | AltaLink | 2015 | 1.595% | 3.068% | 3.068% | 3.068% | 3.068% | 3.068% | 6286810.3349 | 0 | 6286810.3349
PPS | 608L - d/c 725BL | 882 | 138 | 0 | 0 | 2371991.3149 | AltaLink | 2015 | 1.595% | 3.068% | 3.068% | 3.068% | 3.068% | 3.068% | 2193147.1616 | 0 | 2193147.1616
PPS | 911L By-Pass | 882 | 240 | 0 | 0 | 11928878.2152 | AltaLink | 2015 | 1.595% | 3.068% | 3.068% | 3.068% | 3.068% | 3.068% | 11029460.8727 | 11029460.8727 | 0
PPS | 911L Crossing | 882 | 240 | 0 | 0 | 4366097.616 | AltaLink | 2015 | 1.595% | 3.068% | 3.068% | 3.068% | 3.068% | 3.068% | 4036901.2034 | 4036901.2034 | 0
PPS | 967L/968L | 882 | 240 | 0 | 0 | 1457386.3381 | AltaLink | 2015 | 1.595% | 3.068% | 3.068% | 3.068% | 3.068% | 3.068% | 1347501.8609 | 1347501.8609 | 0
PPS | 967L/968L | 882 | 240 | 0 | 0 | 1445486.0679 | AltaLink | 2015 | 1.595% | 3.068% | 3.068% | 3.068% | 3.068% | 3.068% | 1336498.8509 | 1336498.8509 | 0
PPS | Connection of 603L to 138S - 603L | 882 | 138 | 0 | 0 | 19309.4236 | AltaLink | 2015 | 1.595% | 3.068% | 3.068% | 3.068% | 3.068% | 3.068% | 17853.5255 | 0 | 17853.5255
PPS | Connection of 608L to 138S - 608AL | 882 | 138 | 0 | 0 | 34179.5132 | AltaLink | 2015 | 1.595% | 3.068% | 3.068% | 3.068% | 3.068% | 3.068% | 31602.4354 | 0 | 31602.4354
PPS | 600L | 888 | 138 | 0 | Medicine Hat | 428091.81 | AltaLink | 2016 | 0% | 1.534% | 3.068% | 3.068% | 3.068% | 3.068% | 408594.7855 | 0 | 408594.7855
PPS | 674L | 888 | 138 | 0 | Medicine Hat | 1327232.7397 | AltaLink | 2016 | 0% | 1.534% | 3.068% | 3.068% | 3.068% | 3.068% | 1266785.2175 | 0 | 1266785.2175
PPS | 675L/892L | 888 | 138 | 0 | Medicine Hat | 32638667.6185 | AltaLink | 2016 | 0% | 1.534% | 3.068% | 3.068% | 3.068% | 3.068% | 31152171.2962 | 0 | 31152171.2962
PPS | 675L/892L | 888 | 138 | 0 | Medicine Hat | 26144707.4279 | AltaLink | 2016 | 0% | 1.534% | 3.068% | 3.068% | 3.068% | 3.068% | 24953972.1965 | 0 | 24953972.1965
PPS | 676L/879L | 888 | 138 | 0 | Medicine Hat | 38066101.5005 | AltaLink | 2016 | 0% | 1.534% | 3.068% | 3.068% | 3.068% | 3.068% | 36332417.9889 | 0 | 36332417.9889
PPS | 676L/879L | 888 | 138 | 0 | Medicine Hat | 42259623.6947 | AltaLink | 2016 | 0% | 1.534% | 3.068% | 3.068% | 3.068% | 3.068% | 40334950.2999 | 0 | 40334950.2999
PPS | 9L19 and 9L28 | 948 | 240 | 0 | 0 | 9503247.7097 | ATCO | 2015 | 1.239% | 2.394% | 2.4% | 2.4% | 2.4% | 2.4% | 8940890.6795 | 8940890.6795 | 0
PPS | 1035L/1034L Tie-in180 | 961 | 240 | 0 | 0 | 12067928.3605 | AltaLink | 2015 | 1.595% | 3.068% | 3.068% | 3.068% | 3.068% | 3.068% | 11158026.8711 | 11158026.8711 | 0
PPS | 1053L crossing180 | 961 | 240 | 0 | 0 | 2180206.2 | AltaLink | 2015 | 1.595% | 3.068% | 3.068% | 3.068% | 3.068% | 3.068% | 2015822.3216 | 2015822.3216 | 0
PPS | 1206_1212L180 | 961 | 240 | 0 | 0 | 12147807.386 | AltaLink | 2015 | 1.595% | 3.068% | 3.068% | 3.068% | 3.068% | 3.068% | 11231883.1525 | 11231883.1525 | 0
PPS | 138 kV AC Lines180 | 961 | 138 | 0 | 0 | 386437.0466 | ATCO | 2015 | 1.239% | 2.394% | 2.4% | 2.4% | 2.4% | 2.4% | 363569.539 | 0 | 363569.539
PPS | 240 kV AC Lines 923L and XXXL180 | 961 | 240 | 0 | 0 | 24745691.1279 | ATCO | 2015 | 1.239% | 2.394% | 2.4% | 2.4% | 2.4% | 2.4% | 23281358.7439 | 23281358.7439 | 0
Final | 500 kV DC Transmission Line 13L50180 | 961 | 500 | 0 | 0 | 1297658759.5 | ATCO | 2015 | 1.239% | 2.394% | 2.4% | 2.4% | 2.4% | 2.4% | 1220869481.9205 | 1220869481.9205 | 0
PPS | 500kV AC 12L70 & 12L85180 | 961 | 500 | 0 | 0 | 22941771.3462 | ATCO | 2015 | 1.239% | 2.394% | 2.4% | 2.4% | 2.4% | 2.4% | 21584186.3608 | 21584186.3608 | 0
PPS | 923L/935L Tie-in180 | 961 | 240 | 0 | 0 | 9328355.2941 | AltaLink | 2015 | 1.595% | 3.068% | 3.068% | 3.068% | 3.068% | 3.068% | 8625013.0035 | 8625013.0035 | 0
PPS | 931L/933L crossing180 | 961 | 240 | 0 | 0 | 15784803.775 | AltaLink | 2015 | 1.595% | 3.068% | 3.068% | 3.068% | 3.068% | 3.068% | 14594656.1345 | 14594656.1345 | 0
PPS | 950L crossing180 | 961 | 240 | 0 | 0 | 4171061.3966 | AltaLink | 2015 | 1.595% | 3.068% | 3.068% | 3.068% | 3.068% | 3.068% | 3856570.3867 | 3856570.3867 | 0
PPS | 1113L 180 | 962 | 240 | 0 | 0 | 5050035.9456 | AltaLink | 2015 | 1.595% | 3.068% | 3.068% | 3.068% | 3.068% | 3.068% | 4669271.734 | 4669271.734 | 0
PPS | 1114L 180 | 962 | 240 | 0 | 0 | 508638.6786 | AltaLink | 2015 | 1.595% | 3.068% | 3.068% | 3.068% | 3.068% | 3.068% | 470288.1782 | 470288.1782 | 0
PPS | 1201L | 962 | 500 | 0 | 0 | 17806288.9798 | AltaLink | 2015 | 1.595% | 3.068% | 3.068% | 3.068% | 3.068% | 3.068% | 16463724.7567 | 16463724.7567 | 0
PPS | 1203L / 1238L / 1239L to 510S | 962 | 500 | 0 | northwest | 4282968.0875 | EPCOR | 2015 | 1.153% | 2.306% | 2.306% | 2.306% | 2.306% | 2.306% | 4040553.9141 | 4040553.9141 | 0
PPS | 1209L 330P to 89S | 962 | 500 | 0 | northwest | 7200931.5203 | EPCOR | 2015 | 1.153% | 2.306% | 2.306% | 2.306% | 2.306% | 2.306% | 6793361.8567 | 6793361.8567 | 0
PPS | 1323L / 1323AL | 962 | 500 | 0 | 0 | 5797511.6642 | AltaLink | 2015 | 1.595% | 3.068% | 3.068% | 3.068% | 3.068% | 3.068% | 5360389.0413 | 5360389.0413 | 0
PPS | 1323L / 1323AL | 962 | 500 | 0 | 0 | 5797512.9227 | AltaLink | 2015 | 1.595% | 3.068% | 3.068% | 3.068% | 3.068% | 3.068% | 5360390.2049 | 5360390.2049 | 0
PPS | 166L crossing180 | 962 | 138 | 0 | 0 | 1759.3379 | AltaLink | 2015 | 1.595% | 3.068% | 3.068% | 3.068% | 3.068% | 3.068% | 1626.6868 | 0 | 1626.6868
PPS | 189L crossing180 | 962 | 138 | 0 | 0 | 6009.1834 | AltaLink | 2015 | 1.595% | 3.068% | 3.068% | 3.068% | 3.068% | 3.068% | 5556.1011 | 0 | 5556.1011
PPS | 717L crossing180 | 962 | 138 | 0 | 0 | 649.3693 | AltaLink | 2015 | 1.595% | 3.068% | 3.068% | 3.068% | 3.068% | 3.068% | 600.408 | 0 | 600.408
PPS | 757L crossing180 | 962 | 138 | 0 | 0 | 36306.7941 | AltaLink | 2015 | 1.595% | 3.068% | 3.068% | 3.068% | 3.068% | 3.068% | 33569.3229 | 0 | 33569.3229
PPS | 809L re-route & in-out | 962 | 138 | 0 | northwest | 1102453.8091 | EPCOR | 2015 | 1.153% | 2.306% | 2.306% | 2.306% | 2.306% | 2.306% | 1040055.3921 | 0 | 1040055.3921
PPS | 80L crossing180 | 962 | 138 | 0 | 0 | 357.4048 | AltaLink | 2015 | 1.595% | 3.068% | 3.068% | 3.068% | 3.068% | 3.068% | 330.4571 | 0 | 330.4571
PPS | 906L / 928L 180 | 962 | 240 | 0 | 0 | 3139139.529 | AltaLink | 2015 | 1.595% | 3.068% | 3.068% | 3.068% | 3.068% | 3.068% | 2902453.6913 | 2902453.6913 | 0
PPS | 918L 180 | 962 | 240 | 0 | 0 | 2722397.9396 | AltaLink | 2015 | 1.595% | 3.068% | 3.068% | 3.068% | 3.068% | 3.068% | 2517133.7164 | 2517133.7164 | 0
PPS | 924L / 927L | 962 | 240 | 0 | 0 | 1942419.7748 | AltaLink | 2015 | 1.595% | 3.068% | 3.068% | 3.068% | 3.068% | 3.068% | 1795964.5927 | 1795964.5927 | 0
PPS | 925L / 929L 180 | 962 | 240 | 0 | 0 | 5765561.6855 | AltaLink | 2015 | 1.595% | 3.068% | 3.068% | 3.068% | 3.068% | 3.068% | 5330848.0372 | 5330848.0372 | 0
PPS | 936L / 937L | 962 | 240 | 0 | 0 | 2839515.9806 | AltaLink | 2015 | 1.595% | 3.068% | 3.068% | 3.068% | 3.068% | 3.068% | 2625421.2542 | 2625421.2542 | 0
`+/-5% | HVDC Line 1325L | 962 | 500 | 0 | 0 | 968825472.253 | AltaLink | 2015 | 1.595% | 3.068% | 3.068% | 3.068% | 3.068% | 3.068% | 895777662.0703 | 895777662.0703 | 0
PPS | 1099L180 | 1101 | 240 | 0 | Fort McMurray | 1698665.1251 | AltaLink | 2016 | 0% | 1.534% | 3.068% | 3.068% | 3.068% | 3.068% | 1621301.0767 | 1621301.0767 | 0
PPS | 1115L180 | 1101 | 240 | 0 | Fort McMurray | 84737752.6603 | AltaLink | 2016 | 0% | 1.534% | 3.068% | 3.068% | 3.068% | 3.068% | 80878454.2609 | 80878454.2609 | 0
PPS | 1116L 180 | 1101 | 240 | 0 | Fort McMurray | 87576930.8222 | AltaLink | 2016 | 0% | 1.534% | 3.068% | 3.068% | 3.068% | 3.068% | 83588324.8192 | 83588324.8192 | 0
PPS | 1117L 180 | 1101 | 240 | 0 | Fort McMurray | 191472515.6557 | AltaLink | 2016 | 0% | 1.534% | 3.068% | 3.068% | 3.068% | 3.068% | 182752086.4493 | 182752086.4493 | 0
PPS | 428L/457L 180 | 1101 | 138 | 0 | Fort McMurray | 2172995.8566 | AltaLink | 2016 | 0% | 1.534% | 3.068% | 3.068% | 3.068% | 3.068% | 2074028.8771 | 0 | 2074028.8771
PPS | 428L/457L 180 | 1101 | 138 | 0 | Fort McMurray | 2175159.2971 | AltaLink | 2016 | 0% | 1.534% | 3.068% | 3.068% | 3.068% | 3.068% | 2076093.7858 | 0 | 2076093.7858
PPS | 971L180 | 1101 | 240 | 0 | Fort McMurray | 1786314.2704 | AltaLink | 2016 | 0% | 1.534% | 3.068% | 3.068% | 3.068% | 3.068% | 1704958.327 | 1704958.327 | 0
PPS | line 9L930_v181 | 1101 | 240 | 0 | Fort McMurray | 4698744.2423 | ATCO | 2016 | 0% | 1.197% | 2.4% | 2.4% | 2.4% | 2.4% | 4531061.9557 | 4531061.9557 | 0
PPS | 1064L/1065L_(v180) | 1117 | 240 | 0 | Calgary | 22476180.1858 | AltaLink | 2015 | 1.595% | 3.068% | 3.068% | 3.068% | 3.068% | 3.068% | 20781514.0247 | 20781514.0247 | 0
PPS | 1064L/1065L_(v180) | 1117 | 240 | 0 | Calgary | 22476180.1858 | AltaLink | 2015 | 1.595% | 3.068% | 3.068% | 3.068% | 3.068% | 3.068% | 20781514.0247 | 20781514.0247 | 0
PPS | 1064L/1065L_(v180) | 1117 | 240 | 0 | Calgary | 17889351.245 | AltaLink | 2015 | 1.595% | 3.068% | 3.068% | 3.068% | 3.068% | 3.068% | 16540524.2669 | 16540524.2669 | 0
PPS | 1064L/1065L_(v180) | 1117 | 240 | 0 | Calgary | 17889351.245 | AltaLink | 2015 | 1.595% | 3.068% | 3.068% | 3.068% | 3.068% | 3.068% | 16540524.2669 | 16540524.2669 | 0
PPS | 1080L/1109L_180 | 1117 | 240 | 0 | Calgary | 2104869.8934 | AltaLink | 2015 | 1.595% | 3.068% | 3.068% | 3.068% | 3.068% | 3.068% | 1946166.2457 | 1946166.2457 | 0
Final | 1106L_180 | 1117 | 240 | 0 | 0 | 83540470.166 | AltaLink | 2015 | 1.595% | 3.068% | 3.068% | 3.068% | 3.068% | 3.068% | 77241659.3048 | 77241659.3048 | 0
Final | 1107L_180 | 1117 | 240 | 0 | 0 | 81881919.074 | AltaLink | 2015 | 1.595% | 3.068% | 3.068% | 3.068% | 3.068% | 3.068% | 75708160.174 | 75708160.174 | 0
PPS | 434L/646L_180 | 1117 | 138 | 0 | Calgary | 23035758.9452 | AltaLink | 2015 | 1.595% | 3.068% | 3.068% | 3.068% | 3.068% | 3.068% | 21298901.4873 | 0 | 21298901.4873
PPS | 434L/646L_180 | 1117 | 138 | 0 | Calgary | 23035758.9452 | AltaLink | 2015 | 1.595% | 3.068% | 3.068% | 3.068% | 3.068% | 3.068% | 21298901.4873 | 0 | 21298901.4873
PPS | 646L/850L_180 | 1117 | 138 | 0 | Calgary | 1379161.0197 | AltaLink | 2015 | 1.595% | 3.068% | 3.068% | 3.068% | 3.068% | 3.068% | 1275174.5998 | 0 | 1275174.5998
PPS | 727L salvage_180 | 1117 | 138 | 0 | Calgary | 58119.5418 | AltaLink | 2015 | 1.595% | 3.068% | 3.068% | 3.068% | 3.068% | 3.068% | 53737.4262 | 0 | 53737.4262
PPS | 727L temporary_180 | 1117 | 138 | 0 | Calgary | 113097.4868 | AltaLink | 2015 | 1.595% | 3.068% | 3.068% | 3.068% | 3.068% | 3.068% | 104570.1266 | 0 | 104570.1266
PPS | 727L/646L rebuild to d/c_180 | 1117 | 138 | 0 | Calgary | 10552623.8387 | AltaLink | 2015 | 1.595% | 3.068% | 3.068% | 3.068% | 3.068% | 3.068% | 9756973.7601 | 0 | 9756973.7601
PPS | 727L/646L rebuild to d/c_180 | 1117 | 138 | 0 | Calgary | 6925650.2686 | AltaLink | 2015 | 1.595% | 3.068% | 3.068% | 3.068% | 3.068% | 3.068% | 6403467.8935 | 0 | 6403467.8935
PPS | 850L temporary line_180 | 1117 | 240 | 0 | 0 | 6383232.2672 | AltaLink | 2015 | 1.595% | 3.068% | 3.068% | 3.068% | 3.068% | 3.068% | 5901947.2965 | 5901947.2965 | 0
PPS | 850L/911L salvage_180 | 1117 | 240 | 0 | 0 | 40534.5865 | AltaLink | 2015 | 1.595% | 3.068% | 3.068% | 3.068% | 3.068% | 3.068% | 37478.3469 | 37478.3469 | 0
PPS | 850L/911L_(v180) | 1117 | 240 | 0 | Calgary | 4954996.4948 | AltaLink | 2015 | 1.595% | 3.068% | 3.068% | 3.068% | 3.068% | 3.068% | 4581398.0978 | 4581398.0978 | 0
PPS | 850L/911L_(v180) | 1117 | 240 | 0 | Calgary | 6050519.4603 | AltaLink | 2015 | 1.595% | 3.068% | 3.068% | 3.068% | 3.068% | 3.068% | 5594320.4754 | 5594320.4754 | 0
PPS | 911L temporary line_180 | 1117 | 240 | 0 | 0 | 5690283.8596 | AltaLink | 2015 | 1.595% | 3.068% | 3.068% | 3.068% | 3.068% | 3.068% | 5261246.0327 | 5261246.0327 | 0
PPS | 936L/937L_(v180) | 1117 | 240 | 0 | Calgary | 5966110.3138 | AltaLink | 2015 | 1.595% | 3.068% | 3.068% | 3.068% | 3.068% | 3.068% | 5516275.6364 | 5516275.6364 | 0
PPS | 936L/937L_(v180) | 1117 | 240 | 0 | Calgary | 5966110.3138 | AltaLink | 2015 | 1.595% | 3.068% | 3.068% | 3.068% | 3.068% | 3.068% | 5516275.6364 | 5516275.6364 | 0
PPS | 937L UG_(v180) | 1117 | 240 | 0 | Calgary | 6197786.4819 | AltaLink | 2015 | 1.595% | 3.068% | 3.068% | 3.068% | 3.068% | 3.068% | 5730483.8114 | 5730483.8114 | 0
PPS | 7L167 Transmission Line | 1128 | 144 | 0 | Fort McMurray | 5836667.1107 | ATCO | 2015 | 1.239% | 2.394% | 2.4% | 2.4% | 2.4% | 2.4% | 5491280.893 | 0 | 5491280.893
PPS | 7L183 transmission line | 1128 | 144 | 0 | 0 | 9964313.8981 | ATCO | 2015 | 1.239% | 2.394% | 2.4% | 2.4% | 2.4% | 2.4% | 9374673.1623 | 0 | 9374673.1623
PPS | 9L08 and 9L76 240kV s/c line | 1180 | 240 | 0 | Fort McMurray | 0 | ATCO | 2100 | 0% | 0% | 0% | 0% | 0% | 0% | 0 | 0 | 0
PPS | 9L95 | 1180 | 240 | 0 | Fort McMurray | 0 | ATCO | 2100 | 0% | 0% | 0% | 0% | 0% | 0% | 0 | 0 | 0
PPS | Construction of 1.3km of 240kV in/out on H-frame, 9L57 & 9L74 180day | 1180 | 240 | 0 | Fort McMurray | 0 | ATCO | 2100 | 0% | 0% | 0% | 0% | 0% | 0% | 0 | 0 | 0
PPS | 9L01 | 1186 | 240 | 0 | Fort McMurray | 24561972.6236 | ATCO | 2018 | 0% | 0% | 0% | 1.2% | 2.4% | 2.4% | 0 | 0 | 0
PPS | 9L07 | 1186 | 240 | 0 | Fort McMurray | 5710678.2441 | ATCO | 2018 | 0% | 0% | 0% | 1.2% | 2.4% | 2.4% | 0 | 0 | 0
PPS | 9L112 | 1186 | 240 | 0 | Fort McMurray | 4958275.2427 | ATCO | 2018 | 0% | 0% | 0% | 1.2% | 2.4% | 2.4% | 0 | 0 | 0
PPS | 9L30 | 1186 | 240 | 0 | Fort McMurray | 24561820.8108 | ATCO | 2018 | 0% | 0% | 0% | 1.2% | 2.4% | 2.4% | 0 | 0 | 0
PPS | bypass 9L07/9L112 | 1186 | 240 | 0 | Fort McMurray | 424792.4385 | ATCO | 2018 | 0% | 0% | 0% | 1.2% | 2.4% | 2.4% | 0 | 0 | 0
PPS | 7L134 | 1250 | 138 | 0 | Lloydminster | 257636.3324 | ATCO | 2017 | 0% | 0% | 1.2% | 2.4% | 2.4% | 2.4% | 254544.4339 | 0 | 254544.4339
PPS | 7LA65 | 1250 | 138 | 0 | Lloydminster | 15341741.5228 | ATCO | 2017 | 0% | 0% | 1.2% | 2.4% | 2.4% | 2.4% | 15157624.9919 | 0 | 15157624.9919
PPS | 476L & 477L A | 1258 | 138 | 0 | Fort McMurray | 11720551.5459 | AltaLink | 2019 | 0% | 0% | 0% | 0% | 1.534% | 3.068% | 0 | 0 | 0
PPS | 476L & 477L B | 1258 | 138 | 0 | Fort McMurray | 11959135.4392 | AltaLink | 2019 | 0% | 0% | 0% | 0% | 1.534% | 3.068% | 0 | 0 | 0
PPS | 172L/463L[v180] | 1260 | 138 | 0 | Lethbridge | 2113680.3026 | ENMAX | 2016 | 0% | 1.348% | 2.695% | 2.695% | 2.695% | 2.695% | 2029001.2468 | 0 | 2029001.2468
PPS | line 172L | 1260 | 138 | 0 | Lethbridge | 605625.1917 | AltaLink | 2016 | 0% | 1.534% | 3.068% | 3.068% | 3.068% | 3.068% | 578042.5823 | 0 | 578042.5823
PPS | line 464L | 1263 | 138 | 0 | Red_Deer | 763058.8235 | AltaLink | 2016 | 0% | 1.534% | 3.068% | 3.068% | 3.068% | 3.068% | 728306.0527 | 0 | 728306.0527
PPS | line 768L | 1263 | 138 | 0 | Red_Deer | 763058.8235 | AltaLink | 2016 | 0% | 1.534% | 3.068% | 3.068% | 3.068% | 3.068% | 728306.0527 | 0 | 728306.0527
PPS | line 778L | 1263 | 138 | 0 | Red_Deer | 331764.7059 | AltaLink | 2016 | 0% | 1.534% | 3.068% | 3.068% | 3.068% | 3.068% | 316654.8055 | 0 | 316654.8055
PPS | in and out of line 9L07 and 9L89 from lune 9L07 at Dawes Sub_180 | 1267 | 240 | 0 | 0 | 6518260.7905 | ATCO | 2015 | 1.239% | 2.394% | 2.4% | 2.4% | 2.4% | 2.4% | 6132541.0984 | 6132541.0984 | 0
PPS | new line 7L170_180 | 1267 | 144 | 0 | 0 | 3456133.2958 | ATCO | 2015 | 1.239% | 2.394% | 2.4% | 2.4% | 2.4% | 2.4% | 3251615.7545 | 0 | 3251615.7545
PPS | 1135L/1136L preferred | 1287 | 240 | 0 | 0 | 28342949.8061 | AltaLink | 2019 | 0% | 0% | 0% | 0% | 1.534% | 3.068% | 0 | 0 | 0
PPS | Line 9L930 | 1287 | 240 | 0 | 0 | 1903119.3554 | ATCO | 2019 | 0% | 0% | 0% | 0% | 1.2% | 2.4% | 0 | 0 | 0
PPS | 138kv s/c line 621L | 1289 | 138 | 0 | edmonton | 1490787.1126 | AltaLink | 2017 | 0% | 0% | 1.534% | 3.068% | 3.068% | 3.068% | 1467921.1487 | 0 | 1467921.1487
PPS | Rerouting 815L | 1289 | 138 | 0 | edmonton | 437379.69 | AltaLink | 2017 | 0% | 0% | 1.534% | 3.068% | 3.068% | 3.068% | 430671.0808 | 0 | 430671.0808
PPS | 7LA106 new line | 1290 | 144 | 0 | Peace_River | 5368376.5325 | ATCO | 2018 | 0% | 0% | 0% | 1.2% | 2.4% | 2.4% | 0 | 0 | 0
PPS | 138-162.81L | 1314 | 138 | 0 | Fort McMurray | 334297.2739 | ENMAX | 2015 | 1.348% | 2.695% | 2.695% | 2.695% | 2.695% | 2.695% | 312256.0386 | 0 | 312256.0386
PPS | Two 240kV lines 9L124 ¦ 9L139 | 1321 | 240 | 0 | Peace_River | 39192318.193 | ATCO | 2017 | 0% | 0% | 1.2% | 2.4% | 2.4% | 2.4% | 38721970.4391 | 38721970.4391 | 0
PPS | 675L | 1326 | 138 | 0 | 0 | 174412.2846 | AltaLink | 2017 | 0% | 0% | 1.534% | 3.068% | 3.068% | 3.068% | 171737.1172 | 0 | 171737.1172
PPS | 880L | 1326 | 138 | 0 | 0 | 450149.8011 | AltaLink | 2017 | 0% | 0% | 1.534% | 3.068% | 3.068% | 3.068% | 443245.3216 | 0 | 443245.3216
PPS | 882L | 1326 | 138 | 0 | 0 | 292348.2103 | AltaLink | 2017 | 0% | 0% | 1.534% | 3.068% | 3.068% | 3.068% | 287864.1203 | 0 | 287864.1203
PPS | New 100m 475L_(v1) | 1336 | 138 | 0 | Strathmore_Blackie | 623924.5133 | AltaLink | 2018 | 0% | 0% | 0% | 1.534% | 3.068% | 3.068% | 0 | 0 | 0
PPS | line 1071L | 1343 | 240 | 0 | 0 | 19796706.1821 | AltaLink | 2015 | 1.595% | 3.068% | 3.068% | 3.068% | 3.068% | 3.068% | 18304067.8516 | 18304067.8516 | 0
PPS | line 624L | 1343 | 138 | 0 | 0 | 3112543.7968 | AltaLink | 2015 | 1.595% | 3.068% | 3.068% | 3.068% | 3.068% | 3.068% | 2877863.2326 | 0 | 2877863.2326
PPS | line 893AL | 1343 | 138 | 0 | 0 | 39755.7483 | AltaLink | 2015 | 1.595% | 3.068% | 3.068% | 3.068% | 3.068% | 3.068% | 36758.2318 | 0 | 36758.2318
PPS | line 893L stage 1 | 1343 | 138 | 0 | 0 | 4325094.1211 | AltaLink | 2015 | 1.595% | 3.068% | 3.068% | 3.068% | 3.068% | 3.068% | 3998989.303 | 0 | 3998989.303
PPS | line 893L stage 2 | 1343 | 138 | 0 | 0 | 57171.6221 | AltaLink | 2015 | 1.595% | 3.068% | 3.068% | 3.068% | 3.068% | 3.068% | 52860.978 | 0 | 52860.978
PPS | line 994L | 1343 | 240 | 0 | 0 | 18544400.1095 | AltaLink | 2015 | 1.595% | 3.068% | 3.068% | 3.068% | 3.068% | 3.068% | 17146183.5494 | 17146183.5494 | 0
PPS | Line 9L32 | 1348 | 240 | 0 | 0 | 1573745.9004 | ATCO | 2016 | 0% | 1.197% | 2.4% | 2.4% | 2.4% | 2.4% | 1517584.2331 | 1517584.2331 | 0
FINAL | 732AL | 1349 | 138 | 0 | Wetaskiwin | 696425.9855 | AltaLink | 2015 | 1.595% | 3.068% | 3.068% | 3.068% | 3.068% | 3.068% | 643916.6382 | 0 | 643916.6382
PPS | 26.81L | 1354 | 138 | 0 | Calgary | 5392.2554 | ENMAX | 2017 | 0% | 0% | 1.348% | 2.695% | 2.695% | 2.695% | 5319.5938 | 0 | 5319.5938
PPS | 41.84L | 1354 | 138 | 0 | Calgary | 10940358.32 | ENMAX | 2017 | 0% | 0% | 1.348% | 2.695% | 2.695% | 2.695% | 10792935.0324 | 0 | 10792935.0324
PPS | 54.81L | 1354 | 138 | 0 | Calgary | 9176948.6694 | ENMAX | 2017 | 0% | 0% | 1.348% | 2.695% | 2.695% | 2.695% | 9053287.6427 | 0 | 9053287.6427
NID | 807L 138kV 1km_(Alt3) | 1381 | 138 | 0 | Fort_Saskatchewan | 2854379.6561 | AltaLink | 2019 | 0% | 0% | 0% | 0% | 1.534% | 3.068% | 0 | 0 | 0
NID | 942L 240kV in/out 0.5km_(Alt3) | 1381 | 240 | 0 | Fort_Saskatchewan | 534701.5537 | AltaLink | 2019 | 0% | 0% | 0% | 0% | 1.534% | 3.068% | 0 | 0 | 0
PPS | 971AL | 1404 | 240 | 0 | Fort McMurray | 33123608.6999 | AltaLink | 2017 | 0% | 0% | 1.534% | 3.068% | 3.068% | 3.068% | 32615552.7666 | 32615552.7666 | 0
PPS | New 50m 144kV s/c line 7LB65 | 1410 | 144 | 0 | central | 1252661.4598 | ATCO | 2017 | 0% | 0% | 1.2% | 2.4% | 2.4% | 2.4% | 1237628.2459 | 0 | 1237628.2459
PPS | Phase1 1120L | 1421 | 240 | 0 | Fort_Saskatchewan | 539203.1474 | AltaLink | 2019 | 0% | 0% | 0% | 0% | 1.534% | 3.068% | 0 | 0 | 0
PPS | Phase1 1181L | 1421 | 240 | 0 | Fort_Saskatchewan | 19967023.2561 | AltaLink | 2019 | 0% | 0% | 0% | 0% | 1.534% | 3.068% | 0 | 0 | 0
PPS | Phase1 807L | 1421 | 240 | 0 | Fort_Saskatchewan | 499439.5803 | AltaLink | 2019 | 0% | 0% | 0% | 0% | 1.534% | 3.068% | 0 | 0 | 0
PPS | Phase1 856L/776L/857L | 1421 | 240 | 0 | Fort_Saskatchewan | 152011.1101 | AltaLink | 2019 | 0% | 0% | 0% | 0% | 1.534% | 3.068% | 0 | 0 | 0
PPS | Phase2 1120L | 1421 | 240 | 0 | Fort_Saskatchewan | 552930.9317 | AltaLink | 2019 | 0% | 0% | 0% | 0% | 1.534% | 3.068% | 0 | 0 | 0
PPS | Phase2 1182L | 1421 | 240 | 0 | Fort_Saskatchewan | 19778650.6475 | AltaLink | 2019 | 0% | 0% | 0% | 0% | 1.534% | 3.068% | 0 | 0 | 0
PPS | Phase2 942L/1131L | 1421 | 240 | 0 | Fort_Saskatchewan | 987104.9763 | AltaLink | 2019 | 0% | 0% | 0% | 0% | 1.534% | 3.068% | 0 | 0 | 0
PPS | Phase2 997L | 1421 | 240 | 0 | Fort_Saskatchewan | 339650.7204 | AltaLink | 2019 | 0% | 0% | 0% | 0% | 1.534% | 3.068% | 0 | 0 | 0
PPS | 215AL | 1442 | 138 | 0 | Edmonton | 1662085.6643 | AltaLink | 2019 | 0% | 0% | 0% | 0% | 1.534% | 3.068% | 0 | 0 | 0
PPS | 745L | 1460 | 138 | 0 | Hinton_Edson | 1744293.0519 | AltaLink | 2019 | 0% | 0% | 0% | 0% | 1.534% | 3.068% | 0 | 0 | 0
PPS | Line 9L144 | 1482 | 240 | 0 | 0 | 2696306.3909 | ATCO | 2016 | 0% | 1.197% | 2.4% | 2.4% | 2.4% | 2.4% | 2600084.3372 | 2600084.3372 | 0
PPS | Line 9L57 | 1482 | 240 | 0 | 0 | 1212513.1677 | ATCO | 2016 | 0% | 1.197% | 2.4% | 2.4% | 2.4% | 2.4% | 1169242.6746 | 1169242.6746 | 0
PPS | v180 - Retermination of 0.025km138kV 719L | 1494 | 138 | 0 | Caroline | 51687.5931 | AltaLink | 2015 | 1.595% | 3.068% | 3.068% | 3.068% | 3.068% | 3.068% | 47790.4356 | 0 | 47790.4356
PPS | line upgrade | 1503 | 25 | 0 | Fort_Saskatchewan | 391589.7436 | AltaLink | 2016 | 0% | 1.534% | 3.068% | 3.068% | 3.068% | 3.068% | 373755.1702 | 0 | 0
PPS | 685L/854L 60m in/out line | 1515 | 138 | 0 | Fox_Creek | 1401330.1096 | AltaLink | 2016 | 0% | 1.534% | 3.068% | 3.068% | 3.068% | 3.068% | 1337507.8948 | 0 | 1337507.8948
PPS | 949L | 1533 | 240 | 0 | 0 | 9435771 | AltaLink | 2017 | 0% | 0% | 1.534% | 3.068% | 3.068% | 3.068% | 9291043.4286 | 9291043.4286 | 0
PPS | 949L | 1533 | 240 | 0 | 0 | 130006.5488 | AltaLink | 2017 | 0% | 0% | 1.534% | 3.068% | 3.068% | 3.068% | 128012.4847 | 128012.4847 | 0
PPS | 769BL | 1558 | 138 | 0 | Wainwright | 3292161.5303 | AltaLink | 2018 | 0% | 0% | 0% | 1.534% | 3.068% | 3.068% | 0 | 0 | 0
PPS | 769L | 1558 | 138 | 0 | Wainwright | 96108.7496 | AltaLink | 2018 | 0% | 0% | 0% | 1.534% | 3.068% | 3.068% | 0 | 0 | 0
PPS | 7L05 | 1570 | 138 | 0 | Fort McMurray | 304434.2697 | ATCO | 2017 | 0% | 0% | 1.2% | 2.4% | 2.4% | 2.4% | 300780.7482 | 0 | 300780.7482
PPS | 704L | 1594 | 138 | 0 | 0 | 14086571.0904 | AltaLink | 2018 | 0% | 0% | 0% | 1.534% | 3.068% | 3.068% | 0 | 0 | 0
PPS | 7LA10 | 1618 | 144 | 0 | 0 | 994089.5004 | ATCO | 2017 | 0% | 0% | 1.2% | 2.4% | 2.4% | 2.4% | 982159.4134 | 0 | 982159.4134
PPS | 7L20/7L228_(v1) | 1634 | 144 | 0 | Grande Prairie | 2547123.3416 | ATCO | 2016 | 0% | 1.197% | 2.4% | 2.4% | 2.4% | 2.4% | 2456225.1262 | 0 | 2456225.1262
PPS | 7L20/7L228_(v1) | 1634 | 144 | 0 | Grande Prairie | 2545264.0745 | ATCO | 2016 | 0% | 1.197% | 2.4% | 2.4% | 2.4% | 2.4% | 2454432.2101 | 0 | 2454432.2101
PPS | 633L | 1636 | 138 | 0 | Athabasca/Lac | 357000.6134 | AltaLink | 2016 | 0% | 1.534% | 3.068% | 3.068% | 3.068% | 3.068% | 340741.3682 | 0 | 340741.3682
PPS | 1214L | 1655 | 500 | 0 | Fort McMurray | 816333.284 | AltaLink | 2018 | 0% | 0% | 0% | 1.534% | 3.068% | 3.068% | 0 | 0 | 0
OOM | New 7km s/c tap to 7L90 | 1722 | 144 | 0 | 0 | 5595520.8322 | ATCO | 2017 | 0% | 0% | 1.2% | 2.4% | 2.4% | 2.4% | 5528368.8805 | 0 | 5528368.8805
NID | 138kV line | 1456 | 138 | 0 | Calgary | 74119816.8948 | ENMAX | 2021 | 0% | 0% | 0% | 0% | 0% | 0% | 0 | 0 | 0
Planning | 144KV line | 1784 | 144 | 0 | Grande Prairie | 35000000 | ATCO | 2020 | 0% | 0% | 0% | 0% | 0% | 1.2% | 0 | 0 | 0
Planning | 144 kV line | 1785 | 144 | 0 | Grande Prairie | 40000000 | ATCO | 2020 | 0% | 0% | 0% | 0% | 0% | 1.2% | 0 | 0 | 0
Planning | 144kV line | 1781 | 144 | 0 | Central East | 150186554.5085 | AltaLink | 2021 | 0% | 0% | 0% | 0% | 0% | 0% | 0 | 0 | 0
Planning | 144KV line | 1781 | 144 | 0 | Central East | 43590130.4036 | ATCO | 2021 | 0% | 0% | 0% | 0% | 0% | 0% | 0 | 0 | 0
Planning | Competitive Process | 1590 | 500 | 0 | Ft McMurray | 0 | Average | 2019 | 0% | 0% | 0% | 0% | 1.373% | 2.746% | 0 | 0 | 0
[6 empty] | 5884356833.6936 | [8 empty] | 4971213505.242 | 4231111729.1205 | 694856956.4502
5285470807.539

## Func Future Lines 2018
Inputs with sufficient data (Source: detailed cost estimates) | [9 empty] | Depreciation | [5 empty] | By voltage |  | 2018 Future line functionalization results (%)
2018 Future Assets Line Functionalization
SRC_TYPE | SCOPE | project | KV | LENGTH | area | Best estimate cost (including progress report updates, etc) | TFO for depreciation | Estimated In Service Year | 2015 | 2016 | 2017 | 2018 | 2019 | 2020 | Depreciated cost to 2018 | Bulk (500,240 kV) | Regional (138,144,69,72 kV) | Function | Bulk | Regional
PPS | 978L_(v1) | 479 | 240 | 0 | 0 | 43593801.1119 | AltaLink | 2019 | 0% | 0% | 0% | 0% | 1.534% | 3.068% | 0 | 0 | 0 | By Value | 4170648806.338 | 697900439.6367
PPS | 600AL | 513 | 138 | 0 | 0 | 690724.365 | AltaLink | 2017 | 0% | 0% | 1.534% | 3.068% | 3.068% | 3.068% | 659265.9967 | 0 | 659265.9967 | By Percentage | 85.67% | 14.33%
PPS | 600L | 513 | 138 | 0 | 0 | 982953.904 | AltaLink | 2017 | 0% | 0% | 1.534% | 3.068% | 3.068% | 3.068% | 938186.226 | 0 | 938186.226
FINAL | 807L_942L_1061L (942L/1001L ) | 559 | 240 | 0 | Fort_Saskatchewan | 23861790.7504 | AltaLink | 2015 | 1.595% | 3.068% | 3.068% | 3.068% | 3.068% | 3.068% | 21385849.9517 | 21385849.9517 | 0 | Total Value of Future Lines | 4912705603.2044
FINAL | 942L temp | 559 | 240 | 0 | Fort_Saskatchewan | 121591.4583 | AltaLink | 2015 | 1.595% | 3.068% | 3.068% | 3.068% | 3.068% | 3.068% | 108974.9177 | 108974.9177 | 0
FINAL | 942L_943L mod | 559 | 138 | 0 | Fort_Saskatchewan | 1655001.6528 | AltaLink | 2015 | 1.595% | 3.068% | 3.068% | 3.068% | 3.068% | 3.068% | 1483275.8106 | 0 | 1483275.8106
PPS | New 100m 138kV line 130L | 580 | 138 | 0 | Fort_MacLeod | 1145283.5821 | AltaLink | 2019 | 0% | 0% | 0% | 0% | 1.534% | 3.068% | 0 | 0 | 0
FINAL | 1054L/1061L | 629 | 240 | 0 | 0 | 61619635.0065 | AltaLink | 2015 | 1.595% | 3.068% | 3.068% | 3.068% | 3.068% | 3.068% | 55225874.7934 | 55225874.7934 | 0
FINAL | 1058L | 629 | 240 | 0 | 0 | 2898036.7235 | AltaLink | 2015 | 1.595% | 3.068% | 3.068% | 3.068% | 3.068% | 3.068% | 2597331.4062 | 2597331.4062 | 0
FINAL | 1206L/1212L | 629 | 500 | 0 | 0 | 530866409.8629 | AltaLink | 2015 | 1.595% | 3.068% | 3.068% | 3.068% | 3.068% | 3.068% | 475782790.3392 | 475782790.3392 | 0
FINAL | 726L | 629 | 138 | 0 | 0 | 702156.8239 | AltaLink | 2015 | 1.595% | 3.068% | 3.068% | 3.068% | 3.068% | 3.068% | 629299.8139 | 0 | 629299.8139
FINAL | 731L | 629 | 138 | 0 | 0 | 504109.0386 | AltaLink | 2015 | 1.595% | 3.068% | 3.068% | 3.068% | 3.068% | 3.068% | 451801.8104 | 0 | 451801.8104
FINAL | 735L | 629 | 138 | 0 | 0 | 2727.7775 | AltaLink | 2015 | 1.595% | 3.068% | 3.068% | 3.068% | 3.068% | 3.068% | 2444.7386 | 0 | 2444.7386
FINAL | 746L | 629 | 138 | 0 | 0 | 227994.9241 | AltaLink | 2015 | 1.595% | 3.068% | 3.068% | 3.068% | 3.068% | 3.068% | 204337.7753 | 0 | 204337.7753
FINAL | 780L | 629 | 138 | 0 | 0 | 383859.967 | AltaLink | 2015 | 1.595% | 3.068% | 3.068% | 3.068% | 3.068% | 3.068% | 344029.991 | 0 | 344029.991
FINAL | 783L | 629 | 138 | 0 | 0 | 455201.9444 | AltaLink | 2015 | 1.595% | 3.068% | 3.068% | 3.068% | 3.068% | 3.068% | 407969.401 | 0 | 407969.401
FINAL | 874L | 629 | 138 | 0 | 0 | 17456.1458 | AltaLink | 2015 | 1.595% | 3.068% | 3.068% | 3.068% | 3.068% | 3.068% | 15644.8658 | 0 | 15644.8658
FINAL | 908L | 629 | 240 | 0 | 0 | 2529823.4404 | AltaLink | 2015 | 1.595% | 3.068% | 3.068% | 3.068% | 3.068% | 3.068% | 2267324.572 | 2267324.572 | 0
FINAL | 920/921L | 629 | 240 | 0 | 0 | 6789772.3581 | AltaLink | 2015 | 1.595% | 3.068% | 3.068% | 3.068% | 3.068% | 3.068% | 6085253.8008 | 6085253.8008 | 0
FINAL | 946L | 629 | 240 | 0 | 0 | 2351204.2775 | AltaLink | 2015 | 1.595% | 3.068% | 3.068% | 3.068% | 3.068% | 3.068% | 2107239.2433 | 2107239.2433 | 0
FINAL | 947L | 629 | 240 | 0 | 0 | 1685761.0564 | AltaLink | 2015 | 1.595% | 3.068% | 3.068% | 3.068% | 3.068% | 3.068% | 1510843.5651 | 1510843.5651 | 0
PPS | 9L12 | 635 | 240 | 0 | Hanna | 427021.6076 | ATCO | 2019 | 0% | 0% | 0% | 0% | 1.2% | 2.4% | 0 | 0 | 0
PPS | 9L38 & 9L94 | 635 | 240 | 0 | Hanna | 3545608.0809 | ATCO | 2019 | 0% | 0% | 0% | 0% | 1.2% | 2.4% | 0 | 0 | 0
PPS | 9L94 line version 2 | 678 | 240 | 0 | 0 | 17467872.448 | ATCO | 2019 | 0% | 0% | 0% | 0% | 1.2% | 2.4% | 0 | 0 | 0
PPS | 983L/1074L_(v1) | 693 | 240 | 0 | 0 | 1771692.0151 | AltaLink | 2019 | 0% | 0% | 0% | 0% | 1.534% | 3.068% | 0 | 0 | 0
PPS | 1003 UG | 719 | 240 | 0 | Calgary | 4216204.8011 | AltaLink | 2015 | 1.595% | 3.068% | 3.068% | 3.068% | 3.068% | 3.068% | 3778724.0775 | 3778724.0775 | 0
PPS | 1077L | 719 | 240 | 0 | Calgary | 5877049.5211 | AltaLink | 2015 | 1.595% | 3.068% | 3.068% | 3.068% | 3.068% | 3.068% | 5267236.6685 | 5267236.6685 | 0
PPS | 1077L UG | 719 | 240 | 0 | Calgary | 2258581.6201 | AltaLink | 2015 | 1.595% | 3.068% | 3.068% | 3.068% | 3.068% | 3.068% | 2024227.2735 | 2024227.2735 | 0
PPS | 138-2.80 | 719 | 138 | 0 | Calgary | 7170911.0868 | ENMAX | 2015 | 1.348% | 2.695% | 2.695% | 2.695% | 2.695% | 2.695% | 6517594.6317 | 0 | 6517594.6317
PPS | 138-23.80 | 719 | 138 | 0 | Calgary | 7724058.5663 | ENMAX | 2015 | 1.348% | 2.695% | 2.695% | 2.695% | 2.695% | 2.695% | 7020346.7924 | 0 | 7020346.7924
PPS | 2.80/2.81/2.82/2.83/833L U/G | 719 | 240 | 0 | Calgary | 5095063.3612 | ENMAX | 2015 | 1.348% | 2.695% | 2.695% | 2.695% | 2.695% | 2.695% | 4630870.0817 | 4630870.0817 | 0
PPS | 23.80L | 719 | 138 | 0 | Calgary | 18113.2394 | AltaLink | 2015 | 1.595% | 3.068% | 3.068% | 3.068% | 3.068% | 3.068% | 16233.7783 | 0 | 16233.7783
PPS | 850L | 719 | 138 | 0 | Calgary | 41799.7832 | AltaLink | 2015 | 1.595% | 3.068% | 3.068% | 3.068% | 3.068% | 3.068% | 37462.5652 | 0 | 37462.5652
PPS | 911L | 719 | 240 | 0 | Calgary | 613063.4873 | AltaLink | 2015 | 1.595% | 3.068% | 3.068% | 3.068% | 3.068% | 3.068% | 549450.9564 | 549450.9564 | 0
PPS | 911L UG | 719 | 240 | 0 | Calgary | 5403318.6446 | AltaLink | 2015 | 1.595% | 3.068% | 3.068% | 3.068% | 3.068% | 3.068% | 4842660.9295 | 4842660.9295 | 0
PPS | 916L | 719 | 240 | 0 | Calgary | 411031.2017 | AltaLink | 2015 | 1.595% | 3.068% | 3.068% | 3.068% | 3.068% | 3.068% | 368381.8912 | 368381.8912 | 0
PPS | 936L | 719 | 240 | 0 | Calgary | 73846.2837 | AltaLink | 2015 | 1.595% | 3.068% | 3.068% | 3.068% | 3.068% | 3.068% | 66183.8652 | 66183.8652 | 0
PPS | 937L | 719 | 240 | 0 | Calgary | 69666.3054 | AltaLink | 2015 | 1.595% | 3.068% | 3.068% | 3.068% | 3.068% | 3.068% | 62437.6087 | 62437.6087 | 0
PPS | 985 UG | 719 | 240 | 0 | Calgary | 4393157.2167 | AltaLink | 2015 | 1.595% | 3.068% | 3.068% | 3.068% | 3.068% | 3.068% | 3937315.6036 | 3937315.6036 | 0
PPS | 985/1003L | 719 | 240 | 0 | Calgary | 9552643.7925 | AltaLink | 2015 | 1.595% | 3.068% | 3.068% | 3.068% | 3.068% | 3.068% | 8561444.9027 | 8561444.9027 | 0
PPS | 985/1003L | 719 | 240 | 0 | Calgary | 9913515.2544 | AltaLink | 2015 | 1.595% | 3.068% | 3.068% | 3.068% | 3.068% | 3.068% | 8884871.7157 | 8884871.7157 | 0
PPS | Reconfigure 917L | 719 | 240 | 0 | Calgary | 540610.5297 | AltaLink | 2015 | 1.595% | 3.068% | 3.068% | 3.068% | 3.068% | 3.068% | 484515.8434 | 484515.8434 | 0
PPS | 1043L | 786 | 240 | 0 | edmonton | 33338680.2944 | AltaLink | 2016 | 0% | 1.534% | 3.068% | 3.068% | 3.068% | 3.068% | 30844171.4025 | 30844171.4025 | 0
PPS | 1043LB | 786 | 240 | 0 | edmonton | 8330617.7071 | AltaLink | 2016 | 0% | 1.534% | 3.068% | 3.068% | 3.068% | 3.068% | 7707293.6954 | 7707293.6954 | 0
PPS | 1045L/909L | 786 | 240 | 0 | edmonton | 289844.8739 | AltaLink | 2016 | 0% | 1.534% | 3.068% | 3.068% | 3.068% | 3.068% | 268157.7343 | 268157.7343 | 0
PPS | 190L / 903L | 786 | 240 | 0 | edmonton | 414192.415 | AltaLink | 2016 | 0% | 1.534% | 3.068% | 3.068% | 3.068% | 3.068% | 383201.1864 | 383201.1864 | 0
PPS | 902L | 786 | 240 | 0 | edmonton | 1003247.4189 | AltaLink | 2016 | 0% | 1.534% | 3.068% | 3.068% | 3.068% | 3.068% | 928181.172 | 928181.172 | 0
PPS | 902L / 913L | 786 | 240 | 0 | edmonton | 5049558.4465 | AltaLink | 2016 | 0% | 1.534% | 3.068% | 3.068% | 3.068% | 3.068% | 4671733.9995 | 4671733.9995 | 0
PPS | 902L / 913L | 786 | 240 | 0 | edmonton | 1156144.4203 | AltaLink | 2016 | 0% | 1.534% | 3.068% | 3.068% | 3.068% | 3.068% | 1069637.9206 | 1069637.9206 | 0
PPS | 902L T | 786 | 240 | 0 | edmonton | 74703.7333 | AltaLink | 2016 | 0% | 1.534% | 3.068% | 3.068% | 3.068% | 3.068% | 69114.1561 | 69114.1561 | 0
PPS | 904L AML | 786 | 240 | 0 | edmonton | 49162456.4331 | AltaLink | 2016 | 0% | 1.534% | 3.068% | 3.068% | 3.068% | 3.068% | 45483960.9546 | 45483960.9546 | 0
PPS | 904L EDTI | 786 | 240 | 0 | edmonton | 3984477.5 | EPCOR | 2016 | 0% | 1.153% | 2.306% | 2.306% | 2.306% | 2.306% | 3758950.9917 | 3758950.9917 | 0
PPS | 904L EDTI | 786 | 240 | 0 | edmonton | 3984477.5 | EPCOR | 2016 | 0% | 1.153% | 2.306% | 2.306% | 2.306% | 2.306% | 3758950.9917 | 3758950.9917 | 0
PPS | 908L/909L | 786 | 240 | 0 | edmonton | 3109824.4563 | AltaLink | 2016 | 0% | 1.534% | 3.068% | 3.068% | 3.068% | 3.068% | 2877137.2387 | 2877137.2387 | 0
PPS | 910L | 786 | 240 | 0 | northwest | 346386.2582 | ATCO | 2016 | 0% | 1.197% | 2.4% | 2.4% | 2.4% | 2.4% | 326007.626 | 326007.626 | 0
PPS | Jasper Tap | 786 | 240 | 0 | edmonton | 1657515.1532 | AltaLink | 2016 | 0% | 1.534% | 3.068% | 3.068% | 3.068% | 3.068% | 1533494.4586 | 1533494.4586 | 0
PPS | Jasper Tap | 786 | 240 | 0 | edmonton | 1321477.0395 | AltaLink | 2016 | 0% | 1.534% | 3.068% | 3.068% | 3.068% | 3.068% | 1222599.8135 | 1222599.8135 | 0
PPS | 7L180 | 803 | 138 | 0 | High_Level | 12917630.0794 | ATCO | 2017 | 0% | 0% | 1.2% | 2.4% | 2.4% | 2.4% | 12456276.8181 | 0 | 12456276.8181
PPS | 6L05 Dead End180 | 811 | 69 | 0 | central | 243484.3142 | ATCO | 2017 | 0% | 0% | 1.2% | 2.4% | 2.4% | 2.4% | 234788.27 | 0 | 234788.27
PPS | 7L1170 | 811 | 144 | 0 | central | 2439411.4218 | ATCO | 2017 | 0% | 0% | 1.2% | 2.4% | 2.4% | 2.4% | 2352287.8234 | 0 | 2352287.8234
PPS | 7L14/7L130180 | 811 | 144 | 0 | central | 14367348.9612 | ATCO | 2017 | 0% | 0% | 1.2% | 2.4% | 2.4% | 2.4% | 13854218.9784 | 0 | 13854218.9784
PPS | 7L140 | 811 | 144 | 0 | central | 6851824.4335 | ATCO | 2017 | 0% | 0% | 1.2% | 2.4% | 2.4% | 2.4% | 6607111.4692 | 0 | 6607111.4692
PPS | 7L157(180) | 811 | 144 | 0 | central | 918753.5614 | ATCO | 2017 | 0% | 0% | 1.2% | 2.4% | 2.4% | 2.4% | 885940.2706 | 0 | 885940.2706
PPS | 7L160(180) | 811 | 144 | 0 | central | 956623.0013 | ATCO | 2017 | 0% | 0% | 1.2% | 2.4% | 2.4% | 2.4% | 922457.2032 | 0 | 922457.2032
PPS | 7L530 | 811 | 144 | 0 | central | 2787898.7677 | ATCO | 2017 | 0% | 0% | 1.2% | 2.4% | 2.4% | 2.4% | 2688328.941 | 0 | 2688328.941
PPS | 7L7010 | 811 | 144 | 0 | central | 1203865.377 | ATCO | 2017 | 0% | 0% | 1.2% | 2.4% | 2.4% | 2.4% | 1160869.3154 | 0 | 1160869.3154
PPS | 7L74(180) | 811 | 144 | 0 | central | 17920449.2169 | ATCO | 2017 | 0% | 0% | 1.2% | 2.4% | 2.4% | 2.4% | 17280420.2301 | 0 | 17280420.2301
PPS | 7L7491 | 811 | 144 | 0 | central | 34201000 | ATCO | 2017 | 0% | 0% | 1.2% | 2.4% | 2.4% | 2.4% | 32979511.0121 | 0 | 32979511.0121
PPS | 7L83(180) | 811 | 144 | 0 | central | 7546228.6783 | ATCO | 2017 | 0% | 0% | 1.2% | 2.4% | 2.4% | 2.4% | 7276715.0608 | 0 | 7276715.0608
PPS | 7L87(180) | 811 | 144 | 0 | central | 12282104.8257 | ATCO | 2017 | 0% | 0% | 1.2% | 2.4% | 2.4% | 2.4% | 11843449.3538 | 0 | 11843449.3538
PPS | 7LA701180 | 811 | 144 | 0 | central | 3334547.5682 | ATCO | 2017 | 0% | 0% | 1.2% | 2.4% | 2.4% | 2.4% | 3215454.1752 | 0 | 3215454.1752
PPS | unknown line St.Paul | 811 | 0 | 0 | central | 45416104.0267 | ATCO | 2017 | 0% | 0% | 1.2% | 2.4% | 2.4% | 2.4% | 43794067.5091 | 0 | 0
PPS | 166L | 813 | 138 | 0 | Red_Deer | 583496.1304 | AltaLink | 2017 | 0% | 0% | 1.534% | 3.068% | 3.068% | 3.068% | 556921.3676 | 0 | 556921.3676
PPS | 417L/418L | 813 | 138 | 0 | Red_Deer | 1650657.1949 | AltaLink | 2017 | 0% | 0% | 1.534% | 3.068% | 3.068% | 3.068% | 1575479.6209 | 0 | 1575479.6209
PPS | 417L/418L | 813 | 138 | 0 | Red_Deer | 1827943.6298 | AltaLink | 2017 | 0% | 0% | 1.534% | 3.068% | 3.068% | 3.068% | 1744691.7179 | 0 | 1744691.7179
PPS | 419L/420L | 813 | 138 | 0 | Red_Deer | 8144848.6406 | AltaLink | 2017 | 0% | 0% | 1.534% | 3.068% | 3.068% | 3.068% | 7773899.4434 | 0 | 7773899.4434
PPS | 419L/420L | 813 | 138 | 0 | Red_Deer | 8079441.9947 | AltaLink | 2017 | 0% | 0% | 1.534% | 3.068% | 3.068% | 3.068% | 7711471.6795 | 0 | 7711471.6795
PPS | 421L/422L | 813 | 138 | 0 | Red_Deer | 3903744.023 | AltaLink | 2017 | 0% | 0% | 1.534% | 3.068% | 3.068% | 3.068% | 3725951.8042 | 0 | 3725951.8042
PPS | 421L/422L | 813 | 138 | 0 | Red_Deer | 3860713.3349 | AltaLink | 2017 | 0% | 0% | 1.534% | 3.068% | 3.068% | 3.068% | 3684880.9069 | 0 | 3684880.9069
PPS | 423L | 813 | 138 | 0 | Red_Deer | 27816758.0053 | AltaLink | 2017 | 0% | 0% | 1.534% | 3.068% | 3.068% | 3.068% | 26549870.8591 | 0 | 26549870.8591
PPS | 423L/784L shared route | 813 | 138 | 0 | Red_Deer | 2516434.6392 | AltaLink | 2017 | 0% | 0% | 1.534% | 3.068% | 3.068% | 3.068% | 2401826.0749 | 0 | 2401826.0749
PPS | 423L/80AL shared route | 813 | 138 | 0 | Red_Deer | 2922644.3347 | AltaLink | 2017 | 0% | 0% | 1.534% | 3.068% | 3.068% | 3.068% | 2789535.3455 | 0 | 2789535.3455
PPS | 444L | 813 | 138 | 0 | Red_Deer | 246135.5358 | AltaLink | 2017 | 0% | 0% | 1.534% | 3.068% | 3.068% | 3.068% | 234925.5326 | 0 | 234925.5326
PPS | 637L | 813 | 138 | 0 | Red_Deer | 17472564.2382 | AltaLink | 2017 | 0% | 0% | 1.534% | 3.068% | 3.068% | 3.068% | 16676793.3205 | 0 | 16676793.3205
PPS | 648L | 813 | 138 | 0 | Red_Deer | 16434659.5594 | AltaLink | 2017 | 0% | 0% | 1.534% | 3.068% | 3.068% | 3.068% | 15686158.9992 | 0 | 15686158.9992
PPS | 755L (427L) d/c section | 813 | 240 | 0 | Red_Deer | 22442935.4619 | AltaLink | 2017 | 0% | 0% | 1.534% | 3.068% | 3.068% | 3.068% | 21420793.8286 | 21420793.8286 | 0
PPS | 755L d/c monopole section | 813 | 240 | 0 | Red_Deer | 37092819.7459 | AltaLink | 2017 | 0% | 0% | 1.534% | 3.068% | 3.068% | 3.068% | 35403463.4038 | 35403463.4038 | 0
FINAL | 768L/778L | 813 | 138 | 0 | Red_Deer | 1301580.8109 | AltaLink | 2017 | 0% | 0% | 1.534% | 3.068% | 3.068% | 3.068% | 1242301.5808 | 0 | 1242301.5808
FINAL | 80L | 813 | 138 | 0 | Red_Deer | 629225.315 | AltaLink | 2017 | 0% | 0% | 1.534% | 3.068% | 3.068% | 3.068% | 600567.861 | 0 | 600567.861
PPS | 80L (GD) | 813 | 138 | 0 | Red_Deer | 442355.4735 | AltaLink | 2017 | 0% | 0% | 1.534% | 3.068% | 3.068% | 3.068% | 422208.8244 | 0 | 422208.8244
PPS | 80L North (425L) | 813 | 138 | 0 | Red_Deer | 14334305.1587 | AltaLink | 2017 | 0% | 0% | 1.534% | 3.068% | 3.068% | 3.068% | 13681463.1937 | 0 | 13681463.1937
PPS | 80L South (426L) | 813 | 138 | 0 | Red_Deer | 10724430.6086 | AltaLink | 2017 | 0% | 0% | 1.534% | 3.068% | 3.068% | 3.068% | 10235996.8635 | 0 | 10235996.8635
PPS | 80L underground | 813 | 138 | 0 | Red_Deer | 8701000 | AltaLink | 2017 | 0% | 0% | 1.534% | 3.068% | 3.068% | 3.068% | 8304721.4309 | 0 | 8304721.4309
PPS | 883L | 813 | 138 | 0 | Red_Deer | 2041375.8427 | AltaLink | 2017 | 0% | 0% | 1.534% | 3.068% | 3.068% | 3.068% | 1948403.3685 | 0 | 1948403.3685
PPS | 910L/1083L | 813 | 240 | 0 | Red_Deer | 1595577.9142 | AltaLink | 2017 | 0% | 0% | 1.534% | 3.068% | 3.068% | 3.068% | 1522908.8724 | 1522908.8724 | 0
PPS | 910L/1083L | 813 | 240 | 0 | Red_Deer | 1626560.0096 | AltaLink | 2017 | 0% | 0% | 1.534% | 3.068% | 3.068% | 3.068% | 1552479.9184 | 1552479.9184 | 0
PPS | 918L/1081L | 813 | 240 | 0 | Red_Deer | 1543941.0885 | AltaLink | 2017 | 0% | 0% | 1.534% | 3.068% | 3.068% | 3.068% | 1473623.7956 | 1473623.7956 | 0
PPS | 918L/1081L | 813 | 240 | 0 | Red_Deer | 1657542.105 | AltaLink | 2017 | 0% | 0% | 1.534% | 3.068% | 3.068% | 3.068% | 1582050.9645 | 1582050.9645 | 0
PPS | 929L/1082L | 813 | 240 | 0 | Red_Deer | 1650657.1949 | AltaLink | 2017 | 0% | 0% | 1.534% | 3.068% | 3.068% | 3.068% | 1575479.6209 | 1575479.6209 | 0
PPS | 929L/1082L | 813 | 240 | 0 | Red_Deer | 1645493.5123 | AltaLink | 2017 | 0% | 0% | 1.534% | 3.068% | 3.068% | 3.068% | 1570551.1133 | 1570551.1133 | 0
PPS | transmission line 166AL_(v2) | 813 | 138 | 0 | Red_Deer | 178318.6255 | AltaLink | 2017 | 0% | 0% | 1.534% | 3.068% | 3.068% | 3.068% | 170197.2774 | 0 | 170197.2774
PPS | transmission line 166L_(v2) | 813 | 138 | 0 | Red_Deer | 24543692.6728 | AltaLink | 2017 | 0% | 0% | 1.534% | 3.068% | 3.068% | 3.068% | 23425874.0988 | 0 | 23425874.0988
PPS | 1043L/1139L | 850 | 240 | 0 | edmonton | 15139710.0767 | AltaLink | 2017 | 0% | 0% | 1.534% | 3.068% | 3.068% | 3.068% | 14450186.7293 | 14450186.7293 | 0
PPS | 1140L/1112L | 850 | 240 | 0 | edmonton | 20197707.056 | AltaLink | 2017 | 0% | 0% | 1.534% | 3.068% | 3.068% | 3.068% | 19277822.1633 | 19277822.1633 | 0
PPS | 446L/452L/453L | 850 | 138 | 0 | edmonton | 19650687.4161 | AltaLink | 2017 | 0% | 0% | 1.534% | 3.068% | 3.068% | 3.068% | 18755716.0001 | 0 | 18755716.0001
PPS | 446L/453L | 850 | 138 | 0 | edmonton | 11579761.4997 | AltaLink | 2017 | 0% | 0% | 1.534% | 3.068% | 3.068% | 3.068% | 11052372.5424 | 0 | 11052372.5424
PPS | 452L 10km OPGW replacement | 850 | 138 | 0 | edmonton | 4288035.0625 | AltaLink | 2017 | 0% | 0% | 1.534% | 3.068% | 3.068% | 3.068% | 4092740.6827 | 0 | 4092740.6827
PPS | 454L/455L | 850 | 138 | 0 | edmonton | 7815341.976 | AltaLink | 2017 | 0% | 0% | 1.534% | 3.068% | 3.068% | 3.068% | 7459399.8388 | 0 | 7459399.8388
PPS | 739L | 850 | 138 | 0 | edmonton | 318689.2592 | AltaLink | 2017 | 0% | 0% | 1.534% | 3.068% | 3.068% | 3.068% | 304174.8674 | 0 | 304174.8674
PPS | 780L/174L | 850 | 138 | 0 | edmonton | 61607075.0134 | AltaLink | 2017 | 0% | 0% | 1.534% | 3.068% | 3.068% | 3.068% | 58801240.7952 | 0 | 58801240.7952
PPS | 780L/858L | 850 | 138 | 0 | edmonton | 6668353.194 | AltaLink | 2017 | 0% | 0% | 1.534% | 3.068% | 3.068% | 3.068% | 6364649.5436 | 0 | 6364649.5436
PPS | 790L/790AL | 850 | 138 | 0 | edmonton | 139024.4589 | AltaLink | 2017 | 0% | 0% | 1.534% | 3.068% | 3.068% | 3.068% | 132692.7254 | 0 | 132692.7254
PPS | 874L | 850 | 138 | 0 | edmonton | 187987.9028 | AltaLink | 2017 | 0% | 0% | 1.534% | 3.068% | 3.068% | 3.068% | 179426.1769 | 0 | 179426.1769
PPS | 910L/914L | 850 | 240 | 0 | edmonton | 14418523.7789 | AltaLink | 2017 | 0% | 0% | 1.534% | 3.068% | 3.068% | 3.068% | 13761846.1589 | 13761846.1589 | 0
PPS | 2.83L | 859 | 144 | 0 | 0 | 277558.4085 | ENMAX | 2015 | 1.348% | 2.695% | 2.695% | 2.695% | 2.695% | 2.695% | 252271.0393 | 0 | 252271.0393
PPS | 1037L/1038L | 882 | 240 | 0 | 0 | 175713694.5722 | AltaLink | 2015 | 1.595% | 3.068% | 3.068% | 3.068% | 3.068% | 3.068% | 157481336.8319 | 157481336.8319 | 0
PPS | 1037L/1038L | 882 | 240 | 0 | 0 | 175713694.5722 | AltaLink | 2015 | 1.595% | 3.068% | 3.068% | 3.068% | 3.068% | 3.068% | 157481336.8319 | 157481336.8319 | 0
PPS | 1048L/1049L | 882 | 240 | 0 | 0 | 1408640.4351 | AltaLink | 2015 | 1.595% | 3.068% | 3.068% | 3.068% | 3.068% | 3.068% | 1262477.4602 | 1262477.4602 | 0
PPS | 1048L/1049L | 882 | 240 | 0 | 0 | 1408640.4351 | AltaLink | 2015 | 1.595% | 3.068% | 3.068% | 3.068% | 3.068% | 3.068% | 1262477.4602 | 1262477.4602 | 0
PPS | 603L to Windy Flats 138S | 882 | 138 | 0 | 0 | 408645.456 | AltaLink | 2015 | 1.595% | 3.068% | 3.068% | 3.068% | 3.068% | 3.068% | 366243.6947 | 0 | 366243.6947
PPS | 608L - 138kV both s/c and d/c | 882 | 138 | 0 | 0 | 6799479.6584 | AltaLink | 2015 | 1.595% | 3.068% | 3.068% | 3.068% | 3.068% | 3.068% | 6093953.8547 | 0 | 6093953.8547
PPS | 608L - d/c 725BL | 882 | 138 | 0 | 0 | 2371991.3149 | AltaLink | 2015 | 1.595% | 3.068% | 3.068% | 3.068% | 3.068% | 3.068% | 2125869.3817 | 0 | 2125869.3817
PPS | 911L By-Pass | 882 | 240 | 0 | 0 | 11928878.2152 | AltaLink | 2015 | 1.595% | 3.068% | 3.068% | 3.068% | 3.068% | 3.068% | 10691117.1198 | 10691117.1198 | 0
PPS | 911L Crossing | 882 | 240 | 0 | 0 | 4366097.616 | AltaLink | 2015 | 1.595% | 3.068% | 3.068% | 3.068% | 3.068% | 3.068% | 3913063.754 | 3913063.754 | 0
PPS | 967L/968L | 882 | 240 | 0 | 0 | 1457386.3381 | AltaLink | 2015 | 1.595% | 3.068% | 3.068% | 3.068% | 3.068% | 3.068% | 1306165.4037 | 1306165.4037 | 0
PPS | 967L/968L | 882 | 240 | 0 | 0 | 1445486.0679 | AltaLink | 2015 | 1.595% | 3.068% | 3.068% | 3.068% | 3.068% | 3.068% | 1295499.9261 | 1295499.9261 | 0
PPS | Connection of 603L to 138S - 603L | 882 | 138 | 0 | 0 | 19309.4236 | AltaLink | 2015 | 1.595% | 3.068% | 3.068% | 3.068% | 3.068% | 3.068% | 17305.8443 | 0 | 17305.8443
PPS | Connection of 608L to 138S - 608AL | 882 | 138 | 0 | 0 | 34179.5132 | AltaLink | 2015 | 1.595% | 3.068% | 3.068% | 3.068% | 3.068% | 3.068% | 30632.9876 | 0 | 30632.9876
PPS | 600L | 888 | 138 | 0 | Medicine Hat | 428091.81 | AltaLink | 2016 | 0% | 1.534% | 3.068% | 3.068% | 3.068% | 3.068% | 396060.5833 | 0 | 396060.5833
PPS | 674L | 888 | 138 | 0 | Medicine Hat | 1327232.7397 | AltaLink | 2016 | 0% | 1.534% | 3.068% | 3.068% | 3.068% | 3.068% | 1227924.8534 | 0 | 1227924.8534
PPS | 675L/892L | 888 | 138 | 0 | Medicine Hat | 32638667.6185 | AltaLink | 2016 | 0% | 1.534% | 3.068% | 3.068% | 3.068% | 3.068% | 30196535.9602 | 0 | 30196535.9602
PPS | 675L/892L | 888 | 138 | 0 | Medicine Hat | 26144707.4279 | AltaLink | 2016 | 0% | 1.534% | 3.068% | 3.068% | 3.068% | 3.068% | 24188475.0702 | 0 | 24188475.0702
PPS | 676L/879L | 888 | 138 | 0 | Medicine Hat | 38066101.5005 | AltaLink | 2016 | 0% | 1.534% | 3.068% | 3.068% | 3.068% | 3.068% | 35217871.5215 | 0 | 35217871.5215
PPS | 676L/879L | 888 | 138 | 0 | Medicine Hat | 42259623.6947 | AltaLink | 2016 | 0% | 1.534% | 3.068% | 3.068% | 3.068% | 3.068% | 39097620.6956 | 0 | 39097620.6956
PPS | 9L19 and 9L28 | 948 | 240 | 0 | 0 | 9503247.7097 | ATCO | 2015 | 1.239% | 2.394% | 2.4% | 2.4% | 2.4% | 2.4% | 8726291.0823 | 8726291.0823 | 0
PPS | 1035L/1034L Tie-in180 | 961 | 240 | 0 | 0 | 12067928.3605 | AltaLink | 2015 | 1.595% | 3.068% | 3.068% | 3.068% | 3.068% | 3.068% | 10815739.1809 | 10815739.1809 | 0
PPS | 1053L crossing180 | 961 | 240 | 0 | 0 | 2180206.2 | AltaLink | 2015 | 1.595% | 3.068% | 3.068% | 3.068% | 3.068% | 3.068% | 1953984.2229 | 1953984.2229 | 0
PPS | 1206_1212L180 | 961 | 240 | 0 | 0 | 12147807.386 | AltaLink | 2015 | 1.595% | 3.068% | 3.068% | 3.068% | 3.068% | 3.068% | 10887329.8201 | 10887329.8201 | 0
PPS | 138 kV AC Lines180 | 961 | 138 | 0 | 0 | 386437.0466 | ATCO | 2015 | 1.239% | 2.394% | 2.4% | 2.4% | 2.4% | 2.4% | 354843.1291 | 0 | 354843.1291
PPS | 240 kV AC Lines 923L and XXXL180 | 961 | 240 | 0 | 0 | 24745691.1279 | ATCO | 2015 | 1.239% | 2.394% | 2.4% | 2.4% | 2.4% | 2.4% | 22722558.6884 | 22722558.6884 | 0
Final | 500 kV DC Transmission Line 13L50180 | 961 | 500 | 0 | 0 | 1297658759.5 | ATCO | 2015 | 1.239% | 2.394% | 2.4% | 2.4% | 2.4% | 2.4% | 1191566126.3117 | 1191566126.3117 | 0
PPS | 500kV AC 12L70 & 12L85180 | 961 | 500 | 0 | 0 | 22941771.3462 | ATCO | 2015 | 1.239% | 2.394% | 2.4% | 2.4% | 2.4% | 2.4% | 21066121.9011 | 21066121.9011 | 0
PPS | 923L/935L Tie-in180 | 961 | 240 | 0 | 0 | 9328355.2941 | AltaLink | 2015 | 1.595% | 3.068% | 3.068% | 3.068% | 3.068% | 3.068% | 8360428.9679 | 8360428.9679 | 0
PPS | 931L/933L crossing180 | 961 | 240 | 0 | 0 | 15784803.775 | AltaLink | 2015 | 1.595% | 3.068% | 3.068% | 3.068% | 3.068% | 3.068% | 14146945.1551 | 14146945.1551 | 0
PPS | 950L crossing180 | 961 | 240 | 0 | 0 | 4171061.3966 | AltaLink | 2015 | 1.595% | 3.068% | 3.068% | 3.068% | 3.068% | 3.068% | 3738264.831 | 3738264.831 | 0
PPS | 1113L 180 | 962 | 240 | 0 | 0 | 5050035.9456 | AltaLink | 2015 | 1.595% | 3.068% | 3.068% | 3.068% | 3.068% | 3.068% | 4526035.4561 | 4526035.4561 | 0
PPS | 1114L 180 | 962 | 240 | 0 | 0 | 508638.6786 | AltaLink | 2015 | 1.595% | 3.068% | 3.068% | 3.068% | 3.068% | 3.068% | 455861.447 | 455861.447 | 0
PPS | 1201L | 962 | 500 | 0 | 0 | 17806288.9798 | AltaLink | 2015 | 1.595% | 3.068% | 3.068% | 3.068% | 3.068% | 3.068% | 15958677.5486 | 15958677.5486 | 0
PPS | 1203L / 1238L / 1239L to 510S | 962 | 500 | 0 | northwest | 4282968.0875 | EPCOR | 2015 | 1.153% | 2.306% | 2.306% | 2.306% | 2.306% | 2.306% | 3947362.9329 | 3947362.9329 | 0
PPS | 1209L 330P to 89S | 962 | 500 | 0 | northwest | 7200931.5203 | EPCOR | 2015 | 1.153% | 2.306% | 2.306% | 2.306% | 2.306% | 2.306% | 6636680.3545 | 6636680.3545 | 0
PPS | 1323L / 1323AL | 962 | 500 | 0 | 0 | 5797511.6642 | AltaLink | 2015 | 1.595% | 3.068% | 3.068% | 3.068% | 3.068% | 3.068% | 5195951.7976 | 5195951.7976 | 0
PPS | 1323L / 1323AL | 962 | 500 | 0 | 0 | 5797512.9227 | AltaLink | 2015 | 1.595% | 3.068% | 3.068% | 3.068% | 3.068% | 3.068% | 5195952.9255 | 5195952.9255 | 0
PPS | 166L crossing180 | 962 | 138 | 0 | 0 | 1759.3379 | AltaLink | 2015 | 1.595% | 3.068% | 3.068% | 3.068% | 3.068% | 3.068% | 1576.7859 | 0 | 1576.7859
PPS | 189L crossing180 | 962 | 138 | 0 | 0 | 6009.1834 | AltaLink | 2015 | 1.595% | 3.068% | 3.068% | 3.068% | 3.068% | 3.068% | 5385.6601 | 0 | 5385.6601
PPS | 717L crossing180 | 962 | 138 | 0 | 0 | 649.3693 | AltaLink | 2015 | 1.595% | 3.068% | 3.068% | 3.068% | 3.068% | 3.068% | 581.9897 | 0 | 581.9897
PPS | 757L crossing180 | 962 | 138 | 0 | 0 | 36306.7941 | AltaLink | 2015 | 1.595% | 3.068% | 3.068% | 3.068% | 3.068% | 3.068% | 32539.5381 | 0 | 32539.5381
PPS | 809L re-route & in-out | 962 | 138 | 0 | northwest | 1102453.8091 | EPCOR | 2015 | 1.153% | 2.306% | 2.306% | 2.306% | 2.306% | 2.306% | 1016067.6457 | 0 | 1016067.6457
PPS | 80L crossing180 | 962 | 138 | 0 | 0 | 357.4048 | AltaLink | 2015 | 1.595% | 3.068% | 3.068% | 3.068% | 3.068% | 3.068% | 320.3199 | 0 | 320.3199
PPS | 906L / 928L 180 | 962 | 240 | 0 | 0 | 3139139.529 | AltaLink | 2015 | 1.595% | 3.068% | 3.068% | 3.068% | 3.068% | 3.068% | 2813416.9663 | 2813416.9663 | 0
PPS | 918L 180 | 962 | 240 | 0 | 0 | 2722397.9396 | AltaLink | 2015 | 1.595% | 3.068% | 3.068% | 3.068% | 3.068% | 3.068% | 2439917.2071 | 2439917.2071 | 0
PPS | 924L / 927L | 962 | 240 | 0 | 0 | 1942419.7748 | AltaLink | 2015 | 1.595% | 3.068% | 3.068% | 3.068% | 3.068% | 3.068% | 1740870.9297 | 1740870.9297 | 0
PPS | 925L / 929L 180 | 962 | 240 | 0 | 0 | 5765561.6855 | AltaLink | 2015 | 1.595% | 3.068% | 3.068% | 3.068% | 3.068% | 3.068% | 5167317.0041 | 5167317.0041 | 0
PPS | 936L / 937L | 962 | 240 | 0 | 0 | 2839515.9806 | AltaLink | 2015 | 1.595% | 3.068% | 3.068% | 3.068% | 3.068% | 3.068% | 2544882.877 | 2544882.877 | 0
`+/-5% | HVDC Line 1325L | 962 | 500 | 0 | 0 | 968825472.253 | AltaLink | 2015 | 1.595% | 3.068% | 3.068% | 3.068% | 3.068% | 3.068% | 868298460.7356 | 868298460.7356 | 0
PPS | 1099L180 | 1101 | 240 | 0 | Fort McMurray | 1698665.1251 | AltaLink | 2016 | 0% | 1.534% | 3.068% | 3.068% | 3.068% | 3.068% | 1571565.4553 | 1571565.4553 | 0
PPS | 1115L180 | 1101 | 240 | 0 | Fort McMurray | 84737752.6603 | AltaLink | 2016 | 0% | 1.534% | 3.068% | 3.068% | 3.068% | 3.068% | 78397397.3845 | 78397397.3845 | 0
PPS | 1116L 180 | 1101 | 240 | 0 | Fort McMurray | 87576930.8222 | AltaLink | 2016 | 0% | 1.534% | 3.068% | 3.068% | 3.068% | 3.068% | 81024138.968 | 81024138.968 | 0
PPS | 1117L 180 | 1101 | 240 | 0 | Fort McMurray | 191472515.6557 | AltaLink | 2016 | 0% | 1.534% | 3.068% | 3.068% | 3.068% | 3.068% | 177145916.9828 | 177145916.9828 | 0
PPS | 428L/457L 180 | 1101 | 138 | 0 | Fort McMurray | 2172995.8566 | AltaLink | 2016 | 0% | 1.534% | 3.068% | 3.068% | 3.068% | 3.068% | 2010405.213 | 0 | 2010405.213
PPS | 428L/457L 180 | 1101 | 138 | 0 | Fort McMurray | 2175159.2971 | AltaLink | 2016 | 0% | 1.534% | 3.068% | 3.068% | 3.068% | 3.068% | 2012406.7778 | 0 | 2012406.7778
PPS | 971L180 | 1101 | 240 | 0 | Fort McMurray | 1786314.2704 | AltaLink | 2016 | 0% | 1.534% | 3.068% | 3.068% | 3.068% | 3.068% | 1652656.4053 | 1652656.4053 | 0
PPS | line 9L930_v181 | 1101 | 240 | 0 | Fort McMurray | 4698744.2423 | ATCO | 2016 | 0% | 1.197% | 2.4% | 2.4% | 2.4% | 2.4% | 4422307.2348 | 4422307.2348 | 0
PPS | 1064L/1065L_(v180) | 1117 | 240 | 0 | Calgary | 22476180.1858 | AltaLink | 2015 | 1.595% | 3.068% | 3.068% | 3.068% | 3.068% | 3.068% | 20144012.7428 | 20144012.7428 | 0
PPS | 1064L/1065L_(v180) | 1117 | 240 | 0 | Calgary | 22476180.1858 | AltaLink | 2015 | 1.595% | 3.068% | 3.068% | 3.068% | 3.068% | 3.068% | 20144012.7428 | 20144012.7428 | 0
PPS | 1064L/1065L_(v180) | 1117 | 240 | 0 | Calgary | 17889351.245 | AltaLink | 2015 | 1.595% | 3.068% | 3.068% | 3.068% | 3.068% | 3.068% | 16033121.1291 | 16033121.1291 | 0
PPS | 1064L/1065L_(v180) | 1117 | 240 | 0 | Calgary | 17889351.245 | AltaLink | 2015 | 1.595% | 3.068% | 3.068% | 3.068% | 3.068% | 3.068% | 16033121.1291 | 16033121.1291 | 0
PPS | 1080L/1109L_180 | 1117 | 240 | 0 | Calgary | 2104869.8934 | AltaLink | 2015 | 1.595% | 3.068% | 3.068% | 3.068% | 3.068% | 3.068% | 1886464.9422 | 1886464.9422 | 0
Final | 1106L_180 | 1117 | 240 | 0 | 0 | 83540470.166 | AltaLink | 2015 | 1.595% | 3.068% | 3.068% | 3.068% | 3.068% | 3.068% | 74872166.073 | 74872166.073 | 0
Final | 1107L_180 | 1117 | 240 | 0 | 0 | 81881919.074 | AltaLink | 2015 | 1.595% | 3.068% | 3.068% | 3.068% | 3.068% | 3.068% | 73385709.1192 | 73385709.1192 | 0
PPS | 434L/646L_180 | 1117 | 138 | 0 | Calgary | 23035758.9452 | AltaLink | 2015 | 1.595% | 3.068% | 3.068% | 3.068% | 3.068% | 3.068% | 20645528.6394 | 0 | 20645528.6394
PPS | 434L/646L_180 | 1117 | 138 | 0 | Calgary | 23035758.9452 | AltaLink | 2015 | 1.595% | 3.068% | 3.068% | 3.068% | 3.068% | 3.068% | 20645528.6394 | 0 | 20645528.6394
PPS | 646L/850L_180 | 1117 | 138 | 0 | Calgary | 1379161.0197 | AltaLink | 2015 | 1.595% | 3.068% | 3.068% | 3.068% | 3.068% | 3.068% | 1236056.88 | 0 | 1236056.88
PPS | 727L salvage_180 | 1117 | 138 | 0 | Calgary | 58119.5418 | AltaLink | 2015 | 1.595% | 3.068% | 3.068% | 3.068% | 3.068% | 3.068% | 52088.9574 | 0 | 52088.9574
PPS | 727L temporary_180 | 1117 | 138 | 0 | Calgary | 113097.4868 | AltaLink | 2015 | 1.595% | 3.068% | 3.068% | 3.068% | 3.068% | 3.068% | 101362.2954 | 0 | 101362.2954
PPS | 727L/646L rebuild to d/c_180 | 1117 | 138 | 0 | Calgary | 10552623.8387 | AltaLink | 2015 | 1.595% | 3.068% | 3.068% | 3.068% | 3.068% | 3.068% | 9457665.2847 | 0 | 9457665.2847
PPS | 727L/646L rebuild to d/c_180 | 1117 | 138 | 0 | Calgary | 6925650.2686 | AltaLink | 2015 | 1.595% | 3.068% | 3.068% | 3.068% | 3.068% | 3.068% | 6207032.7836 | 0 | 6207032.7836
PPS | 850L temporary line_180 | 1117 | 240 | 0 | 0 | 6383232.2672 | AltaLink | 2015 | 1.595% | 3.068% | 3.068% | 3.068% | 3.068% | 3.068% | 5720897.0149 | 5720897.0149 | 0
PPS | 850L/911L salvage_180 | 1117 | 240 | 0 | 0 | 40534.5865 | AltaLink | 2015 | 1.595% | 3.068% | 3.068% | 3.068% | 3.068% | 3.068% | 36328.6475 | 36328.6475 | 0
PPS | 850L/911L_(v180) | 1117 | 240 | 0 | Calgary | 4954996.4948 | AltaLink | 2015 | 1.595% | 3.068% | 3.068% | 3.068% | 3.068% | 3.068% | 4440857.4636 | 4440857.4636 | 0
PPS | 850L/911L_(v180) | 1117 | 240 | 0 | Calgary | 6050519.4603 | AltaLink | 2015 | 1.595% | 3.068% | 3.068% | 3.068% | 3.068% | 3.068% | 5422707.066 | 5422707.066 | 0
PPS | 911L temporary line_180 | 1117 | 240 | 0 | 0 | 5690283.8596 | AltaLink | 2015 | 1.595% | 3.068% | 3.068% | 3.068% | 3.068% | 3.068% | 5099850.136 | 5099850.136 | 0
PPS | 936L/937L_(v180) | 1117 | 240 | 0 | Calgary | 5966110.3138 | AltaLink | 2015 | 1.595% | 3.068% | 3.068% | 3.068% | 3.068% | 3.068% | 5347056.3589 | 5347056.3589 | 0
PPS | 936L/937L_(v180) | 1117 | 240 | 0 | Calgary | 5966110.3138 | AltaLink | 2015 | 1.595% | 3.068% | 3.068% | 3.068% | 3.068% | 3.068% | 5347056.3589 | 5347056.3589 | 0
PPS | 937L UG_(v180) | 1117 | 240 | 0 | Calgary | 6197786.4819 | AltaLink | 2015 | 1.595% | 3.068% | 3.068% | 3.068% | 3.068% | 3.068% | 5554693.4059 | 5554693.4059 | 0
PPS | 7L167 Transmission Line | 1128 | 144 | 0 | Fort McMurray | 5836667.1107 | ATCO | 2015 | 1.239% | 2.394% | 2.4% | 2.4% | 2.4% | 2.4% | 5359478.9607 | 0 | 5359478.9607
PPS | 7L183 transmission line | 1128 | 144 | 0 | 0 | 9964313.8981 | ATCO | 2015 | 1.239% | 2.394% | 2.4% | 2.4% | 2.4% | 2.4% | 9149661.9015 | 0 | 9149661.9015
PPS | 9L08 and 9L76 240kV s/c line | 1180 | 240 | 0 | Fort McMurray | 0 | ATCO | 2100 | 0% | 0% | 0% | 0% | 0% | 0% | 0 | 0 | 0
PPS | 9L95 | 1180 | 240 | 0 | Fort McMurray | 0 | ATCO | 2100 | 0% | 0% | 0% | 0% | 0% | 0% | 0 | 0 | 0
PPS | Construction of 1.3km of 240kV in/out on H-frame, 9L57 & 9L74 180day | 1180 | 240 | 0 | Fort McMurray | 0 | ATCO | 2100 | 0% | 0% | 0% | 0% | 0% | 0% | 0 | 0 | 0
PPS | 9L01 | 1186 | 240 | 0 | Fort McMurray | 24561972.6236 | ATCO | 2018 | 0% | 0% | 0% | 1.2% | 2.4% | 2.4% | 24267203.9244 | 24267203.9244 | 0
PPS | 9L07 | 1186 | 240 | 0 | Fort McMurray | 5710678.2441 | ATCO | 2018 | 0% | 0% | 0% | 1.2% | 2.4% | 2.4% | 5642144.2862 | 5642144.2862 | 0
PPS | 9L112 | 1186 | 240 | 0 | Fort McMurray | 4958275.2427 | ATCO | 2018 | 0% | 0% | 0% | 1.2% | 2.4% | 2.4% | 4898770.8874 | 4898770.8874 | 0
PPS | 9L30 | 1186 | 240 | 0 | Fort McMurray | 24561820.8108 | ATCO | 2018 | 0% | 0% | 0% | 1.2% | 2.4% | 2.4% | 24267053.9335 | 24267053.9335 | 0
PPS | bypass 9L07/9L112 | 1186 | 240 | 0 | Fort McMurray | 424792.4385 | ATCO | 2018 | 0% | 0% | 0% | 1.2% | 2.4% | 2.4% | 419694.4964 | 419694.4964 | 0
PPS | 7L134 | 1250 | 138 | 0 | Lloydminster | 257636.3324 | ATCO | 2017 | 0% | 0% | 1.2% | 2.4% | 2.4% | 2.4% | 248434.8488 | 0 | 248434.8488
PPS | 7LA65 | 1250 | 138 | 0 | Lloydminster | 15341741.5228 | ATCO | 2017 | 0% | 0% | 1.2% | 2.4% | 2.4% | 2.4% | 14793811.1019 | 0 | 14793811.1019
PPS | 476L & 477L A | 1258 | 138 | 0 | Fort McMurray | 11720551.5459 | AltaLink | 2019 | 0% | 0% | 0% | 0% | 1.534% | 3.068% | 0 | 0 | 0
PPS | 476L & 477L B | 1258 | 138 | 0 | Fort McMurray | 11959135.4392 | AltaLink | 2019 | 0% | 0% | 0% | 0% | 1.534% | 3.068% | 0 | 0 | 0
PPS | 172L/463L[v180] | 1260 | 138 | 0 | Lethbridge | 2113680.3026 | ENMAX | 2016 | 0% | 1.348% | 2.695% | 2.695% | 2.695% | 2.695% | 1974318.9365 | 0 | 1974318.9365
PPS | line 172L | 1260 | 138 | 0 | Lethbridge | 605625.1917 | AltaLink | 2016 | 0% | 1.534% | 3.068% | 3.068% | 3.068% | 3.068% | 560310.3378 | 0 | 560310.3378
PPS | line 464L | 1263 | 138 | 0 | Red_Deer | 763058.8235 | AltaLink | 2016 | 0% | 1.534% | 3.068% | 3.068% | 3.068% | 3.068% | 705964.2714 | 0 | 705964.2714
PPS | line 768L | 1263 | 138 | 0 | Red_Deer | 763058.8235 | AltaLink | 2016 | 0% | 1.534% | 3.068% | 3.068% | 3.068% | 3.068% | 705964.2714 | 0 | 705964.2714
PPS | line 778L | 1263 | 138 | 0 | Red_Deer | 331764.7059 | AltaLink | 2016 | 0% | 1.534% | 3.068% | 3.068% | 3.068% | 3.068% | 306940.9876 | 0 | 306940.9876
PPS | in and out of line 9L07 and 9L89 from lune 9L07 at Dawes Sub_180 | 1267 | 240 | 0 | 0 | 6518260.7905 | ATCO | 2015 | 1.239% | 2.394% | 2.4% | 2.4% | 2.4% | 2.4% | 5985347.6144 | 5985347.6144 | 0
PPS | new line 7L170_180 | 1267 | 144 | 0 | 0 | 3456133.2958 | ATCO | 2015 | 1.239% | 2.394% | 2.4% | 2.4% | 2.4% | 2.4% | 3173570.3498 | 0 | 3173570.3498
PPS | 1135L/1136L preferred | 1287 | 240 | 0 | 0 | 28342949.8061 | AltaLink | 2019 | 0% | 0% | 0% | 0% | 1.534% | 3.068% | 0 | 0 | 0
PPS | Line 9L930 | 1287 | 240 | 0 | 0 | 1903119.3554 | ATCO | 2019 | 0% | 0% | 0% | 0% | 1.2% | 2.4% | 0 | 0 | 0
PPS | 138kv s/c line 621L | 1289 | 138 | 0 | edmonton | 1490787.1126 | AltaLink | 2017 | 0% | 0% | 1.534% | 3.068% | 3.068% | 3.068% | 1422890.6657 | 0 | 1422890.6657
PPS | Rerouting 815L | 1289 | 138 | 0 | edmonton | 437379.69 | AltaLink | 2017 | 0% | 0% | 1.534% | 3.068% | 3.068% | 3.068% | 417459.6581 | 0 | 417459.6581
PPS | 7LA106 new line | 1290 | 144 | 0 | Peace_River | 5368376.5325 | ATCO | 2018 | 0% | 0% | 0% | 1.2% | 2.4% | 2.4% | 5303950.5439 | 0 | 5303950.5439
PPS | 138-162.81L | 1314 | 138 | 0 | Fort McMurray | 334297.2739 | ENMAX | 2015 | 1.348% | 2.695% | 2.695% | 2.695% | 2.695% | 2.695% | 303840.6266 | 0 | 303840.6266
PPS | Two 240kV lines 9L124 ¦ 9L139 | 1321 | 240 | 0 | Peace_River | 39192318.193 | ATCO | 2017 | 0% | 0% | 1.2% | 2.4% | 2.4% | 2.4% | 37792564.236 | 37792564.236 | 0
PPS | 675L | 1326 | 138 | 0 | 0 | 174412.2846 | AltaLink | 2017 | 0% | 0% | 1.534% | 3.068% | 3.068% | 3.068% | 166468.847 | 0 | 166468.847
PPS | 880L | 1326 | 138 | 0 | 0 | 450149.8011 | AltaLink | 2017 | 0% | 0% | 1.534% | 3.068% | 3.068% | 3.068% | 429648.167 | 0 | 429648.167
PPS | 882L | 1326 | 138 | 0 | 0 | 292348.2103 | AltaLink | 2017 | 0% | 0% | 1.534% | 3.068% | 3.068% | 3.068% | 279033.4959 | 0 | 279033.4959
PPS | New 100m 475L_(v1) | 1336 | 138 | 0 | Strathmore_Blackie | 623924.5133 | AltaLink | 2018 | 0% | 0% | 0% | 1.534% | 3.068% | 3.068% | 614354.6457 | 0 | 614354.6457
PPS | line 1071L | 1343 | 240 | 0 | 0 | 19796706.1821 | AltaLink | 2015 | 1.595% | 3.068% | 3.068% | 3.068% | 3.068% | 3.068% | 17742565.6094 | 17742565.6094 | 0
PPS | line 624L | 1343 | 138 | 0 | 0 | 3112543.7968 | AltaLink | 2015 | 1.595% | 3.068% | 3.068% | 3.068% | 3.068% | 3.068% | 2789580.8535 | 0 | 2789580.8535
PPS | line 893AL | 1343 | 138 | 0 | 0 | 39755.7483 | AltaLink | 2015 | 1.595% | 3.068% | 3.068% | 3.068% | 3.068% | 3.068% | 35630.6229 | 0 | 35630.6229
PPS | line 893L stage 1 | 1343 | 138 | 0 | 0 | 4325094.1211 | AltaLink | 2015 | 1.595% | 3.068% | 3.068% | 3.068% | 3.068% | 3.068% | 3876314.8528 | 0 | 3876314.8528
PPS | line 893L stage 2 | 1343 | 138 | 0 | 0 | 57171.6221 | AltaLink | 2015 | 1.595% | 3.068% | 3.068% | 3.068% | 3.068% | 3.068% | 51239.3954 | 0 | 51239.3954
PPS | line 994L | 1343 | 240 | 0 | 0 | 18544400.1095 | AltaLink | 2015 | 1.595% | 3.068% | 3.068% | 3.068% | 3.068% | 3.068% | 16620200.9872 | 16620200.9872 | 0
PPS | Line 9L32 | 1348 | 240 | 0 | 0 | 1573745.9004 | ATCO | 2016 | 0% | 1.197% | 2.4% | 2.4% | 2.4% | 2.4% | 1481159.1187 | 1481159.1187 | 0
FINAL | 732AL | 1349 | 138 | 0 | Wetaskiwin | 696425.9855 | AltaLink | 2015 | 1.595% | 3.068% | 3.068% | 3.068% | 3.068% | 3.068% | 624163.6172 | 0 | 624163.6172
PPS | 26.81L | 1354 | 138 | 0 | Calgary | 5392.2554 | ENMAX | 2017 | 0% | 0% | 1.348% | 2.695% | 2.695% | 2.695% | 5176.2288 | 0 | 5176.2288
PPS | 41.84L | 1354 | 138 | 0 | Calgary | 10940358.32 | ENMAX | 2017 | 0% | 0% | 1.348% | 2.695% | 2.695% | 2.695% | 10502061.5676 | 0 | 10502061.5676
PPS | 54.81L | 1354 | 138 | 0 | Calgary | 9176948.6694 | ENMAX | 2017 | 0% | 0% | 1.348% | 2.695% | 2.695% | 2.695% | 8809298.2981 | 0 | 8809298.2981
NID | 807L 138kV 1km_(Alt3) | 1381 | 138 | 0 | Fort_Saskatchewan | 2854379.6561 | AltaLink | 2019 | 0% | 0% | 0% | 0% | 1.534% | 3.068% | 0 | 0 | 0
NID | 942L 240kV in/out 0.5km_(Alt3) | 1381 | 240 | 0 | Fort_Saskatchewan | 534701.5537 | AltaLink | 2019 | 0% | 0% | 0% | 0% | 1.534% | 3.068% | 0 | 0 | 0
PPS | 971AL | 1404 | 240 | 0 | Fort McMurray | 33123608.6999 | AltaLink | 2017 | 0% | 0% | 1.534% | 3.068% | 3.068% | 3.068% | 31615026.2084 | 31615026.2084 | 0
PPS | New 50m 144kV s/c line 7LB65 | 1410 | 144 | 0 | central | 1252661.4598 | ATCO | 2017 | 0% | 0% | 1.2% | 2.4% | 2.4% | 2.4% | 1207922.6458 | 0 | 1207922.6458
PPS | Phase1 1120L | 1421 | 240 | 0 | Fort_Saskatchewan | 539203.1474 | AltaLink | 2019 | 0% | 0% | 0% | 0% | 1.534% | 3.068% | 0 | 0 | 0
PPS | Phase1 1181L | 1421 | 240 | 0 | Fort_Saskatchewan | 19967023.2561 | AltaLink | 2019 | 0% | 0% | 0% | 0% | 1.534% | 3.068% | 0 | 0 | 0
PPS | Phase1 807L | 1421 | 240 | 0 | Fort_Saskatchewan | 499439.5803 | AltaLink | 2019 | 0% | 0% | 0% | 0% | 1.534% | 3.068% | 0 | 0 | 0
PPS | Phase1 856L/776L/857L | 1421 | 240 | 0 | Fort_Saskatchewan | 152011.1101 | AltaLink | 2019 | 0% | 0% | 0% | 0% | 1.534% | 3.068% | 0 | 0 | 0
PPS | Phase2 1120L | 1421 | 240 | 0 | Fort_Saskatchewan | 552930.9317 | AltaLink | 2019 | 0% | 0% | 0% | 0% | 1.534% | 3.068% | 0 | 0 | 0
PPS | Phase2 1182L | 1421 | 240 | 0 | Fort_Saskatchewan | 19778650.6475 | AltaLink | 2019 | 0% | 0% | 0% | 0% | 1.534% | 3.068% | 0 | 0 | 0
PPS | Phase2 942L/1131L | 1421 | 240 | 0 | Fort_Saskatchewan | 987104.9763 | AltaLink | 2019 | 0% | 0% | 0% | 0% | 1.534% | 3.068% | 0 | 0 | 0
PPS | Phase2 997L | 1421 | 240 | 0 | Fort_Saskatchewan | 339650.7204 | AltaLink | 2019 | 0% | 0% | 0% | 0% | 1.534% | 3.068% | 0 | 0 | 0
PPS | 215AL | 1442 | 138 | 0 | Edmonton | 1662085.6643 | AltaLink | 2019 | 0% | 0% | 0% | 0% | 1.534% | 3.068% | 0 | 0 | 0
PPS | 745L | 1460 | 138 | 0 | Hinton_Edson | 1744293.0519 | AltaLink | 2019 | 0% | 0% | 0% | 0% | 1.534% | 3.068% | 0 | 0 | 0
PPS | Line 9L144 | 1482 | 240 | 0 | 0 | 2696306.3909 | ATCO | 2016 | 0% | 1.197% | 2.4% | 2.4% | 2.4% | 2.4% | 2537677.0143 | 2537677.0143 | 0
PPS | Line 9L57 | 1482 | 240 | 0 | 0 | 1212513.1677 | ATCO | 2016 | 0% | 1.197% | 2.4% | 2.4% | 2.4% | 2.4% | 1141178.4676 | 1141178.4676 | 0
PPS | v180 - Retermination of 0.025km138kV 719L | 1494 | 138 | 0 | Caroline | 51687.5931 | AltaLink | 2015 | 1.595% | 3.068% | 3.068% | 3.068% | 3.068% | 3.068% | 46324.3988 | 0 | 46324.3988
PPS | line upgrade | 1503 | 25 | 0 | Fort_Saskatchewan | 391589.7436 | AltaLink | 2016 | 0% | 1.534% | 3.068% | 3.068% | 3.068% | 3.068% | 362289.7207 | 0 | 0
PPS | 685L/854L 60m in/out line | 1515 | 138 | 0 | Fox_Creek | 1401330.1096 | AltaLink | 2016 | 0% | 1.534% | 3.068% | 3.068% | 3.068% | 3.068% | 1296478.0162 | 0 | 1296478.0162
PPS | 949L | 1533 | 240 | 0 | 0 | 9435771 | AltaLink | 2017 | 0% | 0% | 1.534% | 3.068% | 3.068% | 3.068% | 9006028.0015 | 9006028.0015 | 0
PPS | 949L | 1533 | 240 | 0 | 0 | 130006.5488 | AltaLink | 2017 | 0% | 0% | 1.534% | 3.068% | 3.068% | 3.068% | 124085.5272 | 124085.5272 | 0
PPS | 769BL | 1558 | 138 | 0 | Wainwright | 3292161.5303 | AltaLink | 2018 | 0% | 0% | 0% | 1.534% | 3.068% | 3.068% | 3241665.7581 | 0 | 3241665.7581
PPS | 769L | 1558 | 138 | 0 | Wainwright | 96108.7496 | AltaLink | 2018 | 0% | 0% | 0% | 1.534% | 3.068% | 3.068% | 94634.6161 | 0 | 94634.6161
PPS | 7L05 | 1570 | 138 | 0 | Fort McMurray | 304434.2697 | ATCO | 2017 | 0% | 0% | 1.2% | 2.4% | 2.4% | 2.4% | 293561.3973 | 0 | 293561.3973
PPS | 704L | 1594 | 138 | 0 | 0 | 14086571.0904 | AltaLink | 2018 | 0% | 0% | 0% | 1.534% | 3.068% | 3.068% | 13870508.7015 | 0 | 13870508.7015
PPS | 7LA10 | 1618 | 144 | 0 | 0 | 994089.5004 | ATCO | 2017 | 0% | 0% | 1.2% | 2.4% | 2.4% | 2.4% | 958585.5859 | 0 | 958585.5859
PPS | 7L20/7L228_(v1) | 1634 | 144 | 0 | Grande Prairie | 2547123.3416 | ATCO | 2016 | 0% | 1.197% | 2.4% | 2.4% | 2.4% | 2.4% | 2397270.7176 | 0 | 2397270.7176
PPS | 7L20/7L228_(v1) | 1634 | 144 | 0 | Grande Prairie | 2545264.0745 | ATCO | 2016 | 0% | 1.197% | 2.4% | 2.4% | 2.4% | 2.4% | 2395520.8351 | 0 | 2395520.8351
PPS | 633L | 1636 | 138 | 0 | Athabasca/Lac | 357000.6134 | AltaLink | 2016 | 0% | 1.534% | 3.068% | 3.068% | 3.068% | 3.068% | 330288.6621 | 0 | 330288.6621
PPS | 1214L | 1655 | 500 | 0 | Fort McMurray | 816333.284 | AltaLink | 2018 | 0% | 0% | 0% | 1.534% | 3.068% | 3.068% | 803812.2157 | 803812.2157 | 0
OOM | New 7km s/c tap to 7L90 | 1722 | 144 | 0 | 0 | 5595520.8322 | ATCO | 2017 | 0% | 0% | 1.2% | 2.4% | 2.4% | 2.4% | 5395676.761 | 0 | 5395676.761
NID | 138kV line | 1456 | 138 | 0 | Calgary | 74119816.8948 | ENMAX | 2021 | 0% | 0% | 0% | 0% | 0% | 0% | 0 | 0 | 0
Planning | 144KV line | 1784 | 144 | 0 | Grande Prairie | 35000000 | ATCO | 2020 | 0% | 0% | 0% | 0% | 0% | 1.2% | 0 | 0 | 0
Planning | 144 kV line | 1785 | 144 | 0 | Grande Prairie | 40000000 | ATCO | 2020 | 0% | 0% | 0% | 0% | 0% | 1.2% | 0 | 0 | 0
Planning | 144kV line | 1781 | 144 | 0 | Central East | 150186554.5085 | AltaLink | 2021 | 0% | 0% | 0% | 0% | 0% | 0% | 0 | 0 | 0
Planning | 144KV line | 1781 | 144 | 0 | Central East | 43590130.4036 | ATCO | 2021 | 0% | 0% | 0% | 0% | 0% | 0% | 0 | 0 | 0
Planning | Competitive Process | 1590 | 500 | 0 | Ft McMurray | 0 | Average | 2019 | 0% | 0% | 0% | 0% | 1.373% | 2.746% | 0 | 0 | 0
[6 empty] | 5884356833.6936 | [8 empty] | 4912705603.2044 | 4170648806.338 | 697900439.6367
5369971822.5988

## Func Future Lines 2019
Inputs with sufficient data (Source: detailed cost estimates) | [9 empty] | Depreciation | [5 empty] | By voltage |  | 2019 Future line functionalization results (%)
2019 Future Assets Line Functionalization
SRC_TYPE | SCOPE | project | KV | LENGTH | area | Best estimate cost (including progress report updates, etc) | TFO for depreciation | Estimated In Service Year | 2015 | 2016 | 2017 | 2018 | 2019 | 2020 | Depreciated cost to 2019 | Bulk (500,240 kV) | Regional (138,144,69,72 kV) | Function | Bulk | Regional
PPS | 978L_(v1) | 479 | 240 | 0 | 0 | 43593801.1119 | AltaLink | 2019 | 0% | 0% | 0% | 0% | 1.534% | 3.068% | 42925151.4634 | 42925151.4634 | 0 | By Value | 4190249490.15 | 708339764.371
PPS | 600AL | 513 | 138 | 0 | 0 | 690724.365 | AltaLink | 2017 | 0% | 0% | 1.534% | 3.068% | 3.068% | 3.068% | 639042.1132 | 0 | 639042.1132 | By Percentage | 85.54% | 14.46%
PPS | 600L | 513 | 138 | 0 | 0 | 982953.904 | AltaLink | 2017 | 0% | 0% | 1.534% | 3.068% | 3.068% | 3.068% | 909406.0841 | 0 | 909406.0841
FINAL | 807L_942L_1061L (942L/1001L ) | 559 | 240 | 0 | Fort_Saskatchewan | 23861790.7504 | AltaLink | 2015 | 1.595% | 3.068% | 3.068% | 3.068% | 3.068% | 3.068% | 20729809.841 | 20729809.841 | 0 | Total Value of Future Lines | 4941683351.1502
FINAL | 942L temp | 559 | 240 | 0 | Fort_Saskatchewan | 121591.4583 | AltaLink | 2015 | 1.595% | 3.068% | 3.068% | 3.068% | 3.068% | 3.068% | 105631.9635 | 105631.9635 | 0
FINAL | 942L_943L mod | 559 | 138 | 0 | Fort_Saskatchewan | 1655001.6528 | AltaLink | 2015 | 1.595% | 3.068% | 3.068% | 3.068% | 3.068% | 3.068% | 1437774.3024 | 0 | 1437774.3024
PPS | New 100m 138kV line 130L | 580 | 138 | 0 | Fort_MacLeod | 1145283.5821 | AltaLink | 2019 | 0% | 0% | 0% | 0% | 1.534% | 3.068% | 1127717.0143 | 0 | 1127717.0143
FINAL | 1054L/1061L | 629 | 240 | 0 | 0 | 61619635.0065 | AltaLink | 2015 | 1.595% | 3.068% | 3.068% | 3.068% | 3.068% | 3.068% | 53531745.7739 | 53531745.7739 | 0
FINAL | 1058L | 629 | 240 | 0 | 0 | 2898036.7235 | AltaLink | 2015 | 1.595% | 3.068% | 3.068% | 3.068% | 3.068% | 3.068% | 2517654.7234 | 2517654.7234 | 0
FINAL | 1206L/1212L | 629 | 500 | 0 | 0 | 530866409.8629 | AltaLink | 2015 | 1.595% | 3.068% | 3.068% | 3.068% | 3.068% | 3.068% | 461187504.4319 | 461187504.4319 | 0
FINAL | 726L | 629 | 138 | 0 | 0 | 702156.8239 | AltaLink | 2015 | 1.595% | 3.068% | 3.068% | 3.068% | 3.068% | 3.068% | 609995.184 | 0 | 609995.184
FINAL | 731L | 629 | 138 | 0 | 0 | 504109.0386 | AltaLink | 2015 | 1.595% | 3.068% | 3.068% | 3.068% | 3.068% | 3.068% | 437942.1737 | 0 | 437942.1737
FINAL | 735L | 629 | 138 | 0 | 0 | 2727.7775 | AltaLink | 2015 | 1.595% | 3.068% | 3.068% | 3.068% | 3.068% | 3.068% | 2369.7429 | 0 | 2369.7429
FINAL | 746L | 629 | 138 | 0 | 0 | 227994.9241 | AltaLink | 2015 | 1.595% | 3.068% | 3.068% | 3.068% | 3.068% | 3.068% | 198069.4354 | 0 | 198069.4354
FINAL | 780L | 629 | 138 | 0 | 0 | 383859.967 | AltaLink | 2015 | 1.595% | 3.068% | 3.068% | 3.068% | 3.068% | 3.068% | 333476.4019 | 0 | 333476.4019
FINAL | 783L | 629 | 138 | 0 | 0 | 455201.9444 | AltaLink | 2015 | 1.595% | 3.068% | 3.068% | 3.068% | 3.068% | 3.068% | 395454.3833 | 0 | 395454.3833
FINAL | 874L | 629 | 138 | 0 | 0 | 17456.1458 | AltaLink | 2015 | 1.595% | 3.068% | 3.068% | 3.068% | 3.068% | 3.068% | 15164.9382 | 0 | 15164.9382
FINAL | 908L | 629 | 240 | 0 | 0 | 2529823.4404 | AltaLink | 2015 | 1.595% | 3.068% | 3.068% | 3.068% | 3.068% | 3.068% | 2197771.2989 | 2197771.2989 | 0
FINAL | 920/921L | 629 | 240 | 0 | 0 | 6789772.3581 | AltaLink | 2015 | 1.595% | 3.068% | 3.068% | 3.068% | 3.068% | 3.068% | 5898580.3421 | 5898580.3421 | 0
FINAL | 946L | 629 | 240 | 0 | 0 | 2351204.2775 | AltaLink | 2015 | 1.595% | 3.068% | 3.068% | 3.068% | 3.068% | 3.068% | 2042596.8059 | 2042596.8059 | 0
FINAL | 947L | 629 | 240 | 0 | 0 | 1685761.0564 | AltaLink | 2015 | 1.595% | 3.068% | 3.068% | 3.068% | 3.068% | 3.068% | 1464496.3784 | 1464496.3784 | 0
PPS | 9L12 | 635 | 240 | 0 | Hanna | 427021.6076 | ATCO | 2019 | 0% | 0% | 0% | 0% | 1.2% | 2.4% | 421896.9132 | 421896.9132 | 0
PPS | 9L38 & 9L94 | 635 | 240 | 0 | Hanna | 3545608.0809 | ATCO | 2019 | 0% | 0% | 0% | 0% | 1.2% | 2.4% | 3503057.1711 | 3503057.1711 | 0
PPS | 9L94 line version 2 | 678 | 240 | 0 | 0 | 17467872.448 | ATCO | 2019 | 0% | 0% | 0% | 0% | 1.2% | 2.4% | 17258240.1795 | 17258240.1795 | 0
PPS | 983L/1074L_(v1) | 693 | 240 | 0 | 0 | 1771692.0151 | AltaLink | 2019 | 0% | 0% | 0% | 0% | 1.534% | 3.068% | 1744517.4808 | 1744517.4808 | 0
PPS | 1003 UG | 719 | 240 | 0 | Calgary | 4216204.8011 | AltaLink | 2015 | 1.595% | 3.068% | 3.068% | 3.068% | 3.068% | 3.068% | 3662806.5635 | 3662806.5635 | 0
PPS | 1077L | 719 | 240 | 0 | Calgary | 5877049.5211 | AltaLink | 2015 | 1.595% | 3.068% | 3.068% | 3.068% | 3.068% | 3.068% | 5105657.0009 | 5105657.0009 | 0
PPS | 1077L UG | 719 | 240 | 0 | Calgary | 2258581.6201 | AltaLink | 2015 | 1.595% | 3.068% | 3.068% | 3.068% | 3.068% | 3.068% | 1962131.3415 | 1962131.3415 | 0
PPS | 138-2.80 | 719 | 138 | 0 | Calgary | 7170911.0868 | ENMAX | 2015 | 1.348% | 2.695% | 2.695% | 2.695% | 2.695% | 2.695% | 6341943.1219 | 0 | 6341943.1219
PPS | 138-23.80 | 719 | 138 | 0 | Calgary | 7724058.5663 | ENMAX | 2015 | 1.348% | 2.695% | 2.695% | 2.695% | 2.695% | 2.695% | 6831145.9318 | 0 | 6831145.9318
PPS | 2.80/2.81/2.82/2.83/833L U/G | 719 | 240 | 0 | Calgary | 5095063.3612 | ENMAX | 2015 | 1.348% | 2.695% | 2.695% | 2.695% | 2.695% | 2.695% | 4506066.4744 | 4506066.4744 | 0
PPS | 23.80L | 719 | 138 | 0 | Calgary | 18113.2394 | AltaLink | 2015 | 1.595% | 3.068% | 3.068% | 3.068% | 3.068% | 3.068% | 15735.785 | 0 | 15735.785
PPS | 850L | 719 | 138 | 0 | Calgary | 41799.7832 | AltaLink | 2015 | 1.595% | 3.068% | 3.068% | 3.068% | 3.068% | 3.068% | 36313.3499 | 0 | 36313.3499
PPS | 911L | 719 | 240 | 0 | Calgary | 613063.4873 | AltaLink | 2015 | 1.595% | 3.068% | 3.068% | 3.068% | 3.068% | 3.068% | 532595.7991 | 532595.7991 | 0
PPS | 911L UG | 719 | 240 | 0 | Calgary | 5403318.6446 | AltaLink | 2015 | 1.595% | 3.068% | 3.068% | 3.068% | 3.068% | 3.068% | 4694105.7017 | 4694105.7017 | 0
PPS | 916L | 719 | 240 | 0 | Calgary | 411031.2017 | AltaLink | 2015 | 1.595% | 3.068% | 3.068% | 3.068% | 3.068% | 3.068% | 357081.2744 | 357081.2744 | 0
PPS | 936L | 719 | 240 | 0 | Calgary | 73846.2837 | AltaLink | 2015 | 1.595% | 3.068% | 3.068% | 3.068% | 3.068% | 3.068% | 64153.5849 | 64153.5849 | 0
PPS | 937L | 719 | 240 | 0 | Calgary | 69666.3054 | AltaLink | 2015 | 1.595% | 3.068% | 3.068% | 3.068% | 3.068% | 3.068% | 60522.2499 | 60522.2499 | 0
PPS | 985 UG | 719 | 240 | 0 | Calgary | 4393157.2167 | AltaLink | 2015 | 1.595% | 3.068% | 3.068% | 3.068% | 3.068% | 3.068% | 3816533.0782 | 3816533.0782 | 0
PPS | 985/1003L | 719 | 240 | 0 | Calgary | 9552643.7925 | AltaLink | 2015 | 1.595% | 3.068% | 3.068% | 3.068% | 3.068% | 3.068% | 8298810.9053 | 8298810.9053 | 0
PPS | 985/1003L | 719 | 240 | 0 | Calgary | 9913515.2544 | AltaLink | 2015 | 1.595% | 3.068% | 3.068% | 3.068% | 3.068% | 3.068% | 8612316.1597 | 8612316.1597 | 0
PPS | Reconfigure 917L | 719 | 240 | 0 | Calgary | 540610.5297 | AltaLink | 2015 | 1.595% | 3.068% | 3.068% | 3.068% | 3.068% | 3.068% | 469652.6592 | 469652.6592 | 0
PPS | 1043L | 786 | 240 | 0 | edmonton | 33338680.2944 | AltaLink | 2016 | 0% | 1.534% | 3.068% | 3.068% | 3.068% | 3.068% | 29897984.3832 | 29897984.3832 | 0
PPS | 1043LB | 786 | 240 | 0 | edmonton | 8330617.7071 | AltaLink | 2016 | 0% | 1.534% | 3.068% | 3.068% | 3.068% | 3.068% | 7470861.9511 | 7470861.9511 | 0
PPS | 1045L/909L | 786 | 240 | 0 | edmonton | 289844.8739 | AltaLink | 2016 | 0% | 1.534% | 3.068% | 3.068% | 3.068% | 3.068% | 259931.6301 | 259931.6301 | 0
PPS | 190L / 903L | 786 | 240 | 0 | edmonton | 414192.415 | AltaLink | 2016 | 0% | 1.534% | 3.068% | 3.068% | 3.068% | 3.068% | 371445.9675 | 371445.9675 | 0
PPS | 902L | 786 | 240 | 0 | edmonton | 1003247.4189 | AltaLink | 2016 | 0% | 1.534% | 3.068% | 3.068% | 3.068% | 3.068% | 899707.9488 | 899707.9488 | 0
PPS | 902L / 913L | 786 | 240 | 0 | edmonton | 5049558.4465 | AltaLink | 2016 | 0% | 1.534% | 3.068% | 3.068% | 3.068% | 3.068% | 4528422.1883 | 4528422.1883 | 0
PPS | 902L / 913L | 786 | 240 | 0 | edmonton | 1156144.4203 | AltaLink | 2016 | 0% | 1.534% | 3.068% | 3.068% | 3.068% | 3.068% | 1036825.3188 | 1036825.3188 | 0
PPS | 902L T | 786 | 240 | 0 | edmonton | 74703.7333 | AltaLink | 2016 | 0% | 1.534% | 3.068% | 3.068% | 3.068% | 3.068% | 66993.9851 | 66993.9851 | 0
PPS | 904L AML | 786 | 240 | 0 | edmonton | 49162456.4331 | AltaLink | 2016 | 0% | 1.534% | 3.068% | 3.068% | 3.068% | 3.068% | 44088678.427 | 44088678.427 | 0
PPS | 904L EDTI | 786 | 240 | 0 | edmonton | 3984477.5 | EPCOR | 2016 | 0% | 1.153% | 2.306% | 2.306% | 2.306% | 2.306% | 3672254.8756 | 3672254.8756 | 0
PPS | 904L EDTI | 786 | 240 | 0 | edmonton | 3984477.5 | EPCOR | 2016 | 0% | 1.153% | 2.306% | 2.306% | 2.306% | 2.306% | 3672254.8756 | 3672254.8756 | 0
PPS | 908L/909L | 786 | 240 | 0 | edmonton | 3109824.4563 | AltaLink | 2016 | 0% | 1.534% | 3.068% | 3.068% | 3.068% | 3.068% | 2788877.1304 | 2788877.1304 | 0
PPS | 910L | 786 | 240 | 0 | northwest | 346386.2582 | ATCO | 2016 | 0% | 1.197% | 2.4% | 2.4% | 2.4% | 2.4% | 318182.7786 | 318182.7786 | 0
PPS | Jasper Tap | 786 | 240 | 0 | edmonton | 1657515.1532 | AltaLink | 2016 | 0% | 1.534% | 3.068% | 3.068% | 3.068% | 3.068% | 1486452.4248 | 1486452.4248 | 0
PPS | Jasper Tap | 786 | 240 | 0 | edmonton | 1321477.0395 | AltaLink | 2016 | 0% | 1.534% | 3.068% | 3.068% | 3.068% | 3.068% | 1185094.897 | 1185094.897 | 0
PPS | 7L180 | 803 | 138 | 0 | High_Level | 12917630.0794 | ATCO | 2017 | 0% | 0% | 1.2% | 2.4% | 2.4% | 2.4% | 12157300.7895 | 0 | 12157300.7895
PPS | 6L05 Dead End180 | 811 | 69 | 0 | central | 243484.3142 | ATCO | 2017 | 0% | 0% | 1.2% | 2.4% | 2.4% | 2.4% | 229152.8731 | 0 | 229152.8731
PPS | 7L1170 | 811 | 144 | 0 | central | 2439411.4218 | ATCO | 2017 | 0% | 0% | 1.2% | 2.4% | 2.4% | 2.4% | 2295828.1218 | 0 | 2295828.1218
PPS | 7L14/7L130180 | 811 | 144 | 0 | central | 14367348.9612 | ATCO | 2017 | 0% | 0% | 1.2% | 2.4% | 2.4% | 2.4% | 13521689.4891 | 0 | 13521689.4891
PPS | 7L140 | 811 | 144 | 0 | central | 6851824.4335 | ATCO | 2017 | 0% | 0% | 1.2% | 2.4% | 2.4% | 2.4% | 6448527.3292 | 0 | 6448527.3292
PPS | 7L157(180) | 811 | 144 | 0 | central | 918753.5614 | ATCO | 2017 | 0% | 0% | 1.2% | 2.4% | 2.4% | 2.4% | 864675.8987 | 0 | 864675.8987
PPS | 7L160(180) | 811 | 144 | 0 | central | 956623.0013 | ATCO | 2017 | 0% | 0% | 1.2% | 2.4% | 2.4% | 2.4% | 900316.3504 | 0 | 900316.3504
PPS | 7L530 | 811 | 144 | 0 | central | 2787898.7677 | ATCO | 2017 | 0% | 0% | 1.2% | 2.4% | 2.4% | 2.4% | 2623803.5678 | 0 | 2623803.5678
PPS | 7L7010 | 811 | 144 | 0 | central | 1203865.377 | ATCO | 2017 | 0% | 0% | 1.2% | 2.4% | 2.4% | 2.4% | 1133006.0861 | 0 | 1133006.0861
PPS | 7L74(180) | 811 | 144 | 0 | central | 17920449.2169 | ATCO | 2017 | 0% | 0% | 1.2% | 2.4% | 2.4% | 2.4% | 16865654.9284 | 0 | 16865654.9284
PPS | 7L7491 | 811 | 144 | 0 | central | 34201000 | ATCO | 2017 | 0% | 0% | 1.2% | 2.4% | 2.4% | 2.4% | 32187935.538 | 0 | 32187935.538
PPS | 7L83(180) | 811 | 144 | 0 | central | 7546228.6783 | ATCO | 2017 | 0% | 0% | 1.2% | 2.4% | 2.4% | 2.4% | 7102059.07 | 0 | 7102059.07
PPS | 7L87(180) | 811 | 144 | 0 | central | 12282104.8257 | ATCO | 2017 | 0% | 0% | 1.2% | 2.4% | 2.4% | 2.4% | 11559182.4332 | 0 | 11559182.4332
PPS | 7LA701180 | 811 | 144 | 0 | central | 3334547.5682 | ATCO | 2017 | 0% | 0% | 1.2% | 2.4% | 2.4% | 2.4% | 3138276.7221 | 0 | 3138276.7221
PPS | unknown line St.Paul | 811 | 0 | 0 | central | 45416104.0267 | ATCO | 2017 | 0% | 0% | 1.2% | 2.4% | 2.4% | 2.4% | 42742920.6398 | 0 | 0
PPS | 166L | 813 | 138 | 0 | Red_Deer | 583496.1304 | AltaLink | 2017 | 0% | 0% | 1.534% | 3.068% | 3.068% | 3.068% | 539837.0452 | 0 | 539837.0452
PPS | 417L/418L | 813 | 138 | 0 | Red_Deer | 1650657.1949 | AltaLink | 2017 | 0% | 0% | 1.534% | 3.068% | 3.068% | 3.068% | 1527149.6351 | 0 | 1527149.6351
PPS | 417L/418L | 813 | 138 | 0 | Red_Deer | 1827943.6298 | AltaLink | 2017 | 0% | 0% | 1.534% | 3.068% | 3.068% | 3.068% | 1691170.9202 | 0 | 1691170.9202
PPS | 419L/420L | 813 | 138 | 0 | Red_Deer | 8144848.6406 | AltaLink | 2017 | 0% | 0% | 1.534% | 3.068% | 3.068% | 3.068% | 7535424.4769 | 0 | 7535424.4769
PPS | 419L/420L | 813 | 138 | 0 | Red_Deer | 8079441.9947 | AltaLink | 2017 | 0% | 0% | 1.534% | 3.068% | 3.068% | 3.068% | 7474911.7698 | 0 | 7474911.7698
PPS | 421L/422L | 813 | 138 | 0 | Red_Deer | 3903744.023 | AltaLink | 2017 | 0% | 0% | 1.534% | 3.068% | 3.068% | 3.068% | 3611653.1517 | 0 | 3611653.1517
PPS | 421L/422L | 813 | 138 | 0 | Red_Deer | 3860713.3349 | AltaLink | 2017 | 0% | 0% | 1.534% | 3.068% | 3.068% | 3.068% | 3571842.1601 | 0 | 3571842.1601
PPS | 423L | 813 | 138 | 0 | Red_Deer | 27816758.0053 | AltaLink | 2017 | 0% | 0% | 1.534% | 3.068% | 3.068% | 3.068% | 25735417.365 | 0 | 25735417.365
PPS | 423L/784L shared route | 813 | 138 | 0 | Red_Deer | 2516434.6392 | AltaLink | 2017 | 0% | 0% | 1.534% | 3.068% | 3.068% | 3.068% | 2328146.7847 | 0 | 2328146.7847
PPS | 423L/80AL shared route | 813 | 138 | 0 | Red_Deer | 2922644.3347 | AltaLink | 2017 | 0% | 0% | 1.534% | 3.068% | 3.068% | 3.068% | 2703962.5448 | 0 | 2703962.5448
PPS | 444L | 813 | 138 | 0 | Red_Deer | 246135.5358 | AltaLink | 2017 | 0% | 0% | 1.534% | 3.068% | 3.068% | 3.068% | 227718.8716 | 0 | 227718.8716
PPS | 637L | 813 | 138 | 0 | Red_Deer | 17472564.2382 | AltaLink | 2017 | 0% | 0% | 1.534% | 3.068% | 3.068% | 3.068% | 16165209.9437 | 0 | 16165209.9437
PPS | 648L | 813 | 138 | 0 | Red_Deer | 16434659.5594 | AltaLink | 2017 | 0% | 0% | 1.534% | 3.068% | 3.068% | 3.068% | 15204964.6811 | 0 | 15204964.6811
PPS | 755L (427L) d/c section | 813 | 240 | 0 | Red_Deer | 22442935.4619 | AltaLink | 2017 | 0% | 0% | 1.534% | 3.068% | 3.068% | 3.068% | 20763681.7669 | 20763681.7669 | 0
PPS | 755L d/c monopole section | 813 | 240 | 0 | Red_Deer | 37092819.7459 | AltaLink | 2017 | 0% | 0% | 1.534% | 3.068% | 3.068% | 3.068% | 34317413.885 | 34317413.885 | 0
FINAL | 768L/778L | 813 | 138 | 0 | Red_Deer | 1301580.8109 | AltaLink | 2017 | 0% | 0% | 1.534% | 3.068% | 3.068% | 3.068% | 1204192.2857 | 0 | 1204192.2857
FINAL | 80L | 813 | 138 | 0 | Red_Deer | 629225.315 | AltaLink | 2017 | 0% | 0% | 1.534% | 3.068% | 3.068% | 3.068% | 582144.6228 | 0 | 582144.6228
PPS | 80L (GD) | 813 | 138 | 0 | Red_Deer | 442355.4735 | AltaLink | 2017 | 0% | 0% | 1.534% | 3.068% | 3.068% | 3.068% | 409256.9929 | 0 | 409256.9929
PPS | 80L North (425L) | 813 | 138 | 0 | Red_Deer | 14334305.1587 | AltaLink | 2017 | 0% | 0% | 1.534% | 3.068% | 3.068% | 3.068% | 13261765.6532 | 0 | 13261765.6532
PPS | 80L South (426L) | 813 | 138 | 0 | Red_Deer | 10724430.6086 | AltaLink | 2017 | 0% | 0% | 1.534% | 3.068% | 3.068% | 3.068% | 9921993.7011 | 0 | 9921993.7011
PPS | 80L underground | 813 | 138 | 0 | Red_Deer | 8701000 | AltaLink | 2017 | 0% | 0% | 1.534% | 3.068% | 3.068% | 3.068% | 8049962.7761 | 0 | 8049962.7761
PPS | 883L | 813 | 138 | 0 | Red_Deer | 2041375.8427 | AltaLink | 2017 | 0% | 0% | 1.534% | 3.068% | 3.068% | 3.068% | 1888633.4382 | 0 | 1888633.4382
PPS | 910L/1083L | 813 | 240 | 0 | Red_Deer | 1595577.9142 | AltaLink | 2017 | 0% | 0% | 1.534% | 3.068% | 3.068% | 3.068% | 1476191.566 | 1476191.566 | 0
PPS | 910L/1083L | 813 | 240 | 0 | Red_Deer | 1626560.0096 | AltaLink | 2017 | 0% | 0% | 1.534% | 3.068% | 3.068% | 3.068% | 1504855.4799 | 1504855.4799 | 0
PPS | 918L/1081L | 813 | 240 | 0 | Red_Deer | 1543941.0885 | AltaLink | 2017 | 0% | 0% | 1.534% | 3.068% | 3.068% | 3.068% | 1428418.3761 | 1428418.3761 | 0
PPS | 918L/1081L | 813 | 240 | 0 | Red_Deer | 1657542.105 | AltaLink | 2017 | 0% | 0% | 1.534% | 3.068% | 3.068% | 3.068% | 1533519.3938 | 1533519.3938 | 0
PPS | 929L/1082L | 813 | 240 | 0 | Red_Deer | 1650657.1949 | AltaLink | 2017 | 0% | 0% | 1.534% | 3.068% | 3.068% | 3.068% | 1527149.6351 | 1527149.6351 | 0
PPS | 929L/1082L | 813 | 240 | 0 | Red_Deer | 1645493.5123 | AltaLink | 2017 | 0% | 0% | 1.534% | 3.068% | 3.068% | 3.068% | 1522372.3161 | 1522372.3161 | 0
PPS | transmission line 166AL_(v2) | 813 | 138 | 0 | Red_Deer | 178318.6255 | AltaLink | 2017 | 0% | 0% | 1.534% | 3.068% | 3.068% | 3.068% | 164976.2438 | 0 | 164976.2438
PPS | transmission line 166L_(v2) | 813 | 138 | 0 | Red_Deer | 24543692.6728 | AltaLink | 2017 | 0% | 0% | 1.534% | 3.068% | 3.068% | 3.068% | 22707253.4655 | 0 | 22707253.4655
PPS | 1043L/1139L | 850 | 240 | 0 | edmonton | 15139710.0767 | AltaLink | 2017 | 0% | 0% | 1.534% | 3.068% | 3.068% | 3.068% | 14006907.546 | 14006907.546 | 0
PPS | 1140L/1112L | 850 | 240 | 0 | edmonton | 20197707.056 | AltaLink | 2017 | 0% | 0% | 1.534% | 3.068% | 3.068% | 3.068% | 18686448.6798 | 18686448.6798 | 0
PPS | 446L/452L/453L | 850 | 138 | 0 | edmonton | 19650687.4161 | AltaLink | 2017 | 0% | 0% | 1.534% | 3.068% | 3.068% | 3.068% | 18180358.835 | 0 | 18180358.835
PPS | 446L/453L | 850 | 138 | 0 | edmonton | 11579761.4997 | AltaLink | 2017 | 0% | 0% | 1.534% | 3.068% | 3.068% | 3.068% | 10713325.9428 | 0 | 10713325.9428
PPS | 452L 10km OPGW replacement | 850 | 138 | 0 | edmonton | 4288035.0625 | AltaLink | 2017 | 0% | 0% | 1.534% | 3.068% | 3.068% | 3.068% | 3967190.281 | 0 | 3967190.281
PPS | 454L/455L | 850 | 138 | 0 | edmonton | 7815341.976 | AltaLink | 2017 | 0% | 0% | 1.534% | 3.068% | 3.068% | 3.068% | 7230572.5766 | 0 | 7230572.5766
PPS | 739L | 850 | 138 | 0 | edmonton | 318689.2592 | AltaLink | 2017 | 0% | 0% | 1.534% | 3.068% | 3.068% | 3.068% | 294843.8885 | 0 | 294843.8885
PPS | 780L/174L | 850 | 138 | 0 | edmonton | 61607075.0134 | AltaLink | 2017 | 0% | 0% | 1.534% | 3.068% | 3.068% | 3.068% | 56997432.548 | 0 | 56997432.548
PPS | 780L/858L | 850 | 138 | 0 | edmonton | 6668353.194 | AltaLink | 2017 | 0% | 0% | 1.534% | 3.068% | 3.068% | 3.068% | 6169405.2395 | 0 | 6169405.2395
PPS | 790L/790AL | 850 | 138 | 0 | edmonton | 139024.4589 | AltaLink | 2017 | 0% | 0% | 1.534% | 3.068% | 3.068% | 3.068% | 128622.1951 | 0 | 128622.1951
PPS | 874L | 850 | 138 | 0 | edmonton | 187987.9028 | AltaLink | 2017 | 0% | 0% | 1.534% | 3.068% | 3.068% | 3.068% | 173922.0342 | 0 | 173922.0342
PPS | 910L/914L | 850 | 240 | 0 | edmonton | 14418523.7789 | AltaLink | 2017 | 0% | 0% | 1.534% | 3.068% | 3.068% | 3.068% | 13339682.7613 | 13339682.7613 | 0
PPS | 2.83L | 859 | 144 | 0 | 0 | 277558.4085 | ENMAX | 2015 | 1.348% | 2.695% | 2.695% | 2.695% | 2.695% | 2.695% | 245472.2445 | 0 | 245472.2445
PPS | 1037L/1038L | 882 | 240 | 0 | 0 | 175713694.5722 | AltaLink | 2015 | 1.595% | 3.068% | 3.068% | 3.068% | 3.068% | 3.068% | 152650382.071 | 152650382.071 | 0
PPS | 1037L/1038L | 882 | 240 | 0 | 0 | 175713694.5722 | AltaLink | 2015 | 1.595% | 3.068% | 3.068% | 3.068% | 3.068% | 3.068% | 152650382.071 | 152650382.071 | 0
PPS | 1048L/1049L | 882 | 240 | 0 | 0 | 1408640.4351 | AltaLink | 2015 | 1.595% | 3.068% | 3.068% | 3.068% | 3.068% | 3.068% | 1223749.2425 | 1223749.2425 | 0
PPS | 1048L/1049L | 882 | 240 | 0 | 0 | 1408640.4351 | AltaLink | 2015 | 1.595% | 3.068% | 3.068% | 3.068% | 3.068% | 3.068% | 1223749.2425 | 1223749.2425 | 0
PPS | 603L to Windy Flats 138S | 882 | 138 | 0 | 0 | 408645.456 | AltaLink | 2015 | 1.595% | 3.068% | 3.068% | 3.068% | 3.068% | 3.068% | 355008.6699 | 0 | 355008.6699
PPS | 608L - 138kV both s/c and d/c | 882 | 138 | 0 | 0 | 6799479.6584 | AltaLink | 2015 | 1.595% | 3.068% | 3.068% | 3.068% | 3.068% | 3.068% | 5907013.51 | 0 | 5907013.51
PPS | 608L - d/c 725BL | 882 | 138 | 0 | 0 | 2371991.3149 | AltaLink | 2015 | 1.595% | 3.068% | 3.068% | 3.068% | 3.068% | 3.068% | 2060655.4394 | 0 | 2060655.4394
PPS | 911L By-Pass | 882 | 240 | 0 | 0 | 11928878.2152 | AltaLink | 2015 | 1.595% | 3.068% | 3.068% | 3.068% | 3.068% | 3.068% | 10363152.523 | 10363152.523 | 0
PPS | 911L Crossing | 882 | 240 | 0 | 0 | 4366097.616 | AltaLink | 2015 | 1.595% | 3.068% | 3.068% | 3.068% | 3.068% | 3.068% | 3793025.1872 | 3793025.1872 | 0
PPS | 967L/968L | 882 | 240 | 0 | 0 | 1457386.3381 | AltaLink | 2015 | 1.595% | 3.068% | 3.068% | 3.068% | 3.068% | 3.068% | 1266096.9988 | 1266096.9988 | 0
PPS | 967L/968L | 882 | 240 | 0 | 0 | 1445486.0679 | AltaLink | 2015 | 1.595% | 3.068% | 3.068% | 3.068% | 3.068% | 3.068% | 1255758.6993 | 1255758.6993 | 0
PPS | Connection of 603L to 138S - 603L | 882 | 138 | 0 | 0 | 19309.4236 | AltaLink | 2015 | 1.595% | 3.068% | 3.068% | 3.068% | 3.068% | 3.068% | 16774.9639 | 0 | 16774.9639
PPS | Connection of 608L to 138S - 608AL | 882 | 138 | 0 | 0 | 34179.5132 | AltaLink | 2015 | 1.595% | 3.068% | 3.068% | 3.068% | 3.068% | 3.068% | 29693.2789 | 0 | 29693.2789
PPS | 600L | 888 | 138 | 0 | Medicine Hat | 428091.81 | AltaLink | 2016 | 0% | 1.534% | 3.068% | 3.068% | 3.068% | 3.068% | 383910.8848 | 0 | 383910.8848
PPS | 674L | 888 | 138 | 0 | Medicine Hat | 1327232.7397 | AltaLink | 2016 | 0% | 1.534% | 3.068% | 3.068% | 3.068% | 3.068% | 1190256.5841 | 0 | 1190256.5841
PPS | 675L/892L | 888 | 138 | 0 | Medicine Hat | 32638667.6185 | AltaLink | 2016 | 0% | 1.534% | 3.068% | 3.068% | 3.068% | 3.068% | 29270216.0413 | 0 | 29270216.0413
PPS | 675L/892L | 888 | 138 | 0 | Medicine Hat | 26144707.4279 | AltaLink | 2016 | 0% | 1.534% | 3.068% | 3.068% | 3.068% | 3.068% | 23446460.6122 | 0 | 23446460.6122
PPS | 676L/879L | 888 | 138 | 0 | Medicine Hat | 38066101.5005 | AltaLink | 2016 | 0% | 1.534% | 3.068% | 3.068% | 3.068% | 3.068% | 34137515.2868 | 0 | 34137515.2868
PPS | 676L/879L | 888 | 138 | 0 | Medicine Hat | 42259623.6947 | AltaLink | 2016 | 0% | 1.534% | 3.068% | 3.068% | 3.068% | 3.068% | 37898247.8643 | 0 | 37898247.8643
PPS | 9L19 and 9L28 | 948 | 240 | 0 | 0 | 9503247.7097 | ATCO | 2015 | 1.239% | 2.394% | 2.4% | 2.4% | 2.4% | 2.4% | 8516842.3128 | 8516842.3128 | 0
PPS | 1035L/1034L Tie-in180 | 961 | 240 | 0 | 0 | 12067928.3605 | AltaLink | 2015 | 1.595% | 3.068% | 3.068% | 3.068% | 3.068% | 3.068% | 10483951.6324 | 10483951.6324 | 0
PPS | 1053L crossing180 | 961 | 240 | 0 | 0 | 2180206.2 | AltaLink | 2015 | 1.595% | 3.068% | 3.068% | 3.068% | 3.068% | 3.068% | 1894043.0923 | 1894043.0923 | 0
PPS | 1206_1212L180 | 961 | 240 | 0 | 0 | 12147807.386 | AltaLink | 2015 | 1.595% | 3.068% | 3.068% | 3.068% | 3.068% | 3.068% | 10553346.1311 | 10553346.1311 | 0
PPS | 138 kV AC Lines180 | 961 | 138 | 0 | 0 | 386437.0466 | ATCO | 2015 | 1.239% | 2.394% | 2.4% | 2.4% | 2.4% | 2.4% | 346326.1709 | 0 | 346326.1709
PPS | 240 kV AC Lines 923L and XXXL180 | 961 | 240 | 0 | 0 | 24745691.1279 | ATCO | 2015 | 1.239% | 2.394% | 2.4% | 2.4% | 2.4% | 2.4% | 22177170.9729 | 22177170.9729 | 0
Final | 500 kV DC Transmission Line 13L50180 | 961 | 500 | 0 | 0 | 1297658759.5 | ATCO | 2015 | 1.239% | 2.394% | 2.4% | 2.4% | 2.4% | 2.4% | 1162966110.9556 | 1162966110.9556 | 0
PPS | 500kV AC 12L70 & 12L85180 | 961 | 500 | 0 | 0 | 22941771.3462 | ATCO | 2015 | 1.239% | 2.394% | 2.4% | 2.4% | 2.4% | 2.4% | 20560492.0443 | 20560492.0443 | 0
PPS | 923L/935L Tie-in180 | 961 | 240 | 0 | 0 | 9328355.2941 | AltaLink | 2015 | 1.595% | 3.068% | 3.068% | 3.068% | 3.068% | 3.068% | 8103961.4084 | 8103961.4084 | 0
PPS | 931L/933L crossing180 | 961 | 240 | 0 | 0 | 15784803.775 | AltaLink | 2015 | 1.595% | 3.068% | 3.068% | 3.068% | 3.068% | 3.068% | 13712968.3207 | 13712968.3207 | 0
PPS | 950L crossing180 | 961 | 240 | 0 | 0 | 4171061.3966 | AltaLink | 2015 | 1.595% | 3.068% | 3.068% | 3.068% | 3.068% | 3.068% | 3623588.4595 | 3623588.4595 | 0
PPS | 1113L 180 | 962 | 240 | 0 | 0 | 5050035.9456 | AltaLink | 2015 | 1.595% | 3.068% | 3.068% | 3.068% | 3.068% | 3.068% | 4387193.1465 | 4387193.1465 | 0
PPS | 1114L 180 | 962 | 240 | 0 | 0 | 508638.6786 | AltaLink | 2015 | 1.595% | 3.068% | 3.068% | 3.068% | 3.068% | 3.068% | 441877.2755 | 441877.2755 | 0
PPS | 1201L | 962 | 500 | 0 | 0 | 17806288.9798 | AltaLink | 2015 | 1.595% | 3.068% | 3.068% | 3.068% | 3.068% | 3.068% | 15469123.3523 | 15469123.3523 | 0
PPS | 1203L / 1238L / 1239L to 510S | 962 | 500 | 0 | northwest | 4282968.0875 | EPCOR | 2015 | 1.153% | 2.306% | 2.306% | 2.306% | 2.306% | 2.306% | 3856321.3003 | 3856321.3003 | 0
PPS | 1209L 330P to 89S | 962 | 500 | 0 | northwest | 7200931.5203 | EPCOR | 2015 | 1.153% | 2.306% | 2.306% | 2.306% | 2.306% | 2.306% | 6483612.5407 | 6483612.5407 | 0
PPS | 1323L / 1323AL | 962 | 500 | 0 | 0 | 5797511.6642 | AltaLink | 2015 | 1.595% | 3.068% | 3.068% | 3.068% | 3.068% | 3.068% | 5036558.8907 | 5036558.8907 | 0
PPS | 1323L / 1323AL | 962 | 500 | 0 | 0 | 5797512.9227 | AltaLink | 2015 | 1.595% | 3.068% | 3.068% | 3.068% | 3.068% | 3.068% | 5036559.9839 | 5036559.9839 | 0
PPS | 166L crossing180 | 962 | 138 | 0 | 0 | 1759.3379 | AltaLink | 2015 | 1.595% | 3.068% | 3.068% | 3.068% | 3.068% | 3.068% | 1528.4159 | 0 | 1528.4159
PPS | 189L crossing180 | 962 | 138 | 0 | 0 | 6009.1834 | AltaLink | 2015 | 1.595% | 3.068% | 3.068% | 3.068% | 3.068% | 3.068% | 5220.4477 | 0 | 5220.4477
PPS | 717L crossing180 | 962 | 138 | 0 | 0 | 649.3693 | AltaLink | 2015 | 1.595% | 3.068% | 3.068% | 3.068% | 3.068% | 3.068% | 564.1363 | 0 | 564.1363
PPS | 757L crossing180 | 962 | 138 | 0 | 0 | 36306.7941 | AltaLink | 2015 | 1.595% | 3.068% | 3.068% | 3.068% | 3.068% | 3.068% | 31541.3434 | 0 | 31541.3434
PPS | 809L re-route & in-out | 962 | 138 | 0 | northwest | 1102453.8091 | EPCOR | 2015 | 1.153% | 2.306% | 2.306% | 2.306% | 2.306% | 2.306% | 992633.1506 | 0 | 992633.1506
PPS | 80L crossing180 | 962 | 138 | 0 | 0 | 357.4048 | AltaLink | 2015 | 1.595% | 3.068% | 3.068% | 3.068% | 3.068% | 3.068% | 310.4936 | 0 | 310.4936
PPS | 906L / 928L 180 | 962 | 240 | 0 | 0 | 3139139.529 | AltaLink | 2015 | 1.595% | 3.068% | 3.068% | 3.068% | 3.068% | 3.068% | 2727111.5643 | 2727111.5643 | 0
PPS | 918L 180 | 962 | 240 | 0 | 0 | 2722397.9396 | AltaLink | 2015 | 1.595% | 3.068% | 3.068% | 3.068% | 3.068% | 3.068% | 2365069.4195 | 2365069.4195 | 0
PPS | 924L / 927L | 962 | 240 | 0 | 0 | 1942419.7748 | AltaLink | 2015 | 1.595% | 3.068% | 3.068% | 3.068% | 3.068% | 3.068% | 1687467.3399 | 1687467.3399 | 0
PPS | 925L / 929L 180 | 962 | 240 | 0 | 0 | 5765561.6855 | AltaLink | 2015 | 1.595% | 3.068% | 3.068% | 3.068% | 3.068% | 3.068% | 5008802.5084 | 5008802.5084 | 0
PPS | 936L / 937L | 962 | 240 | 0 | 0 | 2839515.9806 | AltaLink | 2015 | 1.595% | 3.068% | 3.068% | 3.068% | 3.068% | 3.068% | 2466815.1244 | 2466815.1244 | 0
`+/-5% | HVDC Line 1325L | 962 | 500 | 0 | 0 | 968825472.253 | AltaLink | 2015 | 1.595% | 3.068% | 3.068% | 3.068% | 3.068% | 3.068% | 841662221.3747 | 841662221.3747 | 0
PPS | 1099L180 | 1101 | 240 | 0 | Fort McMurray | 1698665.1251 | AltaLink | 2016 | 0% | 1.534% | 3.068% | 3.068% | 3.068% | 3.068% | 1523355.5418 | 1523355.5418 | 0
PPS | 1115L180 | 1101 | 240 | 0 | Fort McMurray | 84737752.6603 | AltaLink | 2016 | 0% | 1.534% | 3.068% | 3.068% | 3.068% | 3.068% | 75992450.311 | 75992450.311 | 0
PPS | 1116L 180 | 1101 | 240 | 0 | Fort McMurray | 87576930.8222 | AltaLink | 2016 | 0% | 1.534% | 3.068% | 3.068% | 3.068% | 3.068% | 78538613.0145 | 78538613.0145 | 0
PPS | 1117L 180 | 1101 | 240 | 0 | Fort McMurray | 191472515.6557 | AltaLink | 2016 | 0% | 1.534% | 3.068% | 3.068% | 3.068% | 3.068% | 171711724.4097 | 171711724.4097 | 0
PPS | 428L/457L 180 | 1101 | 138 | 0 | Fort McMurray | 2172995.8566 | AltaLink | 2016 | 0% | 1.534% | 3.068% | 3.068% | 3.068% | 3.068% | 1948733.2915 | 0 | 1948733.2915
PPS | 428L/457L 180 | 1101 | 138 | 0 | Fort McMurray | 2175159.2971 | AltaLink | 2016 | 0% | 1.534% | 3.068% | 3.068% | 3.068% | 3.068% | 1950673.4557 | 0 | 1950673.4557
PPS | 971L180 | 1101 | 240 | 0 | Fort McMurray | 1786314.2704 | AltaLink | 2016 | 0% | 1.534% | 3.068% | 3.068% | 3.068% | 3.068% | 1601958.9164 | 1601958.9164 | 0
PPS | line 9L930_v181 | 1101 | 240 | 0 | Fort McMurray | 4698744.2423 | ATCO | 2016 | 0% | 1.197% | 2.4% | 2.4% | 2.4% | 2.4% | 4316162.8489 | 4316162.8489 | 0
PPS | 1064L/1065L_(v180) | 1117 | 240 | 0 | Calgary | 22476180.1858 | AltaLink | 2015 | 1.595% | 3.068% | 3.068% | 3.068% | 3.068% | 3.068% | 19526067.682 | 19526067.682 | 0
PPS | 1064L/1065L_(v180) | 1117 | 240 | 0 | Calgary | 22476180.1858 | AltaLink | 2015 | 1.595% | 3.068% | 3.068% | 3.068% | 3.068% | 3.068% | 19526067.682 | 19526067.682 | 0
PPS | 1064L/1065L_(v180) | 1117 | 240 | 0 | Calgary | 17889351.245 | AltaLink | 2015 | 1.595% | 3.068% | 3.068% | 3.068% | 3.068% | 3.068% | 15541283.2745 | 15541283.2745 | 0
PPS | 1064L/1065L_(v180) | 1117 | 240 | 0 | Calgary | 17889351.245 | AltaLink | 2015 | 1.595% | 3.068% | 3.068% | 3.068% | 3.068% | 3.068% | 15541283.2745 | 15541283.2745 | 0
PPS | 1080L/1109L_180 | 1117 | 240 | 0 | Calgary | 2104869.8934 | AltaLink | 2015 | 1.595% | 3.068% | 3.068% | 3.068% | 3.068% | 3.068% | 1828595.0575 | 1828595.0575 | 0
Final | 1106L_180 | 1117 | 240 | 0 | 0 | 83540470.166 | AltaLink | 2015 | 1.595% | 3.068% | 3.068% | 3.068% | 3.068% | 3.068% | 72575360.2773 | 72575360.2773 | 0
Final | 1107L_180 | 1117 | 240 | 0 | 0 | 81881919.074 | AltaLink | 2015 | 1.595% | 3.068% | 3.068% | 3.068% | 3.068% | 3.068% | 71134502.4176 | 71134502.4176 | 0
PPS | 434L/646L_180 | 1117 | 138 | 0 | Calgary | 23035758.9452 | AltaLink | 2015 | 1.595% | 3.068% | 3.068% | 3.068% | 3.068% | 3.068% | 20012198.8946 | 0 | 20012198.8946
PPS | 434L/646L_180 | 1117 | 138 | 0 | Calgary | 23035758.9452 | AltaLink | 2015 | 1.595% | 3.068% | 3.068% | 3.068% | 3.068% | 3.068% | 20012198.8946 | 0 | 20012198.8946
PPS | 646L/850L_180 | 1117 | 138 | 0 | Calgary | 1379161.0197 | AltaLink | 2015 | 1.595% | 3.068% | 3.068% | 3.068% | 3.068% | 3.068% | 1198139.1496 | 0 | 1198139.1496
PPS | 727L salvage_180 | 1117 | 138 | 0 | Calgary | 58119.5418 | AltaLink | 2015 | 1.595% | 3.068% | 3.068% | 3.068% | 3.068% | 3.068% | 50491.0576 | 0 | 50491.0576
PPS | 727L temporary_180 | 1117 | 138 | 0 | Calgary | 113097.4868 | AltaLink | 2015 | 1.595% | 3.068% | 3.068% | 3.068% | 3.068% | 3.068% | 98252.8688 | 0 | 98252.8688
PPS | 727L/646L rebuild to d/c_180 | 1117 | 138 | 0 | Calgary | 10552623.8387 | AltaLink | 2015 | 1.595% | 3.068% | 3.068% | 3.068% | 3.068% | 3.068% | 9167538.5049 | 0 | 9167538.5049
PPS | 727L/646L rebuild to d/c_180 | 1117 | 138 | 0 | Calgary | 6925650.2686 | AltaLink | 2015 | 1.595% | 3.068% | 3.068% | 3.068% | 3.068% | 3.068% | 6016623.5886 | 0 | 6016623.5886
PPS | 850L temporary line_180 | 1117 | 240 | 0 | 0 | 6383232.2672 | AltaLink | 2015 | 1.595% | 3.068% | 3.068% | 3.068% | 3.068% | 3.068% | 5545400.6975 | 5545400.6975 | 0
PPS | 850L/911L salvage_180 | 1117 | 240 | 0 | 0 | 40534.5865 | AltaLink | 2015 | 1.595% | 3.068% | 3.068% | 3.068% | 3.068% | 3.068% | 35214.2167 | 35214.2167 | 0
PPS | 850L/911L_(v180) | 1117 | 240 | 0 | Calgary | 4954996.4948 | AltaLink | 2015 | 1.595% | 3.068% | 3.068% | 3.068% | 3.068% | 3.068% | 4304628.105 | 4304628.105 | 0
PPS | 850L/911L_(v180) | 1117 | 240 | 0 | Calgary | 6050519.4603 | AltaLink | 2015 | 1.595% | 3.068% | 3.068% | 3.068% | 3.068% | 3.068% | 5256358.1319 | 5256358.1319 | 0
PPS | 911L temporary line_180 | 1117 | 240 | 0 | 0 | 5690283.8596 | AltaLink | 2015 | 1.595% | 3.068% | 3.068% | 3.068% | 3.068% | 3.068% | 4943405.2786 | 4943405.2786 | 0
PPS | 936L/937L_(v180) | 1117 | 240 | 0 | Calgary | 5966110.3138 | AltaLink | 2015 | 1.595% | 3.068% | 3.068% | 3.068% | 3.068% | 3.068% | 5183028.1134 | 5183028.1134 | 0
PPS | 936L/937L_(v180) | 1117 | 240 | 0 | Calgary | 5966110.3138 | AltaLink | 2015 | 1.595% | 3.068% | 3.068% | 3.068% | 3.068% | 3.068% | 5183028.1134 | 5183028.1134 | 0
PPS | 937L UG_(v180) | 1117 | 240 | 0 | Calgary | 6197786.4819 | AltaLink | 2015 | 1.595% | 3.068% | 3.068% | 3.068% | 3.068% | 3.068% | 5384295.6109 | 5384295.6109 | 0
PPS | 7L167 Transmission Line | 1128 | 144 | 0 | Fort McMurray | 5836667.1107 | ATCO | 2015 | 1.239% | 2.394% | 2.4% | 2.4% | 2.4% | 2.4% | 5230840.5434 | 0 | 5230840.5434
PPS | 7L183 transmission line | 1128 | 144 | 0 | 0 | 9964313.8981 | ATCO | 2015 | 1.239% | 2.394% | 2.4% | 2.4% | 2.4% | 2.4% | 8930051.3695 | 0 | 8930051.3695
PPS | 9L08 and 9L76 240kV s/c line | 1180 | 240 | 0 | Fort McMurray | 0 | ATCO | 2100 | 0% | 0% | 0% | 0% | 0% | 0% | 0 | 0 | 0
PPS | 9L95 | 1180 | 240 | 0 | Fort McMurray | 0 | ATCO | 2100 | 0% | 0% | 0% | 0% | 0% | 0% | 0 | 0 | 0
PPS | Construction of 1.3km of 240kV in/out on H-frame, 9L57 & 9L74 180day | 1180 | 240 | 0 | Fort McMurray | 0 | ATCO | 2100 | 0% | 0% | 0% | 0% | 0% | 0% | 0 | 0 | 0
PPS | 9L01 | 1186 | 240 | 0 | Fort McMurray | 24561972.6236 | ATCO | 2018 | 0% | 0% | 0% | 1.2% | 2.4% | 2.4% | 23684741.5754 | 23684741.5754 | 0
PPS | 9L07 | 1186 | 240 | 0 | Fort McMurray | 5710678.2441 | ATCO | 2018 | 0% | 0% | 0% | 1.2% | 2.4% | 2.4% | 5506721.3251 | 5506721.3251 | 0
PPS | 9L112 | 1186 | 240 | 0 | Fort McMurray | 4958275.2427 | ATCO | 2018 | 0% | 0% | 0% | 1.2% | 2.4% | 2.4% | 4781190.4028 | 4781190.4028 | 0
PPS | 9L30 | 1186 | 240 | 0 | Fort McMurray | 24561820.8108 | ATCO | 2018 | 0% | 0% | 0% | 1.2% | 2.4% | 2.4% | 23684595.1846 | 23684595.1846 | 0
PPS | bypass 9L07/9L112 | 1186 | 240 | 0 | Fort McMurray | 424792.4385 | ATCO | 2018 | 0% | 0% | 0% | 1.2% | 2.4% | 2.4% | 409620.9732 | 409620.9732 | 0
PPS | 7L134 | 1250 | 138 | 0 | Lloydminster | 257636.3324 | ATCO | 2017 | 0% | 0% | 1.2% | 2.4% | 2.4% | 2.4% | 242471.9061 | 0 | 242471.9061
PPS | 7LA65 | 1250 | 138 | 0 | Lloydminster | 15341741.5228 | ATCO | 2017 | 0% | 0% | 1.2% | 2.4% | 2.4% | 2.4% | 14438729.4868 | 0 | 14438729.4868
PPS | 476L & 477L A | 1258 | 138 | 0 | Fort McMurray | 11720551.5459 | AltaLink | 2019 | 0% | 0% | 0% | 0% | 1.534% | 3.068% | 11540779.595 | 0 | 11540779.595
PPS | 476L & 477L B | 1258 | 138 | 0 | Fort McMurray | 11959135.4392 | AltaLink | 2019 | 0% | 0% | 0% | 0% | 1.534% | 3.068% | 11775704.0452 | 0 | 11775704.0452
PPS | 172L/463L[v180] | 1260 | 138 | 0 | Lethbridge | 2113680.3026 | ENMAX | 2016 | 0% | 1.348% | 2.695% | 2.695% | 2.695% | 2.695% | 1921110.334 | 0 | 1921110.334
PPS | line 172L | 1260 | 138 | 0 | Lethbridge | 605625.1917 | AltaLink | 2016 | 0% | 1.534% | 3.068% | 3.068% | 3.068% | 3.068% | 543122.0541 | 0 | 543122.0541
PPS | line 464L | 1263 | 138 | 0 | Red_Deer | 763058.8235 | AltaLink | 2016 | 0% | 1.534% | 3.068% | 3.068% | 3.068% | 3.068% | 684307.8547 | 0 | 684307.8547
PPS | line 768L | 1263 | 138 | 0 | Red_Deer | 763058.8235 | AltaLink | 2016 | 0% | 1.534% | 3.068% | 3.068% | 3.068% | 3.068% | 684307.8547 | 0 | 684307.8547
PPS | line 778L | 1263 | 138 | 0 | Red_Deer | 331764.7059 | AltaLink | 2016 | 0% | 1.534% | 3.068% | 3.068% | 3.068% | 3.068% | 297525.1542 | 0 | 297525.1542
PPS | in and out of line 9L07 and 9L89 from lune 9L07 at Dawes Sub_180 | 1267 | 240 | 0 | 0 | 6518260.7905 | ATCO | 2015 | 1.239% | 2.394% | 2.4% | 2.4% | 2.4% | 2.4% | 5841687.0739 | 5841687.0739 | 0
PPS | new line 7L170_180 | 1267 | 144 | 0 | 0 | 3456133.2958 | ATCO | 2015 | 1.239% | 2.394% | 2.4% | 2.4% | 2.4% | 2.4% | 3097398.1939 | 0 | 3097398.1939
PPS | 1135L/1136L preferred | 1287 | 240 | 0 | 0 | 28342949.8061 | AltaLink | 2019 | 0% | 0% | 0% | 0% | 1.534% | 3.068% | 27908220.4881 | 27908220.4881 | 0
PPS | Line 9L930 | 1287 | 240 | 0 | 0 | 1903119.3554 | ATCO | 2019 | 0% | 0% | 0% | 0% | 1.2% | 2.4% | 1880279.9839 | 1880279.9839 | 0
PPS | 138kv s/c line 621L | 1289 | 138 | 0 | edmonton | 1490787.1126 | AltaLink | 2017 | 0% | 0% | 1.534% | 3.068% | 3.068% | 3.068% | 1379241.5542 | 0 | 1379241.5542
PPS | Rerouting 815L | 1289 | 138 | 0 | edmonton | 437379.69 | AltaLink | 2017 | 0% | 0% | 1.534% | 3.068% | 3.068% | 3.068% | 404653.5138 | 0 | 404653.5138
PPS | 7LA106 new line | 1290 | 144 | 0 | Peace_River | 5368376.5325 | ATCO | 2018 | 0% | 0% | 0% | 1.2% | 2.4% | 2.4% | 5176644.9218 | 0 | 5176644.9218
PPS | 138-162.81L | 1314 | 138 | 0 | Fort McMurray | 334297.2739 | ENMAX | 2015 | 1.348% | 2.695% | 2.695% | 2.695% | 2.695% | 2.695% | 295652.0128 | 0 | 295652.0128
PPS | Two 240kV lines 9L124 ¦ 9L139 | 1321 | 240 | 0 | Peace_River | 39192318.193 | ATCO | 2017 | 0% | 0% | 1.2% | 2.4% | 2.4% | 2.4% | 36885465.6759 | 36885465.6759 | 0
PPS | 675L | 1326 | 138 | 0 | 0 | 174412.2846 | AltaLink | 2017 | 0% | 0% | 1.534% | 3.068% | 3.068% | 3.068% | 161362.1881 | 0 | 161362.1881
PPS | 880L | 1326 | 138 | 0 | 0 | 450149.8011 | AltaLink | 2017 | 0% | 0% | 1.534% | 3.068% | 3.068% | 3.068% | 416468.1235 | 0 | 416468.1235
PPS | 882L | 1326 | 138 | 0 | 0 | 292348.2103 | AltaLink | 2017 | 0% | 0% | 1.534% | 3.068% | 3.068% | 3.068% | 270473.7629 | 0 | 270473.7629
PPS | New 100m 475L_(v1) | 1336 | 138 | 0 | Strathmore_Blackie | 623924.5133 | AltaLink | 2018 | 0% | 0% | 0% | 1.534% | 3.068% | 3.068% | 595508.4791 | 0 | 595508.4791
PPS | line 1071L | 1343 | 240 | 0 | 0 | 19796706.1821 | AltaLink | 2015 | 1.595% | 3.068% | 3.068% | 3.068% | 3.068% | 3.068% | 17198288.2143 | 17198288.2143 | 0
PPS | line 624L | 1343 | 138 | 0 | 0 | 3112543.7968 | AltaLink | 2015 | 1.595% | 3.068% | 3.068% | 3.068% | 3.068% | 3.068% | 2704006.6567 | 0 | 2704006.6567
PPS | line 893AL | 1343 | 138 | 0 | 0 | 39755.7483 | AltaLink | 2015 | 1.595% | 3.068% | 3.068% | 3.068% | 3.068% | 3.068% | 34537.605 | 0 | 34537.605
PPS | line 893L stage 1 | 1343 | 138 | 0 | 0 | 4325094.1211 | AltaLink | 2015 | 1.595% | 3.068% | 3.068% | 3.068% | 3.068% | 3.068% | 3757403.6087 | 0 | 3757403.6087
PPS | line 893L stage 2 | 1343 | 138 | 0 | 0 | 57171.6221 | AltaLink | 2015 | 1.595% | 3.068% | 3.068% | 3.068% | 3.068% | 3.068% | 49667.5571 | 0 | 49667.5571
PPS | line 994L | 1343 | 240 | 0 | 0 | 18544400.1095 | AltaLink | 2015 | 1.595% | 3.068% | 3.068% | 3.068% | 3.068% | 3.068% | 16110353.6573 | 16110353.6573 | 0
PPS | Line 9L32 | 1348 | 240 | 0 | 0 | 1573745.9004 | ATCO | 2016 | 0% | 1.197% | 2.4% | 2.4% | 2.4% | 2.4% | 1445608.2814 | 1445608.2814 | 0
FINAL | 732AL | 1349 | 138 | 0 | Wetaskiwin | 696425.9855 | AltaLink | 2015 | 1.595% | 3.068% | 3.068% | 3.068% | 3.068% | 3.068% | 605016.5471 | 0 | 605016.5471
PPS | 26.81L | 1354 | 138 | 0 | Calgary | 5392.2554 | ENMAX | 2017 | 0% | 0% | 1.348% | 2.695% | 2.695% | 2.695% | 5036.7276 | 0 | 5036.7276
PPS | 41.84L | 1354 | 138 | 0 | Calgary | 10940358.32 | ENMAX | 2017 | 0% | 0% | 1.348% | 2.695% | 2.695% | 2.695% | 10219027.2468 | 0 | 10219027.2468
PPS | 54.81L | 1354 | 138 | 0 | Calgary | 9176948.6694 | ENMAX | 2017 | 0% | 0% | 1.348% | 2.695% | 2.695% | 2.695% | 8571884.5538 | 0 | 8571884.5538
NID | 807L 138kV 1km_(Alt3) | 1381 | 138 | 0 | Fort_Saskatchewan | 2854379.6561 | AltaLink | 2019 | 0% | 0% | 0% | 0% | 1.534% | 3.068% | 2810598.6619 | 0 | 2810598.6619
NID | 942L 240kV in/out 0.5km_(Alt3) | 1381 | 240 | 0 | Fort_Saskatchewan | 534701.5537 | AltaLink | 2019 | 0% | 0% | 0% | 0% | 1.534% | 3.068% | 526500.204 | 526500.204 | 0
PPS | 971AL | 1404 | 240 | 0 | Fort McMurray | 33123608.6999 | AltaLink | 2017 | 0% | 0% | 1.534% | 3.068% | 3.068% | 3.068% | 30645192.1668 | 30645192.1668 | 0
PPS | New 50m 144kV s/c line 7LB65 | 1410 | 144 | 0 | central | 1252661.4598 | ATCO | 2017 | 0% | 0% | 1.2% | 2.4% | 2.4% | 2.4% | 1178930.0407 | 0 | 1178930.0407
PPS | Phase1 1120L | 1421 | 240 | 0 | Fort_Saskatchewan | 539203.1474 | AltaLink | 2019 | 0% | 0% | 0% | 0% | 1.534% | 3.068% | 530932.7514 | 530932.7514 | 0
PPS | Phase1 1181L | 1421 | 240 | 0 | Fort_Saskatchewan | 19967023.2561 | AltaLink | 2019 | 0% | 0% | 0% | 0% | 1.534% | 3.068% | 19660765.4227 | 19660765.4227 | 0
PPS | Phase1 807L | 1421 | 240 | 0 | Fort_Saskatchewan | 499439.5803 | AltaLink | 2019 | 0% | 0% | 0% | 0% | 1.534% | 3.068% | 491779.0852 | 491779.0852 | 0
PPS | Phase1 856L/776L/857L | 1421 | 240 | 0 | Fort_Saskatchewan | 152011.1101 | AltaLink | 2019 | 0% | 0% | 0% | 0% | 1.534% | 3.068% | 149679.536 | 149679.536 | 0
PPS | Phase2 1120L | 1421 | 240 | 0 | Fort_Saskatchewan | 552930.9317 | AltaLink | 2019 | 0% | 0% | 0% | 0% | 1.534% | 3.068% | 544449.9765 | 544449.9765 | 0
PPS | Phase2 1182L | 1421 | 240 | 0 | Fort_Saskatchewan | 19778650.6475 | AltaLink | 2019 | 0% | 0% | 0% | 0% | 1.534% | 3.068% | 19475282.1073 | 19475282.1073 | 0
PPS | Phase2 942L/1131L | 1421 | 240 | 0 | Fort_Saskatchewan | 987104.9763 | AltaLink | 2019 | 0% | 0% | 0% | 0% | 1.534% | 3.068% | 971964.5807 | 971964.5807 | 0
PPS | Phase2 997L | 1421 | 240 | 0 | Fort_Saskatchewan | 339650.7204 | AltaLink | 2019 | 0% | 0% | 0% | 0% | 1.534% | 3.068% | 334441.0959 | 334441.0959 | 0
PPS | 215AL | 1442 | 138 | 0 | Edmonton | 1662085.6643 | AltaLink | 2019 | 0% | 0% | 0% | 0% | 1.534% | 3.068% | 1636592.2922 | 0 | 1636592.2922
PPS | 745L | 1460 | 138 | 0 | Hinton_Edson | 1744293.0519 | AltaLink | 2019 | 0% | 0% | 0% | 0% | 1.534% | 3.068% | 1717538.7679 | 0 | 1717538.7679
PPS | Line 9L144 | 1482 | 240 | 0 | 0 | 2696306.3909 | ATCO | 2016 | 0% | 1.197% | 2.4% | 2.4% | 2.4% | 2.4% | 2476767.5943 | 2476767.5943 | 0
PPS | Line 9L57 | 1482 | 240 | 0 | 0 | 1212513.1677 | ATCO | 2016 | 0% | 1.197% | 2.4% | 2.4% | 2.4% | 2.4% | 1113787.8587 | 1113787.8587 | 0
PPS | v180 - Retermination of 0.025km138kV 719L | 1494 | 138 | 0 | Caroline | 51687.5931 | AltaLink | 2015 | 1.595% | 3.068% | 3.068% | 3.068% | 3.068% | 3.068% | 44903.3347 | 0 | 44903.3347
PPS | line upgrade | 1503 | 25 | 0 | Fort_Saskatchewan | 391589.7436 | AltaLink | 2016 | 0% | 1.534% | 3.068% | 3.068% | 3.068% | 3.068% | 351175.9894 | 0 | 0
PPS | 685L/854L 60m in/out line | 1515 | 138 | 0 | Fox_Creek | 1401330.1096 | AltaLink | 2016 | 0% | 1.534% | 3.068% | 3.068% | 3.068% | 3.068% | 1256706.7851 | 0 | 1256706.7851
PPS | 949L | 1533 | 240 | 0 | 0 | 9435771 | AltaLink | 2017 | 0% | 0% | 1.534% | 3.068% | 3.068% | 3.068% | 8729755.8112 | 8729755.8112 | 0
PPS | 949L | 1533 | 240 | 0 | 0 | 130006.5488 | AltaLink | 2017 | 0% | 0% | 1.534% | 3.068% | 3.068% | 3.068% | 120279.0344 | 120279.0344 | 0
PPS | 769BL | 1558 | 138 | 0 | Wainwright | 3292161.5303 | AltaLink | 2018 | 0% | 0% | 0% | 1.534% | 3.068% | 3.068% | 3142223.2404 | 0 | 3142223.2404
PPS | 769L | 1558 | 138 | 0 | Wainwright | 96108.7496 | AltaLink | 2018 | 0% | 0% | 0% | 1.534% | 3.068% | 3.068% | 91731.5702 | 0 | 91731.5702
PPS | 7L05 | 1570 | 138 | 0 | Fort McMurray | 304434.2697 | ATCO | 2017 | 0% | 0% | 1.2% | 2.4% | 2.4% | 2.4% | 286515.3255 | 0 | 286515.3255
PPS | 704L | 1594 | 138 | 0 | 0 | 14086571.0904 | AltaLink | 2018 | 0% | 0% | 0% | 1.534% | 3.068% | 3.068% | 13445011.9322 | 0 | 13445011.9322
PPS | 7LA10 | 1618 | 144 | 0 | 0 | 994089.5004 | ATCO | 2017 | 0% | 0% | 1.2% | 2.4% | 2.4% | 2.4% | 935577.5783 | 0 | 935577.5783
PPS | 7L20/7L228_(v1) | 1634 | 144 | 0 | Grande Prairie | 2547123.3416 | ATCO | 2016 | 0% | 1.197% | 2.4% | 2.4% | 2.4% | 2.4% | 2339731.3349 | 0 | 2339731.3349
PPS | 7L20/7L228_(v1) | 1634 | 144 | 0 | Grande Prairie | 2545264.0745 | ATCO | 2016 | 0% | 1.197% | 2.4% | 2.4% | 2.4% | 2.4% | 2338023.4531 | 0 | 2338023.4531
PPS | 633L | 1636 | 138 | 0 | Athabasca/Lac | 357000.6134 | AltaLink | 2016 | 0% | 1.534% | 3.068% | 3.068% | 3.068% | 3.068% | 320156.607 | 0 | 320156.607
PPS | 1214L | 1655 | 500 | 0 | Fort McMurray | 816333.284 | AltaLink | 2018 | 0% | 0% | 0% | 1.534% | 3.068% | 3.068% | 779154.1798 | 779154.1798 | 0
OOM | New 7km s/c tap to 7L90 | 1722 | 144 | 0 | 0 | 5595520.8322 | ATCO | 2017 | 0% | 0% | 1.2% | 2.4% | 2.4% | 2.4% | 5266169.5227 | 0 | 5266169.5227
NID | 138kV line | 1456 | 138 | 0 | Calgary | 74119816.8948 | ENMAX | 2021 | 0% | 0% | 0% | 0% | 0% | 0% | 0 | 0 | 0
Planning | 144KV line | 1784 | 144 | 0 | Grande Prairie | 35000000 | ATCO | 2020 | 0% | 0% | 0% | 0% | 0% | 1.2% | 0 | 0 | 0
Planning | 144 kV line | 1785 | 144 | 0 | Grande Prairie | 40000000 | ATCO | 2020 | 0% | 0% | 0% | 0% | 0% | 1.2% | 0 | 0 | 0
Planning | 144kV line | 1781 | 144 | 0 | Central East | 150186554.5085 | AltaLink | 2021 | 0% | 0% | 0% | 0% | 0% | 0% | 0 | 0 | 0
Planning | 144KV line | 1781 | 144 | 0 | Central East | 43590130.4036 | ATCO | 2021 | 0% | 0% | 0% | 0% | 0% | 0% | 0 | 0 | 0
Planning | Competitive Process | 1590 | 500 | 0 | Ft McMurray | 0 | Average | 2019 | 0% | 0% | 0% | 0% | 1.373% | 2.746% | 0 | 0 | 0
[6 empty] | 5884356833.6936 | [8 empty] | 4941683351.1502 | 4190249490.15 | 708339764.371
5541460331.8866

## Func Future Lines 2020
Inputs with sufficient data (Source: detailed cost estimates) | [9 empty] | Depreciation | [5 empty] | By voltage |  | 2020 Future line functionalization results (%)
2020 Future Assets Line Functionalization
SRC_TYPE | SCOPE | project | KV | LENGTH | area | Best estimate cost (including progress report updates, etc) | TFO for depreciation | Estimated In Service Year | 2015 | 2016 | 2017 | 2018 | 2019 | 2020 | Depreciated cost to 2020 | Bulk (500,240 kV) | Regional (138,144,69,72 kV) | Function | Bulk | Regional
PPS | 978L_(v1) | 479 | 240 | 0 | 0 | 43593801.1119 | AltaLink | 2019 | 0% | 0% | 0% | 0% | 1.534% | 3.068% | 41608363.9063 | 41608363.9063 | 0 | By Value | 4070854597.8236 | 761919711.1861
PPS | 600AL | 513 | 138 | 0 | 0 | 690724.365 | AltaLink | 2017 | 0% | 0% | 1.534% | 3.068% | 3.068% | 3.068% | 619438.6249 | 0 | 619438.6249 | By Percentage | 84.23% | 15.77%
PPS | 600L | 513 | 138 | 0 | 0 | 982953.904 | AltaLink | 2017 | 0% | 0% | 1.534% | 3.068% | 3.068% | 3.068% | 881508.8124 | 0 | 881508.8124
FINAL | 807L_942L_1061L (942L/1001L ) | 559 | 240 | 0 | Fort_Saskatchewan | 23861790.7504 | AltaLink | 2015 | 1.595% | 3.068% | 3.068% | 3.068% | 3.068% | 3.068% | 20093894.6554 | 20093894.6554 | 0 | Total Value of Future Lines | 4874831715.6342
FINAL | 942L temp | 559 | 240 | 0 | Fort_Saskatchewan | 121591.4583 | AltaLink | 2015 | 1.595% | 3.068% | 3.068% | 3.068% | 3.068% | 3.068% | 102391.559 | 102391.559 | 0
FINAL | 942L_943L mod | 559 | 138 | 0 | Fort_Saskatchewan | 1655001.6528 | AltaLink | 2015 | 1.595% | 3.068% | 3.068% | 3.068% | 3.068% | 3.068% | 1393668.615 | 0 | 1393668.615
PPS | New 100m 138kV line 130L | 580 | 138 | 0 | Fort_MacLeod | 1145283.5821 | AltaLink | 2019 | 0% | 0% | 0% | 0% | 1.534% | 3.068% | 1093122.757 | 0 | 1093122.757
FINAL | 1054L/1061L | 629 | 240 | 0 | 0 | 61619635.0065 | AltaLink | 2015 | 1.595% | 3.068% | 3.068% | 3.068% | 3.068% | 3.068% | 51889586.4723 | 51889586.4723 | 0
FINAL | 1058L | 629 | 240 | 0 | 0 | 2898036.7235 | AltaLink | 2015 | 1.595% | 3.068% | 3.068% | 3.068% | 3.068% | 3.068% | 2440422.2315 | 2440422.2315 | 0
FINAL | 1206L/1212L | 629 | 500 | 0 | 0 | 530866409.8629 | AltaLink | 2015 | 1.595% | 3.068% | 3.068% | 3.068% | 3.068% | 3.068% | 447039948.8231 | 447039948.8231 | 0
FINAL | 726L | 629 | 138 | 0 | 0 | 702156.8239 | AltaLink | 2015 | 1.595% | 3.068% | 3.068% | 3.068% | 3.068% | 3.068% | 591282.7499 | 0 | 591282.7499
FINAL | 731L | 629 | 138 | 0 | 0 | 504109.0386 | AltaLink | 2015 | 1.595% | 3.068% | 3.068% | 3.068% | 3.068% | 3.068% | 424507.7003 | 0 | 424507.7003
FINAL | 735L | 629 | 138 | 0 | 0 | 2727.7775 | AltaLink | 2015 | 1.595% | 3.068% | 3.068% | 3.068% | 3.068% | 3.068% | 2297.0478 | 0 | 2297.0478
FINAL | 746L | 629 | 138 | 0 | 0 | 227994.9241 | AltaLink | 2015 | 1.595% | 3.068% | 3.068% | 3.068% | 3.068% | 3.068% | 191993.3854 | 0 | 191993.3854
FINAL | 780L | 629 | 138 | 0 | 0 | 383859.967 | AltaLink | 2015 | 1.595% | 3.068% | 3.068% | 3.068% | 3.068% | 3.068% | 323246.5585 | 0 | 323246.5585
FINAL | 783L | 629 | 138 | 0 | 0 | 455201.9444 | AltaLink | 2015 | 1.595% | 3.068% | 3.068% | 3.068% | 3.068% | 3.068% | 383323.2809 | 0 | 383323.2809
FINAL | 874L | 629 | 138 | 0 | 0 | 17456.1458 | AltaLink | 2015 | 1.595% | 3.068% | 3.068% | 3.068% | 3.068% | 3.068% | 14699.7331 | 0 | 14699.7331
FINAL | 908L | 629 | 240 | 0 | 0 | 2529823.4404 | AltaLink | 2015 | 1.595% | 3.068% | 3.068% | 3.068% | 3.068% | 3.068% | 2130351.6672 | 2130351.6672 | 0
FINAL | 920/921L | 629 | 240 | 0 | 0 | 6789772.3581 | AltaLink | 2015 | 1.595% | 3.068% | 3.068% | 3.068% | 3.068% | 3.068% | 5717633.3464 | 5717633.3464 | 0
FINAL | 946L | 629 | 240 | 0 | 0 | 2351204.2775 | AltaLink | 2015 | 1.595% | 3.068% | 3.068% | 3.068% | 3.068% | 3.068% | 1979937.3634 | 1979937.3634 | 0
FINAL | 947L | 629 | 240 | 0 | 0 | 1685761.0564 | AltaLink | 2015 | 1.595% | 3.068% | 3.068% | 3.068% | 3.068% | 3.068% | 1419570.9549 | 1419570.9549 | 0
PPS | 9L12 | 635 | 240 | 0 | Hanna | 427021.6076 | ATCO | 2019 | 0% | 0% | 0% | 0% | 1.2% | 2.4% | 411770.5275 | 411770.5275 | 0
PPS | 9L38 & 9L94 | 635 | 240 | 0 | Hanna | 3545608.0809 | ATCO | 2019 | 0% | 0% | 0% | 0% | 1.2% | 2.4% | 3418976.66 | 3418976.66 | 0
PPS | 9L94 line version 2 | 678 | 240 | 0 | 0 | 17467872.448 | ATCO | 2019 | 0% | 0% | 0% | 0% | 1.2% | 2.4% | 16844007.2442 | 16844007.2442 | 0
PPS | 983L/1074L_(v1) | 693 | 240 | 0 | 0 | 1771692.0151 | AltaLink | 2019 | 0% | 0% | 0% | 0% | 1.534% | 3.068% | 1691002.0282 | 1691002.0282 | 0
PPS | 1003 UG | 719 | 240 | 0 | Calgary | 4216204.8011 | AltaLink | 2015 | 1.595% | 3.068% | 3.068% | 3.068% | 3.068% | 3.068% | 3550444.9773 | 3550444.9773 | 0
PPS | 1077L | 719 | 240 | 0 | Calgary | 5877049.5211 | AltaLink | 2015 | 1.595% | 3.068% | 3.068% | 3.068% | 3.068% | 3.068% | 4949034.01 | 4949034.01 | 0
PPS | 1077L UG | 719 | 240 | 0 | Calgary | 2258581.6201 | AltaLink | 2015 | 1.595% | 3.068% | 3.068% | 3.068% | 3.068% | 3.068% | 1901940.2869 | 1901940.2869 | 0
PPS | 138-2.80 | 719 | 138 | 0 | Calgary | 7170911.0868 | ENMAX | 2015 | 1.348% | 2.695% | 2.695% | 2.695% | 2.695% | 2.695% | 6171025.4833 | 0 | 6171025.4833
PPS | 138-23.80 | 719 | 138 | 0 | Calgary | 7724058.5663 | ENMAX | 2015 | 1.348% | 2.695% | 2.695% | 2.695% | 2.695% | 2.695% | 6647044.1023 | 0 | 6647044.1023
PPS | 2.80/2.81/2.82/2.83/833L U/G | 719 | 240 | 0 | Calgary | 5095063.3612 | ENMAX | 2015 | 1.348% | 2.695% | 2.695% | 2.695% | 2.695% | 2.695% | 4384626.369 | 4384626.369 | 0
PPS | 23.80L | 719 | 138 | 0 | Calgary | 18113.2394 | AltaLink | 2015 | 1.595% | 3.068% | 3.068% | 3.068% | 3.068% | 3.068% | 15253.0683 | 0 | 15253.0683
PPS | 850L | 719 | 138 | 0 | Calgary | 41799.7832 | AltaLink | 2015 | 1.595% | 3.068% | 3.068% | 3.068% | 3.068% | 3.068% | 35199.3884 | 0 | 35199.3884
PPS | 911L | 719 | 240 | 0 | Calgary | 613063.4873 | AltaLink | 2015 | 1.595% | 3.068% | 3.068% | 3.068% | 3.068% | 3.068% | 516257.6966 | 516257.6966 | 0
PPS | 911L UG | 719 | 240 | 0 | Calgary | 5403318.6446 | AltaLink | 2015 | 1.595% | 3.068% | 3.068% | 3.068% | 3.068% | 3.068% | 4550107.608 | 4550107.608 | 0
PPS | 916L | 719 | 240 | 0 | Calgary | 411031.2017 | AltaLink | 2015 | 1.595% | 3.068% | 3.068% | 3.068% | 3.068% | 3.068% | 346127.3193 | 346127.3193 | 0
PPS | 936L | 719 | 240 | 0 | Calgary | 73846.2837 | AltaLink | 2015 | 1.595% | 3.068% | 3.068% | 3.068% | 3.068% | 3.068% | 62185.5862 | 62185.5862 | 0
PPS | 937L | 719 | 240 | 0 | Calgary | 69666.3054 | AltaLink | 2015 | 1.595% | 3.068% | 3.068% | 3.068% | 3.068% | 3.068% | 58665.6473 | 58665.6473 | 0
PPS | 985 UG | 719 | 240 | 0 | Calgary | 4393157.2167 | AltaLink | 2015 | 1.595% | 3.068% | 3.068% | 3.068% | 3.068% | 3.068% | 3699455.7215 | 3699455.7215 | 0
PPS | 985/1003L | 719 | 240 | 0 | Calgary | 9552643.7925 | AltaLink | 2015 | 1.595% | 3.068% | 3.068% | 3.068% | 3.068% | 3.068% | 8044233.5638 | 8044233.5638 | 0
PPS | 985/1003L | 719 | 240 | 0 | Calgary | 9913515.2544 | AltaLink | 2015 | 1.595% | 3.068% | 3.068% | 3.068% | 3.068% | 3.068% | 8348121.6171 | 8348121.6171 | 0
PPS | Reconfigure 917L | 719 | 240 | 0 | Calgary | 540610.5297 | AltaLink | 2015 | 1.595% | 3.068% | 3.068% | 3.068% | 3.068% | 3.068% | 455245.4234 | 455245.4234 | 0
PPS | 1043L | 786 | 240 | 0 | edmonton | 33338680.2944 | AltaLink | 2016 | 0% | 1.534% | 3.068% | 3.068% | 3.068% | 3.068% | 28980822.9411 | 28980822.9411 | 0
PPS | 1043LB | 786 | 240 | 0 | edmonton | 8330617.7071 | AltaLink | 2016 | 0% | 1.534% | 3.068% | 3.068% | 3.068% | 3.068% | 7241683.0729 | 7241683.0729 | 0
PPS | 1045L/909L | 786 | 240 | 0 | edmonton | 289844.8739 | AltaLink | 2016 | 0% | 1.534% | 3.068% | 3.068% | 3.068% | 3.068% | 251957.8729 | 251957.8729 | 0
PPS | 190L / 903L | 786 | 240 | 0 | edmonton | 414192.415 | AltaLink | 2016 | 0% | 1.534% | 3.068% | 3.068% | 3.068% | 3.068% | 360051.3559 | 360051.3559 | 0
PPS | 902L | 786 | 240 | 0 | edmonton | 1003247.4189 | AltaLink | 2016 | 0% | 1.534% | 3.068% | 3.068% | 3.068% | 3.068% | 872108.1806 | 872108.1806 | 0
PPS | 902L / 913L | 786 | 240 | 0 | edmonton | 5049558.4465 | AltaLink | 2016 | 0% | 1.534% | 3.068% | 3.068% | 3.068% | 3.068% | 4389506.6624 | 4389506.6624 | 0
PPS | 902L / 913L | 786 | 240 | 0 | edmonton | 1156144.4203 | AltaLink | 2016 | 0% | 1.534% | 3.068% | 3.068% | 3.068% | 3.068% | 1005019.2882 | 1005019.2882 | 0
PPS | 902L T | 786 | 240 | 0 | edmonton | 74703.7333 | AltaLink | 2016 | 0% | 1.534% | 3.068% | 3.068% | 3.068% | 3.068% | 64938.8533 | 64938.8533 | 0
PPS | 904L AML | 786 | 240 | 0 | edmonton | 49162456.4331 | AltaLink | 2016 | 0% | 1.534% | 3.068% | 3.068% | 3.068% | 3.068% | 42736198.0935 | 42736198.0935 | 0
PPS | 904L EDTI | 786 | 240 | 0 | edmonton | 3984477.5 | EPCOR | 2016 | 0% | 1.153% | 2.306% | 2.306% | 2.306% | 2.306% | 3587558.3111 | 3587558.3111 | 0
PPS | 904L EDTI | 786 | 240 | 0 | edmonton | 3984477.5 | EPCOR | 2016 | 0% | 1.153% | 2.306% | 2.306% | 2.306% | 2.306% | 3587558.3111 | 3587558.3111 | 0
PPS | 908L/909L | 786 | 240 | 0 | edmonton | 3109824.4563 | AltaLink | 2016 | 0% | 1.534% | 3.068% | 3.068% | 3.068% | 3.068% | 2703324.5213 | 2703324.5213 | 0
PPS | 910L | 786 | 240 | 0 | northwest | 346386.2582 | ATCO | 2016 | 0% | 1.197% | 2.4% | 2.4% | 2.4% | 2.4% | 310545.7435 | 310545.7435 | 0
PPS | Jasper Tap | 786 | 240 | 0 | edmonton | 1657515.1532 | AltaLink | 2016 | 0% | 1.534% | 3.068% | 3.068% | 3.068% | 3.068% | 1440853.4697 | 1440853.4697 | 0
PPS | Jasper Tap | 786 | 240 | 0 | edmonton | 1321477.0395 | AltaLink | 2016 | 0% | 1.534% | 3.068% | 3.068% | 3.068% | 3.068% | 1148740.495 | 1148740.495 | 0
PPS | 7L180 | 803 | 138 | 0 | High_Level | 12917630.0794 | ATCO | 2017 | 0% | 0% | 1.2% | 2.4% | 2.4% | 2.4% | 11865500.7949 | 0 | 11865500.7949
PPS | 6L05 Dead End180 | 811 | 69 | 0 | central | 243484.3142 | ATCO | 2017 | 0% | 0% | 1.2% | 2.4% | 2.4% | 2.4% | 223652.7371 | 0 | 223652.7371
PPS | 7L1170 | 811 | 144 | 0 | central | 2439411.4218 | ATCO | 2017 | 0% | 0% | 1.2% | 2.4% | 2.4% | 2.4% | 2240723.5682 | 0 | 2240723.5682
PPS | 7L14/7L130180 | 811 | 144 | 0 | central | 14367348.9612 | ATCO | 2017 | 0% | 0% | 1.2% | 2.4% | 2.4% | 2.4% | 13197141.3851 | 0 | 13197141.3851
PPS | 7L140 | 811 | 144 | 0 | central | 6851824.4335 | ATCO | 2017 | 0% | 0% | 1.2% | 2.4% | 2.4% | 2.4% | 6293749.5316 | 0 | 6293749.5316
PPS | 7L157(180) | 811 | 144 | 0 | central | 918753.5614 | ATCO | 2017 | 0% | 0% | 1.2% | 2.4% | 2.4% | 2.4% | 843921.9149 | 0 | 843921.9149
PPS | 7L160(180) | 811 | 144 | 0 | central | 956623.0013 | ATCO | 2017 | 0% | 0% | 1.2% | 2.4% | 2.4% | 2.4% | 878706.9232 | 0 | 878706.9232
PPS | 7L530 | 811 | 144 | 0 | central | 2787898.7677 | ATCO | 2017 | 0% | 0% | 1.2% | 2.4% | 2.4% | 2.4% | 2560826.935 | 0 | 2560826.935
PPS | 7L7010 | 811 | 144 | 0 | central | 1203865.377 | ATCO | 2017 | 0% | 0% | 1.2% | 2.4% | 2.4% | 2.4% | 1105811.631 | 0 | 1105811.631
PPS | 7L74(180) | 811 | 144 | 0 | central | 17920449.2169 | ATCO | 2017 | 0% | 0% | 1.2% | 2.4% | 2.4% | 2.4% | 16460844.8391 | 0 | 16460844.8391
PPS | 7L7491 | 811 | 144 | 0 | central | 34201000 | ATCO | 2017 | 0% | 0% | 1.2% | 2.4% | 2.4% | 2.4% | 31415359.4885 | 0 | 31415359.4885
PPS | 7L83(180) | 811 | 144 | 0 | central | 7546228.6783 | ATCO | 2017 | 0% | 0% | 1.2% | 2.4% | 2.4% | 2.4% | 6931595.1788 | 0 | 6931595.1788
PPS | 7L87(180) | 811 | 144 | 0 | central | 12282104.8257 | ATCO | 2017 | 0% | 0% | 1.2% | 2.4% | 2.4% | 2.4% | 11281738.4981 | 0 | 11281738.4981
PPS | 7LA701180 | 811 | 144 | 0 | central | 3334547.5682 | ATCO | 2017 | 0% | 0% | 1.2% | 2.4% | 2.4% | 2.4% | 3062951.6852 | 0 | 3062951.6852
PPS | unknown line St.Paul | 811 | 0 | 0 | central | 45416104.0267 | ATCO | 2017 | 0% | 0% | 1.2% | 2.4% | 2.4% | 2.4% | 41717003.4375 | 0 | 0
PPS | 166L | 813 | 138 | 0 | Red_Deer | 583496.1304 | AltaLink | 2017 | 0% | 0% | 1.534% | 3.068% | 3.068% | 3.068% | 523276.8076 | 0 | 523276.8076
PPS | 417L/418L | 813 | 138 | 0 | Red_Deer | 1650657.1949 | AltaLink | 2017 | 0% | 0% | 1.534% | 3.068% | 3.068% | 3.068% | 1480302.2375 | 0 | 1480302.2375
PPS | 417L/418L | 813 | 138 | 0 | Red_Deer | 1827943.6298 | AltaLink | 2017 | 0% | 0% | 1.534% | 3.068% | 3.068% | 3.068% | 1639291.946 | 0 | 1639291.946
PPS | 419L/420L | 813 | 138 | 0 | Red_Deer | 8144848.6406 | AltaLink | 2017 | 0% | 0% | 1.534% | 3.068% | 3.068% | 3.068% | 7304265.0552 | 0 | 7304265.0552
PPS | 419L/420L | 813 | 138 | 0 | Red_Deer | 8079441.9947 | AltaLink | 2017 | 0% | 0% | 1.534% | 3.068% | 3.068% | 3.068% | 7245608.6579 | 0 | 7245608.6579
PPS | 421L/422L | 813 | 138 | 0 | Red_Deer | 3903744.023 | AltaLink | 2017 | 0% | 0% | 1.534% | 3.068% | 3.068% | 3.068% | 3500860.7661 | 0 | 3500860.7661
PPS | 421L/422L | 813 | 138 | 0 | Red_Deer | 3860713.3349 | AltaLink | 2017 | 0% | 0% | 1.534% | 3.068% | 3.068% | 3.068% | 3462271.031 | 0 | 3462271.031
PPS | 423L | 813 | 138 | 0 | Red_Deer | 27816758.0053 | AltaLink | 2017 | 0% | 0% | 1.534% | 3.068% | 3.068% | 3.068% | 24945948.3426 | 0 | 24945948.3426
PPS | 423L/784L shared route | 813 | 138 | 0 | Red_Deer | 2516434.6392 | AltaLink | 2017 | 0% | 0% | 1.534% | 3.068% | 3.068% | 3.068% | 2256727.7072 | 0 | 2256727.7072
PPS | 423L/80AL shared route | 813 | 138 | 0 | Red_Deer | 2922644.3347 | AltaLink | 2017 | 0% | 0% | 1.534% | 3.068% | 3.068% | 3.068% | 2621014.8064 | 0 | 2621014.8064
PPS | 444L | 813 | 138 | 0 | Red_Deer | 246135.5358 | AltaLink | 2017 | 0% | 0% | 1.534% | 3.068% | 3.068% | 3.068% | 220733.2846 | 0 | 220733.2846
PPS | 637L | 813 | 138 | 0 | Red_Deer | 17472564.2382 | AltaLink | 2017 | 0% | 0% | 1.534% | 3.068% | 3.068% | 3.068% | 15669320.0845 | 0 | 15669320.0845
PPS | 648L | 813 | 138 | 0 | Red_Deer | 16434659.5594 | AltaLink | 2017 | 0% | 0% | 1.534% | 3.068% | 3.068% | 3.068% | 14738531.6549 | 0 | 14738531.6549
PPS | 755L (427L) d/c section | 813 | 240 | 0 | Red_Deer | 22442935.4619 | AltaLink | 2017 | 0% | 0% | 1.534% | 3.068% | 3.068% | 3.068% | 20126727.5138 | 20126727.5138 | 0
PPS | 755L d/c monopole section | 813 | 240 | 0 | Red_Deer | 37092819.7459 | AltaLink | 2017 | 0% | 0% | 1.534% | 3.068% | 3.068% | 3.068% | 33264680.4163 | 33264680.4163 | 0
FINAL | 768L/778L | 813 | 138 | 0 | Red_Deer | 1301580.8109 | AltaLink | 2017 | 0% | 0% | 1.534% | 3.068% | 3.068% | 3.068% | 1167252.0452 | 0 | 1167252.0452
FINAL | 80L | 813 | 138 | 0 | Red_Deer | 629225.315 | AltaLink | 2017 | 0% | 0% | 1.534% | 3.068% | 3.068% | 3.068% | 564286.5427 | 0 | 564286.5427
PPS | 80L (GD) | 813 | 138 | 0 | Red_Deer | 442355.4735 | AltaLink | 2017 | 0% | 0% | 1.534% | 3.068% | 3.068% | 3.068% | 396702.4766 | 0 | 396702.4766
PPS | 80L North (425L) | 813 | 138 | 0 | Red_Deer | 14334305.1587 | AltaLink | 2017 | 0% | 0% | 1.534% | 3.068% | 3.068% | 3.068% | 12854942.907 | 0 | 12854942.907
PPS | 80L South (426L) | 813 | 138 | 0 | Red_Deer | 10724430.6086 | AltaLink | 2017 | 0% | 0% | 1.534% | 3.068% | 3.068% | 3.068% | 9617623.014 | 0 | 9617623.014
PPS | 80L underground | 813 | 138 | 0 | Red_Deer | 8701000 | AltaLink | 2017 | 0% | 0% | 1.534% | 3.068% | 3.068% | 3.068% | 7803019.1904 | 0 | 7803019.1904
PPS | 883L | 813 | 138 | 0 | Red_Deer | 2041375.8427 | AltaLink | 2017 | 0% | 0% | 1.534% | 3.068% | 3.068% | 3.068% | 1830697.032 | 0 | 1830697.032
PPS | 910L/1083L | 813 | 240 | 0 | Red_Deer | 1595577.9142 | AltaLink | 2017 | 0% | 0% | 1.534% | 3.068% | 3.068% | 3.068% | 1430907.3766 | 1430907.3766 | 0
PPS | 910L/1083L | 813 | 240 | 0 | Red_Deer | 1626560.0096 | AltaLink | 2017 | 0% | 0% | 1.534% | 3.068% | 3.068% | 3.068% | 1458691.9859 | 1458691.9859 | 0
PPS | 918L/1081L | 813 | 240 | 0 | Red_Deer | 1543941.0885 | AltaLink | 2017 | 0% | 0% | 1.534% | 3.068% | 3.068% | 3.068% | 1384599.6945 | 1384599.6945 | 0
PPS | 918L/1081L | 813 | 240 | 0 | Red_Deer | 1657542.105 | AltaLink | 2017 | 0% | 0% | 1.534% | 3.068% | 3.068% | 3.068% | 1486476.5951 | 1486476.5951 | 0
PPS | 929L/1082L | 813 | 240 | 0 | Red_Deer | 1650657.1949 | AltaLink | 2017 | 0% | 0% | 1.534% | 3.068% | 3.068% | 3.068% | 1480302.2375 | 1480302.2375 | 0
PPS | 929L/1082L | 813 | 240 | 0 | Red_Deer | 1645493.5123 | AltaLink | 2017 | 0% | 0% | 1.534% | 3.068% | 3.068% | 3.068% | 1475671.4693 | 1475671.4693 | 0
PPS | transmission line 166AL_(v2) | 813 | 138 | 0 | Red_Deer | 178318.6255 | AltaLink | 2017 | 0% | 0% | 1.534% | 3.068% | 3.068% | 3.068% | 159915.3726 | 0 | 159915.3726
PPS | transmission line 166L_(v2) | 813 | 138 | 0 | Red_Deer | 24543692.6728 | AltaLink | 2017 | 0% | 0% | 1.534% | 3.068% | 3.068% | 3.068% | 22010677.5001 | 0 | 22010677.5001
PPS | 1043L/1139L | 850 | 240 | 0 | edmonton | 15139710.0767 | AltaLink | 2017 | 0% | 0% | 1.534% | 3.068% | 3.068% | 3.068% | 13577226.5561 | 13577226.5561 | 0
PPS | 1140L/1112L | 850 | 240 | 0 | edmonton | 20197707.056 | AltaLink | 2017 | 0% | 0% | 1.534% | 3.068% | 3.068% | 3.068% | 18113216.3842 | 18113216.3842 | 0
PPS | 446L/452L/453L | 850 | 138 | 0 | edmonton | 19650687.4161 | AltaLink | 2017 | 0% | 0% | 1.534% | 3.068% | 3.068% | 3.068% | 17622651.5356 | 0 | 17622651.5356
PPS | 446L/453L | 850 | 138 | 0 | edmonton | 11579761.4997 | AltaLink | 2017 | 0% | 0% | 1.534% | 3.068% | 3.068% | 3.068% | 10384680.06 | 0 | 10384680.06
PPS | 452L 10km OPGW replacement | 850 | 138 | 0 | edmonton | 4288035.0625 | AltaLink | 2017 | 0% | 0% | 1.534% | 3.068% | 3.068% | 3.068% | 3845491.3092 | 0 | 3845491.3092
PPS | 454L/455L | 850 | 138 | 0 | edmonton | 7815341.976 | AltaLink | 2017 | 0% | 0% | 1.534% | 3.068% | 3.068% | 3.068% | 7008764.9026 | 0 | 7008764.9026
PPS | 739L | 850 | 138 | 0 | edmonton | 318689.2592 | AltaLink | 2017 | 0% | 0% | 1.534% | 3.068% | 3.068% | 3.068% | 285799.1502 | 0 | 285799.1502
PPS | 780L/174L | 850 | 138 | 0 | edmonton | 61607075.0134 | AltaLink | 2017 | 0% | 0% | 1.534% | 3.068% | 3.068% | 3.068% | 55248958.5785 | 0 | 55248958.5785
PPS | 780L/858L | 850 | 138 | 0 | edmonton | 6668353.194 | AltaLink | 2017 | 0% | 0% | 1.534% | 3.068% | 3.068% | 3.068% | 5980150.3207 | 0 | 5980150.3207
PPS | 790L/790AL | 850 | 138 | 0 | edmonton | 139024.4589 | AltaLink | 2017 | 0% | 0% | 1.534% | 3.068% | 3.068% | 3.068% | 124676.5338 | 0 | 124676.5338
PPS | 874L | 850 | 138 | 0 | edmonton | 187987.9028 | AltaLink | 2017 | 0% | 0% | 1.534% | 3.068% | 3.068% | 3.068% | 168586.7386 | 0 | 168586.7386
PPS | 910L/914L | 850 | 240 | 0 | edmonton | 14418523.7789 | AltaLink | 2017 | 0% | 0% | 1.534% | 3.068% | 3.068% | 3.068% | 12930469.8016 | 12930469.8016 | 0
PPS | 2.83L | 859 | 144 | 0 | 0 | 277558.4085 | ENMAX | 2015 | 1.348% | 2.695% | 2.695% | 2.695% | 2.695% | 2.695% | 238856.6796 | 0 | 238856.6796
PPS | 1037L/1038L | 882 | 240 | 0 | 0 | 175713694.5722 | AltaLink | 2015 | 1.595% | 3.068% | 3.068% | 3.068% | 3.068% | 3.068% | 147967623.4353 | 147967623.4353 | 0
PPS | 1037L/1038L | 882 | 240 | 0 | 0 | 175713694.5722 | AltaLink | 2015 | 1.595% | 3.068% | 3.068% | 3.068% | 3.068% | 3.068% | 147967623.4353 | 147967623.4353 | 0
PPS | 1048L/1049L | 882 | 240 | 0 | 0 | 1408640.4351 | AltaLink | 2015 | 1.595% | 3.068% | 3.068% | 3.068% | 3.068% | 3.068% | 1186209.0657 | 1186209.0657 | 0
PPS | 1048L/1049L | 882 | 240 | 0 | 0 | 1408640.4351 | AltaLink | 2015 | 1.595% | 3.068% | 3.068% | 3.068% | 3.068% | 3.068% | 1186209.0657 | 1186209.0657 | 0
PPS | 603L to Windy Flats 138S | 882 | 138 | 0 | 0 | 408645.456 | AltaLink | 2015 | 1.595% | 3.068% | 3.068% | 3.068% | 3.068% | 3.068% | 344118.2949 | 0 | 344118.2949
PPS | 608L - 138kV both s/c and d/c | 882 | 138 | 0 | 0 | 6799479.6584 | AltaLink | 2015 | 1.595% | 3.068% | 3.068% | 3.068% | 3.068% | 3.068% | 5725807.8153 | 0 | 5725807.8153
PPS | 608L - d/c 725BL | 882 | 138 | 0 | 0 | 2371991.3149 | AltaLink | 2015 | 1.595% | 3.068% | 3.068% | 3.068% | 3.068% | 3.068% | 1997442.0237 | 0 | 1997442.0237
PPS | 911L By-Pass | 882 | 240 | 0 | 0 | 11928878.2152 | AltaLink | 2015 | 1.595% | 3.068% | 3.068% | 3.068% | 3.068% | 3.068% | 10045248.6873 | 10045248.6873 | 0
PPS | 911L Crossing | 882 | 240 | 0 | 0 | 4366097.616 | AltaLink | 2015 | 1.595% | 3.068% | 3.068% | 3.068% | 3.068% | 3.068% | 3676668.9671 | 3676668.9671 | 0
PPS | 967L/968L | 882 | 240 | 0 | 0 | 1457386.3381 | AltaLink | 2015 | 1.595% | 3.068% | 3.068% | 3.068% | 3.068% | 3.068% | 1227257.7468 | 1227257.7468 | 0
PPS | 967L/968L | 882 | 240 | 0 | 0 | 1445486.0679 | AltaLink | 2015 | 1.595% | 3.068% | 3.068% | 3.068% | 3.068% | 3.068% | 1217236.5887 | 1217236.5887 | 0
PPS | Connection of 603L to 138S - 603L | 882 | 138 | 0 | 0 | 19309.4236 | AltaLink | 2015 | 1.595% | 3.068% | 3.068% | 3.068% | 3.068% | 3.068% | 16260.369 | 0 | 16260.369
PPS | Connection of 608L to 138S - 608AL | 882 | 138 | 0 | 0 | 34179.5132 | AltaLink | 2015 | 1.595% | 3.068% | 3.068% | 3.068% | 3.068% | 3.068% | 28782.3971 | 0 | 28782.3971
PPS | 600L | 888 | 138 | 0 | Medicine Hat | 428091.81 | AltaLink | 2016 | 0% | 1.534% | 3.068% | 3.068% | 3.068% | 3.068% | 372133.8949 | 0 | 372133.8949
PPS | 674L | 888 | 138 | 0 | Medicine Hat | 1327232.7397 | AltaLink | 2016 | 0% | 1.534% | 3.068% | 3.068% | 3.068% | 3.068% | 1153743.8402 | 0 | 1153743.8402
PPS | 675L/892L | 888 | 138 | 0 | Medicine Hat | 32638667.6185 | AltaLink | 2016 | 0% | 1.534% | 3.068% | 3.068% | 3.068% | 3.068% | 28372312.2491 | 0 | 28372312.2491
PPS | 675L/892L | 888 | 138 | 0 | Medicine Hat | 26144707.4279 | AltaLink | 2016 | 0% | 1.534% | 3.068% | 3.068% | 3.068% | 3.068% | 22727208.4595 | 0 | 22727208.4595
PPS | 676L/879L | 888 | 138 | 0 | Medicine Hat | 38066101.5005 | AltaLink | 2016 | 0% | 1.534% | 3.068% | 3.068% | 3.068% | 3.068% | 33090300.4529 | 0 | 33090300.4529
PPS | 676L/879L | 888 | 138 | 0 | Medicine Hat | 42259623.6947 | AltaLink | 2016 | 0% | 1.534% | 3.068% | 3.068% | 3.068% | 3.068% | 36735667.4301 | 0 | 36735667.4301
PPS | 9L19 and 9L28 | 948 | 240 | 0 | 0 | 9503247.7097 | ATCO | 2015 | 1.239% | 2.394% | 2.4% | 2.4% | 2.4% | 2.4% | 8312420.7406 | 8312420.7406 | 0
PPS | 1035L/1034L Tie-in180 | 961 | 240 | 0 | 0 | 12067928.3605 | AltaLink | 2015 | 1.595% | 3.068% | 3.068% | 3.068% | 3.068% | 3.068% | 10162342.1193 | 10162342.1193 | 0
PPS | 1053L crossing180 | 961 | 240 | 0 | 0 | 2180206.2 | AltaLink | 2015 | 1.595% | 3.068% | 3.068% | 3.068% | 3.068% | 3.068% | 1835940.7376 | 1835940.7376 | 0
PPS | 1206_1212L180 | 961 | 240 | 0 | 0 | 12147807.386 | AltaLink | 2015 | 1.595% | 3.068% | 3.068% | 3.068% | 3.068% | 3.068% | 10229607.8472 | 10229607.8472 | 0
PPS | 138 kV AC Lines180 | 961 | 138 | 0 | 0 | 386437.0466 | ATCO | 2015 | 1.239% | 2.394% | 2.4% | 2.4% | 2.4% | 2.4% | 338013.637 | 0 | 338013.637
PPS | 240 kV AC Lines 923L and XXXL180 | 961 | 240 | 0 | 0 | 24745691.1279 | ATCO | 2015 | 1.239% | 2.394% | 2.4% | 2.4% | 2.4% | 2.4% | 21644873.6741 | 21644873.6741 | 0
Final | 500 kV DC Transmission Line 13L50180 | 961 | 500 | 0 | 0 | 1297658759.5 | ATCO | 2015 | 1.239% | 2.394% | 2.4% | 2.4% | 2.4% | 2.4% | 1135052554.2528 | 1135052554.2528 | 0
PPS | 500kV AC 12L70 & 12L85180 | 961 | 500 | 0 | 0 | 22941771.3462 | ATCO | 2015 | 1.239% | 2.394% | 2.4% | 2.4% | 2.4% | 2.4% | 20066998.3345 | 20066998.3345 | 0
PPS | 923L/935L Tie-in180 | 961 | 240 | 0 | 0 | 9328355.2941 | AltaLink | 2015 | 1.595% | 3.068% | 3.068% | 3.068% | 3.068% | 3.068% | 7855361.341 | 7855361.341 | 0
PPS | 931L/933L crossing180 | 961 | 240 | 0 | 0 | 15784803.775 | AltaLink | 2015 | 1.595% | 3.068% | 3.068% | 3.068% | 3.068% | 3.068% | 13292304.3174 | 13292304.3174 | 0
PPS | 950L crossing180 | 961 | 240 | 0 | 0 | 4171061.3966 | AltaLink | 2015 | 1.595% | 3.068% | 3.068% | 3.068% | 3.068% | 3.068% | 3512429.9421 | 3512429.9421 | 0
PPS | 1113L 180 | 962 | 240 | 0 | 0 | 5050035.9456 | AltaLink | 2015 | 1.595% | 3.068% | 3.068% | 3.068% | 3.068% | 3.068% | 4252610.014 | 4252610.014 | 0
PPS | 1114L 180 | 962 | 240 | 0 | 0 | 508638.6786 | AltaLink | 2015 | 1.595% | 3.068% | 3.068% | 3.068% | 3.068% | 3.068% | 428322.0875 | 428322.0875 | 0
PPS | 1201L | 962 | 500 | 0 | 0 | 17806288.9798 | AltaLink | 2015 | 1.595% | 3.068% | 3.068% | 3.068% | 3.068% | 3.068% | 14994586.8986 | 14994586.8986 | 0
PPS | 1203L / 1238L / 1239L to 510S | 962 | 500 | 0 | northwest | 4282968.0875 | EPCOR | 2015 | 1.153% | 2.306% | 2.306% | 2.306% | 2.306% | 2.306% | 3767379.444 | 3767379.444 | 0
PPS | 1209L 330P to 89S | 962 | 500 | 0 | northwest | 7200931.5203 | EPCOR | 2015 | 1.153% | 2.306% | 2.306% | 2.306% | 2.306% | 2.306% | 6334075.0696 | 6334075.0696 | 0
PPS | 1323L / 1323AL | 962 | 500 | 0 | 0 | 5797511.6642 | AltaLink | 2015 | 1.595% | 3.068% | 3.068% | 3.068% | 3.068% | 3.068% | 4882055.5785 | 4882055.5785 | 0
PPS | 1323L / 1323AL | 962 | 500 | 0 | 0 | 5797512.9227 | AltaLink | 2015 | 1.595% | 3.068% | 3.068% | 3.068% | 3.068% | 3.068% | 4882056.6382 | 4882056.6382 | 0
PPS | 166L crossing180 | 962 | 138 | 0 | 0 | 1759.3379 | AltaLink | 2015 | 1.595% | 3.068% | 3.068% | 3.068% | 3.068% | 3.068% | 1481.5296 | 0 | 1481.5296
PPS | 189L crossing180 | 962 | 138 | 0 | 0 | 6009.1834 | AltaLink | 2015 | 1.595% | 3.068% | 3.068% | 3.068% | 3.068% | 3.068% | 5060.3033 | 0 | 5060.3033
PPS | 717L crossing180 | 962 | 138 | 0 | 0 | 649.3693 | AltaLink | 2015 | 1.595% | 3.068% | 3.068% | 3.068% | 3.068% | 3.068% | 546.8307 | 0 | 546.8307
PPS | 757L crossing180 | 962 | 138 | 0 | 0 | 36306.7941 | AltaLink | 2015 | 1.595% | 3.068% | 3.068% | 3.068% | 3.068% | 3.068% | 30573.7697 | 0 | 30573.7697
PPS | 809L re-route & in-out | 962 | 138 | 0 | northwest | 1102453.8091 | EPCOR | 2015 | 1.153% | 2.306% | 2.306% | 2.306% | 2.306% | 2.306% | 969739.1467 | 0 | 969739.1467
PPS | 80L crossing180 | 962 | 138 | 0 | 0 | 357.4048 | AltaLink | 2015 | 1.595% | 3.068% | 3.068% | 3.068% | 3.068% | 3.068% | 300.9688 | 0 | 300.9688
PPS | 906L / 928L 180 | 962 | 240 | 0 | 0 | 3139139.529 | AltaLink | 2015 | 1.595% | 3.068% | 3.068% | 3.068% | 3.068% | 3.068% | 2643453.6982 | 2643453.6982 | 0
PPS | 918L 180 | 962 | 240 | 0 | 0 | 2722397.9396 | AltaLink | 2015 | 1.595% | 3.068% | 3.068% | 3.068% | 3.068% | 3.068% | 2292517.6899 | 2292517.6899 | 0
PPS | 924L / 927L | 962 | 240 | 0 | 0 | 1942419.7748 | AltaLink | 2015 | 1.595% | 3.068% | 3.068% | 3.068% | 3.068% | 3.068% | 1635701.9781 | 1635701.9781 | 0
PPS | 925L / 929L 180 | 962 | 240 | 0 | 0 | 5765561.6855 | AltaLink | 2015 | 1.595% | 3.068% | 3.068% | 3.068% | 3.068% | 3.068% | 4855150.6611 | 4855150.6611 | 0
PPS | 936L / 937L | 962 | 240 | 0 | 0 | 2839515.9806 | AltaLink | 2015 | 1.595% | 3.068% | 3.068% | 3.068% | 3.068% | 3.068% | 2391142.2065 | 2391142.2065 | 0
`+/-5% | HVDC Line 1325L | 962 | 500 | 0 | 0 | 968825472.253 | AltaLink | 2015 | 1.595% | 3.068% | 3.068% | 3.068% | 3.068% | 3.068% | 815843084.9793 | 815843084.9793 | 0
PPS | 1099L180 | 1101 | 240 | 0 | Fort McMurray | 1698665.1251 | AltaLink | 2016 | 0% | 1.534% | 3.068% | 3.068% | 3.068% | 3.068% | 1476624.5332 | 1476624.5332 | 0
PPS | 1115L180 | 1101 | 240 | 0 | Fort McMurray | 84737752.6603 | AltaLink | 2016 | 0% | 1.534% | 3.068% | 3.068% | 3.068% | 3.068% | 73661278.2687 | 73661278.2687 | 0
PPS | 1116L 180 | 1101 | 240 | 0 | Fort McMurray | 87576930.8222 | AltaLink | 2016 | 0% | 1.534% | 3.068% | 3.068% | 3.068% | 3.068% | 76129333.959 | 76129333.959 | 0
PPS | 1117L 180 | 1101 | 240 | 0 | Fort McMurray | 191472515.6557 | AltaLink | 2016 | 0% | 1.534% | 3.068% | 3.068% | 3.068% | 3.068% | 166444233.1042 | 166444233.1042 | 0
PPS | 428L/457L 180 | 1101 | 138 | 0 | Fort McMurray | 2172995.8566 | AltaLink | 2016 | 0% | 1.534% | 3.068% | 3.068% | 3.068% | 3.068% | 1888953.2404 | 0 | 1888953.2404
PPS | 428L/457L 180 | 1101 | 138 | 0 | Fort McMurray | 2175159.2971 | AltaLink | 2016 | 0% | 1.534% | 3.068% | 3.068% | 3.068% | 3.068% | 1890833.8873 | 0 | 1890833.8873
PPS | 971L180 | 1101 | 240 | 0 | Fort McMurray | 1786314.2704 | AltaLink | 2016 | 0% | 1.534% | 3.068% | 3.068% | 3.068% | 3.068% | 1552816.6421 | 1552816.6421 | 0
PPS | line 9L930_v181 | 1101 | 240 | 0 | Fort McMurray | 4698744.2423 | ATCO | 2016 | 0% | 1.197% | 2.4% | 2.4% | 2.4% | 2.4% | 4212566.1445 | 4212566.1445 | 0
PPS | 1064L/1065L_(v180) | 1117 | 240 | 0 | Calgary | 22476180.1858 | AltaLink | 2015 | 1.595% | 3.068% | 3.068% | 3.068% | 3.068% | 3.068% | 18927078.9286 | 18927078.9286 | 0
PPS | 1064L/1065L_(v180) | 1117 | 240 | 0 | Calgary | 22476180.1858 | AltaLink | 2015 | 1.595% | 3.068% | 3.068% | 3.068% | 3.068% | 3.068% | 18927078.9286 | 18927078.9286 | 0
PPS | 1064L/1065L_(v180) | 1117 | 240 | 0 | Calgary | 17889351.245 | AltaLink | 2015 | 1.595% | 3.068% | 3.068% | 3.068% | 3.068% | 3.068% | 15064533.2168 | 15064533.2168 | 0
PPS | 1064L/1065L_(v180) | 1117 | 240 | 0 | Calgary | 17889351.245 | AltaLink | 2015 | 1.595% | 3.068% | 3.068% | 3.068% | 3.068% | 3.068% | 15064533.2168 | 15064533.2168 | 0
PPS | 1080L/1109L_180 | 1117 | 240 | 0 | Calgary | 2104869.8934 | AltaLink | 2015 | 1.595% | 3.068% | 3.068% | 3.068% | 3.068% | 3.068% | 1772500.4105 | 1772500.4105 | 0
Final | 1106L_180 | 1117 | 240 | 0 | 0 | 83540470.166 | AltaLink | 2015 | 1.595% | 3.068% | 3.068% | 3.068% | 3.068% | 3.068% | 70349012.1315 | 70349012.1315 | 0
Final | 1107L_180 | 1117 | 240 | 0 | 0 | 81881919.074 | AltaLink | 2015 | 1.595% | 3.068% | 3.068% | 3.068% | 3.068% | 3.068% | 68952354.5515 | 68952354.5515 | 0
PPS | 434L/646L_180 | 1117 | 138 | 0 | Calgary | 23035758.9452 | AltaLink | 2015 | 1.595% | 3.068% | 3.068% | 3.068% | 3.068% | 3.068% | 19398297.4033 | 0 | 19398297.4033
PPS | 434L/646L_180 | 1117 | 138 | 0 | Calgary | 23035758.9452 | AltaLink | 2015 | 1.595% | 3.068% | 3.068% | 3.068% | 3.068% | 3.068% | 19398297.4033 | 0 | 19398297.4033
PPS | 646L/850L_180 | 1117 | 138 | 0 | Calgary | 1379161.0197 | AltaLink | 2015 | 1.595% | 3.068% | 3.068% | 3.068% | 3.068% | 3.068% | 1161384.5973 | 0 | 1161384.5973
PPS | 727L salvage_180 | 1117 | 138 | 0 | Calgary | 58119.5418 | AltaLink | 2015 | 1.595% | 3.068% | 3.068% | 3.068% | 3.068% | 3.068% | 48942.1755 | 0 | 48942.1755
PPS | 727L temporary_180 | 1117 | 138 | 0 | Calgary | 113097.4868 | AltaLink | 2015 | 1.595% | 3.068% | 3.068% | 3.068% | 3.068% | 3.068% | 95238.828 | 0 | 95238.828
PPS | 727L/646L rebuild to d/c_180 | 1117 | 138 | 0 | Calgary | 10552623.8387 | AltaLink | 2015 | 1.595% | 3.068% | 3.068% | 3.068% | 3.068% | 3.068% | 8886311.7597 | 0 | 8886311.7597
PPS | 727L/646L rebuild to d/c_180 | 1117 | 138 | 0 | Calgary | 6925650.2686 | AltaLink | 2015 | 1.595% | 3.068% | 3.068% | 3.068% | 3.068% | 3.068% | 5832055.4553 | 0 | 5832055.4553
PPS | 850L temporary line_180 | 1117 | 240 | 0 | 0 | 6383232.2672 | AltaLink | 2015 | 1.595% | 3.068% | 3.068% | 3.068% | 3.068% | 3.068% | 5375287.969 | 5375287.969 | 0
PPS | 850L/911L salvage_180 | 1117 | 240 | 0 | 0 | 40534.5865 | AltaLink | 2015 | 1.595% | 3.068% | 3.068% | 3.068% | 3.068% | 3.068% | 34133.9726 | 34133.9726 | 0
PPS | 850L/911L_(v180) | 1117 | 240 | 0 | Calgary | 4954996.4948 | AltaLink | 2015 | 1.595% | 3.068% | 3.068% | 3.068% | 3.068% | 3.068% | 4172577.7678 | 4172577.7678 | 0
PPS | 850L/911L_(v180) | 1117 | 240 | 0 | Calgary | 6050519.4603 | AltaLink | 2015 | 1.595% | 3.068% | 3.068% | 3.068% | 3.068% | 3.068% | 5095112.1782 | 5095112.1782 | 0
PPS | 911L temporary line_180 | 1117 | 240 | 0 | 0 | 5690283.8596 | AltaLink | 2015 | 1.595% | 3.068% | 3.068% | 3.068% | 3.068% | 3.068% | 4791759.5804 | 4791759.5804 | 0
PPS | 936L/937L_(v180) | 1117 | 240 | 0 | Calgary | 5966110.3138 | AltaLink | 2015 | 1.595% | 3.068% | 3.068% | 3.068% | 3.068% | 3.068% | 5024031.6581 | 5024031.6581 | 0
PPS | 936L/937L_(v180) | 1117 | 240 | 0 | Calgary | 5966110.3138 | AltaLink | 2015 | 1.595% | 3.068% | 3.068% | 3.068% | 3.068% | 3.068% | 5024031.6581 | 5024031.6581 | 0
PPS | 937L UG_(v180) | 1117 | 240 | 0 | Calgary | 6197786.4819 | AltaLink | 2015 | 1.595% | 3.068% | 3.068% | 3.068% | 3.068% | 3.068% | 5219125.0006 | 5219125.0006 | 0
PPS | 7L167 Transmission Line | 1128 | 144 | 0 | Fort McMurray | 5836667.1107 | ATCO | 2015 | 1.239% | 2.394% | 2.4% | 2.4% | 2.4% | 2.4% | 5105289.7103 | 0 | 5105289.7103
PPS | 7L183 transmission line | 1128 | 144 | 0 | 0 | 9964313.8981 | ATCO | 2015 | 1.239% | 2.394% | 2.4% | 2.4% | 2.4% | 2.4% | 8715711.9379 | 0 | 8715711.9379
PPS | 9L08 and 9L76 240kV s/c line | 1180 | 240 | 0 | Fort McMurray | 0 | ATCO | 2100 | 0% | 0% | 0% | 0% | 0% | 0% | 0 | 0 | 0
PPS | 9L95 | 1180 | 240 | 0 | Fort McMurray | 0 | ATCO | 2100 | 0% | 0% | 0% | 0% | 0% | 0% | 0 | 0 | 0
PPS | Construction of 1.3km of 240kV in/out on H-frame, 9L57 & 9L74 180day | 1180 | 240 | 0 | Fort McMurray | 0 | ATCO | 2100 | 0% | 0% | 0% | 0% | 0% | 0% | 0 | 0 | 0
PPS | 9L01 | 1186 | 240 | 0 | Fort McMurray | 24561972.6236 | ATCO | 2018 | 0% | 0% | 0% | 1.2% | 2.4% | 2.4% | 23116259.5098 | 23116259.5098 | 0
PPS | 9L07 | 1186 | 240 | 0 | Fort McMurray | 5710678.2441 | ATCO | 2018 | 0% | 0% | 0% | 1.2% | 2.4% | 2.4% | 5374548.791 | 5374548.791 | 0
PPS | 9L112 | 1186 | 240 | 0 | Fort McMurray | 4958275.2427 | ATCO | 2018 | 0% | 0% | 0% | 1.2% | 2.4% | 2.4% | 4666432.0894 | 4666432.0894 | 0
PPS | 9L30 | 1186 | 240 | 0 | Fort McMurray | 24561820.8108 | ATCO | 2018 | 0% | 0% | 0% | 1.2% | 2.4% | 2.4% | 23116116.6327 | 23116116.6327 | 0
PPS | bypass 9L07/9L112 | 1186 | 240 | 0 | Fort McMurray | 424792.4385 | ATCO | 2018 | 0% | 0% | 0% | 1.2% | 2.4% | 2.4% | 399789.235 | 399789.235 | 0
PPS | 7L134 | 1250 | 138 | 0 | Lloydminster | 257636.3324 | ATCO | 2017 | 0% | 0% | 1.2% | 2.4% | 2.4% | 2.4% | 236652.0862 | 0 | 236652.0862
PPS | 7LA65 | 1250 | 138 | 0 | Lloydminster | 15341741.5228 | ATCO | 2017 | 0% | 0% | 1.2% | 2.4% | 2.4% | 2.4% | 14092170.554 | 0 | 14092170.554
PPS | 476L & 477L A | 1258 | 138 | 0 | Fort McMurray | 11720551.5459 | AltaLink | 2019 | 0% | 0% | 0% | 0% | 1.534% | 3.068% | 11186750.4431 | 0 | 11186750.4431
PPS | 476L & 477L B | 1258 | 138 | 0 | Fort McMurray | 11959135.4392 | AltaLink | 2019 | 0% | 0% | 0% | 0% | 1.534% | 3.068% | 11414468.2654 | 0 | 11414468.2654
PPS | 172L/463L[v180] | 1260 | 138 | 0 | Lethbridge | 2113680.3026 | ENMAX | 2016 | 0% | 1.348% | 2.695% | 2.695% | 2.695% | 2.695% | 1869335.7224 | 0 | 1869335.7224
PPS | line 172L | 1260 | 138 | 0 | Lethbridge | 605625.1917 | AltaLink | 2016 | 0% | 1.534% | 3.068% | 3.068% | 3.068% | 3.068% | 526461.0445 | 0 | 526461.0445
PPS | line 464L | 1263 | 138 | 0 | Red_Deer | 763058.8235 | AltaLink | 2016 | 0% | 1.534% | 3.068% | 3.068% | 3.068% | 3.068% | 663315.778 | 0 | 663315.778
PPS | line 768L | 1263 | 138 | 0 | Red_Deer | 763058.8235 | AltaLink | 2016 | 0% | 1.534% | 3.068% | 3.068% | 3.068% | 3.068% | 663315.778 | 0 | 663315.778
PPS | line 778L | 1263 | 138 | 0 | Red_Deer | 331764.7059 | AltaLink | 2016 | 0% | 1.534% | 3.068% | 3.068% | 3.068% | 3.068% | 288398.1644 | 0 | 288398.1644
PPS | in and out of line 9L07 and 9L89 from lune 9L07 at Dawes Sub_180 | 1267 | 240 | 0 | 0 | 6518260.7905 | ATCO | 2015 | 1.239% | 2.394% | 2.4% | 2.4% | 2.4% | 2.4% | 5701474.6792 | 5701474.6792 | 0
PPS | new line 7L170_180 | 1267 | 144 | 0 | 0 | 3456133.2958 | ATCO | 2015 | 1.239% | 2.394% | 2.4% | 2.4% | 2.4% | 2.4% | 3023054.325 | 0 | 3023054.325
PPS | 1135L/1136L preferred | 1287 | 240 | 0 | 0 | 28342949.8061 | AltaLink | 2019 | 0% | 0% | 0% | 0% | 1.534% | 3.068% | 27052097.7669 | 27052097.7669 | 0
PPS | Line 9L930 | 1287 | 240 | 0 | 0 | 1903119.3554 | ATCO | 2019 | 0% | 0% | 0% | 0% | 1.2% | 2.4% | 1835149.4324 | 1835149.4324 | 0
PPS | 138kv s/c line 621L | 1289 | 138 | 0 | edmonton | 1490787.1126 | AltaLink | 2017 | 0% | 0% | 1.534% | 3.068% | 3.068% | 3.068% | 1336931.4387 | 0 | 1336931.4387
PPS | Rerouting 815L | 1289 | 138 | 0 | edmonton | 437379.69 | AltaLink | 2017 | 0% | 0% | 1.534% | 3.068% | 3.068% | 3.068% | 392240.2155 | 0 | 392240.2155
PPS | 7LA106 new line | 1290 | 144 | 0 | Peace_River | 5368376.5325 | ATCO | 2018 | 0% | 0% | 0% | 1.2% | 2.4% | 2.4% | 5052394.894 | 0 | 5052394.894
PPS | 138-162.81L | 1314 | 138 | 0 | Fort McMurray | 334297.2739 | ENMAX | 2015 | 1.348% | 2.695% | 2.695% | 2.695% | 2.695% | 2.695% | 287684.0852 | 0 | 287684.0852
PPS | Two 240kV lines 9L124 ¦ 9L139 | 1321 | 240 | 0 | Peace_River | 39192318.193 | ATCO | 2017 | 0% | 0% | 1.2% | 2.4% | 2.4% | 2.4% | 36000139.3298 | 36000139.3298 | 0
PPS | 675L | 1326 | 138 | 0 | 0 | 174412.2846 | AltaLink | 2017 | 0% | 0% | 1.534% | 3.068% | 3.068% | 3.068% | 156412.1829 | 0 | 156412.1829
PPS | 880L | 1326 | 138 | 0 | 0 | 450149.8011 | AltaLink | 2017 | 0% | 0% | 1.534% | 3.068% | 3.068% | 3.068% | 403692.3959 | 0 | 403692.3959
PPS | 882L | 1326 | 138 | 0 | 0 | 292348.2103 | AltaLink | 2017 | 0% | 0% | 1.534% | 3.068% | 3.068% | 3.068% | 262176.6114 | 0 | 262176.6114
PPS | New 100m 475L_(v1) | 1336 | 138 | 0 | Strathmore_Blackie | 623924.5133 | AltaLink | 2018 | 0% | 0% | 0% | 1.534% | 3.068% | 3.068% | 577240.4445 | 0 | 577240.4445
PPS | line 1071L | 1343 | 240 | 0 | 0 | 19796706.1821 | AltaLink | 2015 | 1.595% | 3.068% | 3.068% | 3.068% | 3.068% | 3.068% | 16670707.2704 | 16670707.2704 | 0
PPS | line 624L | 1343 | 138 | 0 | 0 | 3112543.7968 | AltaLink | 2015 | 1.595% | 3.068% | 3.068% | 3.068% | 3.068% | 3.068% | 2621057.5651 | 0 | 2621057.5651
PPS | line 893AL | 1343 | 138 | 0 | 0 | 39755.7483 | AltaLink | 2015 | 1.595% | 3.068% | 3.068% | 3.068% | 3.068% | 3.068% | 33478.1169 | 0 | 33478.1169
PPS | line 893L stage 1 | 1343 | 138 | 0 | 0 | 4325094.1211 | AltaLink | 2015 | 1.595% | 3.068% | 3.068% | 3.068% | 3.068% | 3.068% | 3642140.1291 | 0 | 3642140.1291
PPS | line 893L stage 2 | 1343 | 138 | 0 | 0 | 57171.6221 | AltaLink | 2015 | 1.595% | 3.068% | 3.068% | 3.068% | 3.068% | 3.068% | 48143.9371 | 0 | 48143.9371
PPS | line 994L | 1343 | 240 | 0 | 0 | 18544400.1095 | AltaLink | 2015 | 1.595% | 3.068% | 3.068% | 3.068% | 3.068% | 3.068% | 15616146.5896 | 15616146.5896 | 0
PPS | Line 9L32 | 1348 | 240 | 0 | 0 | 1573745.9004 | ATCO | 2016 | 0% | 1.197% | 2.4% | 2.4% | 2.4% | 2.4% | 1410910.7366 | 1410910.7366 | 0
FINAL | 732AL | 1349 | 138 | 0 | Wetaskiwin | 696425.9855 | AltaLink | 2015 | 1.595% | 3.068% | 3.068% | 3.068% | 3.068% | 3.068% | 586456.8395 | 0 | 586456.8395
PPS | 26.81L | 1354 | 138 | 0 | Calgary | 5392.2554 | ENMAX | 2017 | 0% | 0% | 1.348% | 2.695% | 2.695% | 2.695% | 4900.986 | 0 | 4900.986
PPS | 41.84L | 1354 | 138 | 0 | Calgary | 10940358.32 | ENMAX | 2017 | 0% | 0% | 1.348% | 2.695% | 2.695% | 2.695% | 9943620.8024 | 0 | 9943620.8024
PPS | 54.81L | 1354 | 138 | 0 | Calgary | 9176948.6694 | ENMAX | 2017 | 0% | 0% | 1.348% | 2.695% | 2.695% | 2.695% | 8340869.1949 | 0 | 8340869.1949
NID | 807L 138kV 1km_(Alt3) | 1381 | 138 | 0 | Fort_Saskatchewan | 2854379.6561 | AltaLink | 2019 | 0% | 0% | 0% | 0% | 1.534% | 3.068% | 2724379.7152 | 0 | 2724379.7152
NID | 942L 240kV in/out 0.5km_(Alt3) | 1381 | 240 | 0 | Fort_Saskatchewan | 534701.5537 | AltaLink | 2019 | 0% | 0% | 0% | 0% | 1.534% | 3.068% | 510349.0923 | 510349.0923 | 0
PPS | 971AL | 1404 | 240 | 0 | Fort McMurray | 33123608.6999 | AltaLink | 2017 | 0% | 0% | 1.534% | 3.068% | 3.068% | 3.068% | 29705109.107 | 29705109.107 | 0
PPS | New 50m 144kV s/c line 7LB65 | 1410 | 144 | 0 | central | 1252661.4598 | ATCO | 2017 | 0% | 0% | 1.2% | 2.4% | 2.4% | 2.4% | 1150633.3171 | 0 | 1150633.3171
PPS | Phase1 1120L | 1421 | 240 | 0 | Fort_Saskatchewan | 539203.1474 | AltaLink | 2019 | 0% | 0% | 0% | 0% | 1.534% | 3.068% | 514645.6653 | 514645.6653 | 0
PPS | Phase1 1181L | 1421 | 240 | 0 | Fort_Saskatchewan | 19967023.2561 | AltaLink | 2019 | 0% | 0% | 0% | 0% | 1.534% | 3.068% | 19057644.6324 | 19057644.6324 | 0
PPS | Phase1 807L | 1421 | 240 | 0 | Fort_Saskatchewan | 499439.5803 | AltaLink | 2019 | 0% | 0% | 0% | 0% | 1.534% | 3.068% | 476693.0912 | 476693.0912 | 0
PPS | Phase1 856L/776L/857L | 1421 | 240 | 0 | Fort_Saskatchewan | 152011.1101 | AltaLink | 2019 | 0% | 0% | 0% | 0% | 1.534% | 3.068% | 145087.9121 | 145087.9121 | 0
PPS | Phase2 1120L | 1421 | 240 | 0 | Fort_Saskatchewan | 552930.9317 | AltaLink | 2019 | 0% | 0% | 0% | 0% | 1.534% | 3.068% | 527748.231 | 527748.231 | 0
PPS | Phase2 1182L | 1421 | 240 | 0 | Fort_Saskatchewan | 19778650.6475 | AltaLink | 2019 | 0% | 0% | 0% | 0% | 1.534% | 3.068% | 18877851.2707 | 18877851.2707 | 0
PPS | Phase2 942L/1131L | 1421 | 240 | 0 | Fort_Saskatchewan | 987104.9763 | AltaLink | 2019 | 0% | 0% | 0% | 0% | 1.534% | 3.068% | 942148.2417 | 942148.2417 | 0
PPS | Phase2 997L | 1421 | 240 | 0 | Fort_Saskatchewan | 339650.7204 | AltaLink | 2019 | 0% | 0% | 0% | 0% | 1.534% | 3.068% | 324181.6592 | 324181.6592 | 0
PPS | 215AL | 1442 | 138 | 0 | Edmonton | 1662085.6643 | AltaLink | 2019 | 0% | 0% | 0% | 0% | 1.534% | 3.068% | 1586387.5918 | 0 | 1586387.5918
PPS | 745L | 1460 | 138 | 0 | Hinton_Edson | 1744293.0519 | AltaLink | 2019 | 0% | 0% | 0% | 0% | 1.534% | 3.068% | 1664850.924 | 0 | 1664850.924
PPS | Line 9L144 | 1482 | 240 | 0 | 0 | 2696306.3909 | ATCO | 2016 | 0% | 1.197% | 2.4% | 2.4% | 2.4% | 2.4% | 2417320.1246 | 2417320.1246 | 0
PPS | Line 9L57 | 1482 | 240 | 0 | 0 | 1212513.1677 | ATCO | 2016 | 0% | 1.197% | 2.4% | 2.4% | 2.4% | 2.4% | 1087054.6803 | 1087054.6803 | 0
PPS | v180 - Retermination of 0.025km138kV 719L | 1494 | 138 | 0 | Caroline | 51687.5931 | AltaLink | 2015 | 1.595% | 3.068% | 3.068% | 3.068% | 3.068% | 3.068% | 43525.8637 | 0 | 43525.8637
PPS | line upgrade | 1503 | 25 | 0 | Fort_Saskatchewan | 391589.7436 | AltaLink | 2016 | 0% | 1.534% | 3.068% | 3.068% | 3.068% | 3.068% | 340403.1871 | 0 | 0
PPS | 685L/854L 60m in/out line | 1515 | 138 | 0 | Fox_Creek | 1401330.1096 | AltaLink | 2016 | 0% | 1.534% | 3.068% | 3.068% | 3.068% | 3.068% | 1218155.5907 | 0 | 1218155.5907
PPS | 949L | 1533 | 240 | 0 | 0 | 9435771 | AltaLink | 2017 | 0% | 0% | 1.534% | 3.068% | 3.068% | 3.068% | 8461958.6472 | 8461958.6472 | 0
PPS | 949L | 1533 | 240 | 0 | 0 | 130006.5488 | AltaLink | 2017 | 0% | 0% | 1.534% | 3.068% | 3.068% | 3.068% | 116589.311 | 116589.311 | 0
PPS | 769BL | 1558 | 138 | 0 | Wainwright | 3292161.5303 | AltaLink | 2018 | 0% | 0% | 0% | 1.534% | 3.068% | 3.068% | 3045831.2575 | 0 | 3045831.2575
PPS | 769L | 1558 | 138 | 0 | Wainwright | 96108.7496 | AltaLink | 2018 | 0% | 0% | 0% | 1.534% | 3.068% | 3.068% | 88917.5792 | 0 | 88917.5792
PPS | 7L05 | 1570 | 138 | 0 | Fort McMurray | 304434.2697 | ATCO | 2017 | 0% | 0% | 1.2% | 2.4% | 2.4% | 2.4% | 279638.3738 | 0 | 279638.3738
PPS | 704L | 1594 | 138 | 0 | 0 | 14086571.0904 | AltaLink | 2018 | 0% | 0% | 0% | 1.534% | 3.068% | 3.068% | 13032567.8565 | 0 | 13032567.8565
PPS | 7LA10 | 1618 | 144 | 0 | 0 | 994089.5004 | ATCO | 2017 | 0% | 0% | 1.2% | 2.4% | 2.4% | 2.4% | 913121.8098 | 0 | 913121.8098
PPS | 7L20/7L228_(v1) | 1634 | 144 | 0 | Grande Prairie | 2547123.3416 | ATCO | 2016 | 0% | 1.197% | 2.4% | 2.4% | 2.4% | 2.4% | 2283573.0147 | 0 | 2283573.0147
PPS | 7L20/7L228_(v1) | 1634 | 144 | 0 | Grande Prairie | 2545264.0745 | ATCO | 2016 | 0% | 1.197% | 2.4% | 2.4% | 2.4% | 2.4% | 2281906.1255 | 0 | 2281906.1255
PPS | 633L | 1636 | 138 | 0 | Athabasca/Lac | 357000.6134 | AltaLink | 2016 | 0% | 1.534% | 3.068% | 3.068% | 3.068% | 3.068% | 310335.3664 | 0 | 310335.3664
PPS | 1214L | 1655 | 500 | 0 | Fort McMurray | 816333.284 | AltaLink | 2018 | 0% | 0% | 0% | 1.534% | 3.068% | 3.068% | 755252.5628 | 755252.5628 | 0
OOM | New 7km s/c tap to 7L90 | 1722 | 144 | 0 | 0 | 5595520.8322 | ATCO | 2017 | 0% | 0% | 1.2% | 2.4% | 2.4% | 2.4% | 5139770.7221 | 0 | 5139770.7221
NID | 138kV line | 1456 | 138 | 0 | Calgary | 74119816.8948 | ENMAX | 2021 | 0% | 0% | 0% | 0% | 0% | 0% | 0 | 0 | 0
Planning | 144KV line | 1784 | 144 | 0 | Grande Prairie | 35000000 | ATCO | 2020 | 0% | 0% | 0% | 0% | 0% | 1.2% | 34579964.3363 | 0 | 34579964.3363
Planning | 144 kV line | 1785 | 144 | 0 | Grande Prairie | 40000000 | ATCO | 2020 | 0% | 0% | 0% | 0% | 0% | 1.2% | 39519959.2415 | 0 | 39519959.2415
Planning | 144kV line | 1781 | 144 | 0 | Central East | 150186554.5085 | AltaLink | 2021 | 0% | 0% | 0% | 0% | 0% | 0% | 0 | 0 | 0
Planning | 144KV line | 1781 | 144 | 0 | Central East | 43590130.4036 | ATCO | 2021 | 0% | 0% | 0% | 0% | 0% | 0% | 0 | 0 | 0
Planning | Competitive Process | 1590 | 500 | 0 | Ft McMurray | 0 | Average | 2019 | 0% | 0% | 0% | 0% | 1.373% | 2.746% | 0 | 0 | 0
[6 empty] | 5884356833.6936 | [8 empty] | 4874831715.6342 | 4070854597.8236 | 761919711.1861
5616460331.8866

## Func Future Subs 2015
Inputs with sufficient data (Source: detailed cost estimates) | [5 empty] | Depreciation | [8 empty] | Substation POS/POD Breakdown (%) |  |  | Substation POS/POD Breakdown ($) |  |  | Unavailable Data | Functionalization - Book Value |  |  | Future substation functionalization results
Project location | AESO Reference No | substation voltage | Substation Secondary Voltage | Substation number | Substation Costs | TFO | In service | 2015 | 2016 | 2017 | 2018 | 2019 | 2020 | Substation Costs Depreciated to Dec 2015 | POS ratio - STS | POD ratio - DTS | Other | POS | POD | Other | Unavailable Data | Bulk (POS & BSYS) | Regional | POD |  | Bulk | Regional | POD
Brintnell 876S | 437 | 240 | 25 | 876S | 2902755.0596 | ATCO | 2016 | 0% | 1.232% | 2.435% | 2.435% | 2.435% | 2.435% | 0 | 0% | 100% | 0% | 0 | 0 | 0 | 0 | 0 | 0 | 0 | By Value | 1447293354.5242 | 193541839.2216 | 263413582.6366
Paintearth 863S | 437 | 240 | 25 | 863S | 1919444.9404 | ATCO | 2016 | 0% | 1.232% | 2.435% | 2.435% | 2.435% | 2.435% | 0 | 0% | 100% | 0% | 0 | 0 | 0 | 0 | 0 | 0 | 0 | By Percentage | 76% | 10.16% | 13.83%
Bowmanton 244S_(v1) | 479 | 240 | 138 | 244S | 6192429.9563 | AltaLink | 2019 | 0% | 0% | 0% | 0% | 1.672% | 3.343% | 0 | 0% | 0% | 100% | 0 | 0 | 0 | 0 | 0 | 0 | 0
Elkwater 264S_(v1) | 479 | 240 | 240 | 264S | 3207190.9955 | AltaLink | 2019 | 0% | 0% | 0% | 0% | 1.672% | 3.343% | 0 | 0% | 0% | 100% | 0 | 0 | 0 | 0 | 0 | 0 | 0 | Total Value of Future Substations | 1980667562.0555
WildRose1 547S_(v1) | 479 | 240 | 0 | 547S | 694965.9363 | AltaLink | 2019 | 0% | 0% | 0% | 0% | 1.672% | 3.343% | 0 | 0% | 0% | 100% | 0 | 0 | 0 | 0 | 0 | 0 | 0
Bullshead 532S | 513 | 145 | 0 | 532S | 637591.7215 | AltaLink | 2017 | 0% | 0% | 1.672% | 3.343% | 3.343% | 3.343% | 0 | 0% | 0% | 100% | 0 | 0 | 0 | 0 | 0 | 0 | 0 | Future substation functionalization results
Medicine Hat 41S | 513 | 240 | 69 | 41S | 338720.6021 | AltaLink | 2017 | 0% | 0% | 1.672% | 3.343% | 3.343% | 3.343% | 0 | 79.69% | 20.31% | 0% | 0 | 0 | 0 | 0 | 0 | 0 | 0 |  | Bulk | Regional | POD
Taber 83S | 513 | 240 | 25 | 83S | 282267.1684 | AltaLink | 2017 | 0% | 0% | 1.672% | 3.343% | 3.343% | 3.343% | 0 | 0% | 100% | 0% | 0 | 0 | 0 | 0 | 0 | 0 | 0 | By Value (incl Unavailable) | 1505374211.415 | 201308803.5561 | 273984547.0844
Tothill 219S | 513 | 138 | 0 | 219S | 597742.2389 | AltaLink | 2017 | 0% | 0% | 1.672% | 3.343% | 3.343% | 3.343% | 0 | 0% | 0% | 100% | 0 | 0 | 0 | 0 | 0 | 0 | 0
Castle Rock Ridge 205S Substation | 524 | 240 | 25 | 205S | 3365840 | AltaLink | 2017 | 0% | 0% | 1.672% | 3.343% | 3.343% | 3.343% | 0 | 99.83% | 0.1736% | 4.922e-15% | 0 | 0 | 0 | 0 | 0 | 0 | 0
Bannerman 681S | 559 | 240 | 25 | 681S | 40330685.0473 | AltaLink | 2015 | 1.723% | 3.343% | 3.343% | 3.343% | 3.343% | 3.343% | 39635852.6667 | 0% | 100% | 0% | 0 | 39635852.6667 | 0 | 0 | 0 | 0 | 39635852.6667
Deerland 013S | 559 | 240 | 138 | 13S | 5142.2813 | AltaLink | 2015 | 1.723% | 3.343% | 3.343% | 3.343% | 3.343% | 3.343% | 5053.6881 | 0% | 0% | 100% | 0 | 0 | 5053.6881 | 0 | 0 | 5053.6881 | 0
Lamoureux 071S | 559 | 240 | 138 | 71S | 80730.1509 | AltaLink | 2015 | 1.723% | 3.343% | 3.343% | 3.343% | 3.343% | 3.343% | 79339.3012 | 0% | 0% | 100% | 0 | 0 | 79339.3012 | 0 | 0 | 79339.3012 | 0
Bannerman 681S | 629 | 240 | 25 | 681S | 10135.4322 | AltaLink | 2015 | 1.723% | 3.343% | 3.343% | 3.343% | 3.343% | 3.343% | 9960.8151 | 0% | 100% | 0% | 0 | 9960.8151 | 0 | 0 | 0 | 0 | 9960.8151
Deerland 013S | 629 | 240 | 138 | 13S | 516260.418 | AltaLink | 2015 | 1.723% | 3.343% | 3.343% | 3.343% | 3.343% | 3.343% | 507366.0871 | 0% | 0% | 100% | 0 | 0 | 507366.0871 | 0 | 0 | 507366.0871 | 0
Ellerslie 089S | 629 | 500 | 240 | 89S | 23778913.9619 | AltaLink | 2015 | 1.723% | 3.343% | 3.343% | 3.343% | 3.343% | 3.343% | 23369241.7885 | 0% | 0% | 100% | 0 | 0 | 23369241.7885 | 0 | 23369241.7885 | 0 | 0
Heartland 012S_(v199) | 629 | 500 | 240 | 12S | 66671500.4366 | AltaLink | 2015 | 1.723% | 3.343% | 3.343% | 3.343% | 3.343% | 3.343% | 65522858.4704 | 0% | 0% | 100% | 0 | 0 | 65522858.4704 | 0 | 65522858.4704 | 0 | 0
Lamoureux 071S_(v199) | 629 | 240 | 138 | 71S | 706122.9289 | AltaLink | 2015 | 1.723% | 3.343% | 3.343% | 3.343% | 3.343% | 3.343% | 693957.5746 | 0% | 0% | 100% | 0 | 0 | 693957.5746 | 0 | 0 | 693957.5746 | 0
Mother Moutain 2055S Switching Substation | 635 | 240 | 240 | 2055S | 17584069.1949 | ATCO | 2019 | 0% | 0% | 0% | 0% | 1.218% | 2.435% | 0 | 0% | 0% | 100% | 0 | 0 | 0 | 0 | 0 | 0 | 0
Coyote Lake 963S version 2 | 678 | 240 | 138 | 963S | 5823406.552 | ATCO | 2018 | 0% | 0% | 0% | 1.218% | 2.435% | 2.435% | 0 | 0% | 0% | 100% | 0 | 0 | 0 | 0 | 0 | 0 | 0
Cassils 324S_(v1) | 693 | 240 | 240 | 324S | 113408.3773 | AltaLink | 2019 | 0% | 0% | 0% | 0% | 1.672% | 3.343% | 0 | 0% | 0% | 100% | 0 | 0 | 0 | 0 | 0 | 0 | 0
Eagle Buttle 274S_(v1) | 693 | 240 | 240 | 274S | 201366.1309 | AltaLink | 2019 | 0% | 0% | 0% | 0% | 1.672% | 3.343% | 0 | 0% | 0% | 100% | 0 | 0 | 0 | 0 | 0 | 0 | 0
Elkwater 264S_(v1) | 693 | 240 | 240 | 264S | 15828490.5152 | AltaLink | 2019 | 0% | 0% | 0% | 0% | 1.672% | 3.343% | 0 | 0% | 0% | 100% | 0 | 0 | 0 | 0 | 0 | 0 | 0
Whitla 251S_(v1) | 693 | 240 | 240 | 251S | 169902.6211 | AltaLink | 2019 | 0% | 0% | 0% | 0% | 1.672% | 3.343% | 0 | 0% | 0% | 100% | 0 | 0 | 0 | 0 | 0 | 0 | 0
East Calgary 5S | 719 | 240 | 240 | 5S | 33632105.5811 | AltaLink | 2015 | 1.723% | 3.343% | 3.343% | 3.343% | 3.343% | 3.343% | 33052678.8751 | 0% | 0% | 100% | 0 | 0 | 33052678.8751 | 0 | 33052678.8751 | 0 | 0
Enmax No. 2 | 719 | 138 | 25 | SS-2 | 37801368.2034 | ENMAX | 2015 | 1.393% | 2.786% | 2.786% | 2.786% | 2.786% | 2.786% | 37274855.2761 | 0% | 100% | 0% | 0 | 37274855.2761 | 0 | 0 | 0 | 0 | 37274855.2761
Enmax No. 23 | 719 | 138 | 25 | SS-23 | 822893.4344 | ENMAX | 2015 | 1.393% | 2.786% | 2.786% | 2.786% | 2.786% | 2.786% | 811431.8379 | 0% | 100% | 0% | 0 | 811431.8379 | 0 | 0 | 0 | 0 | 811431.8379
Enmax No. 25 | 719 | 240 | 25 | SS-25 | 17323675 | ENMAX | 2015 | 1.393% | 2.786% | 2.786% | 2.786% | 2.786% | 2.786% | 17082383.7645 | 97.59% | 2.408% | 4.857e-15% | 16670996.0821 | 411387.6824 | 8.2973e-10 | 0 | 16670996.0821 | 0 | 411387.6824
Janet 74S | 719 | 240 | 138 | 74S | 1242846.8878 | AltaLink | 2015 | 1.723% | 3.343% | 3.343% | 3.343% | 3.343% | 3.343% | 1221434.649 | 0% | 0% | 100% | 0 | 0 | 1221434.649 | 0 | 0 | 1221434.649 | 0
Langdon 102S substation | 719 | 240 | 240 | 102S | 11146.6089 | AltaLink | 2015 | 1.723% | 3.343% | 3.343% | 3.343% | 3.343% | 3.343% | 10954.5708 | 0% | 0% | 100% | 0 | 0 | 10954.5708 | 0 | 10954.5708 | 0 | 0
Peigan 59S substation | 719 | 240 | 138 | 59S | 13933.2611 | AltaLink | 2015 | 1.723% | 3.343% | 3.343% | 3.343% | 3.343% | 3.343% | 13693.2136 | 0% | 0% | 100% | 0 | 0 | 13693.2136 | 0 | 0 | 13693.2136 | 0
S.42S | 719 | 240 | 138 | 42S | 128186.0019 | AltaLink | 2015 | 1.723% | 3.343% | 3.343% | 3.343% | 3.343% | 3.343% | 125977.5647 | 0% | 0% | 100% | 0 | 0 | 125977.5647 | 0 | 0 | 125977.5647 | 0
805S Jasper Sub | 786 | 240 | 0 | 805S | 977096.3241 | EPCOR | 2016 | 0% | 2.08% | 4.115% | 4.115% | 4.115% | 4.115% | 0 | 0% | 0% | 100% | 0 | 0 | 0 | 0 | 0 | 0 | 0
816S Petrolia Sub | 786 | 240 | 25 | 816S | 1459886.8314 | EPCOR | 2016 | 0% | 2.08% | 4.115% | 4.115% | 4.115% | 4.115% | 0 | 0% | 0% | 100% | 0 | 0 | 0 | 0 | 0 | 0 | 0
Bellamy 814S | 786 | 240 | 0 | 814S | 700514.655 | EPCOR | 2016 | 0% | 2.08% | 4.115% | 4.115% | 4.115% | 4.115% | 0 | 0% | 0% | 100% | 0 | 0 | 0 | 0 | 0 | 0 | 0
Dome 665S | 786 | 240 | 0 | 665S | 616310.2169 | EPCOR | 2016 | 0% | 2.08% | 4.115% | 4.115% | 4.115% | 4.115% | 0 | 0% | 0% | 100% | 0 | 0 | 0 | 0 | 0 | 0 | 0
Genesee 330P | 786 | 500 | 240 | 330P | 112557.4943 | EPCOR | 2016 | 0% | 2.08% | 4.115% | 4.115% | 4.115% | 4.115% | 0 | 0% | 0% | 100% | 0 | 0 | 0 | 0 | 0 | 0 | 0
Keephills 320P | 786 | 240 | 25 | 320P | 5431229.6126 | AltaLink | 2016 | 0% | 1.672% | 3.343% | 3.343% | 3.343% | 3.343% | 0 | 96.2% | 3.796% | 0% | 0 | 0 | 0 | 0 | 0 | 0 | 0
lambton E803S | 786 | 240 | 25 | 803S | 681829.4783 | EPCOR | 2016 | 0% | 2.08% | 4.115% | 4.115% | 4.115% | 4.115% | 0 | 0% | 100% | 0% | 0 | 0 | 0 | 0 | 0 | 0 | 0
Livock PST | 786 | 240 | 0 |  | 31168613.7418 | ATCO | 2016 | 0% | 1.232% | 2.435% | 2.435% | 2.435% | 2.435% | 0 | 0% | 0% | 100% | 0 | 0 | 0 | 0 | 0 | 0 | 0
Sundance 310P | 786 | 240 | 25 | 310P | 314796.8853 | AltaLink | 2016 | 0% | 1.672% | 3.343% | 3.343% | 3.343% | 3.343% | 0 | 100% | 0% | 0% | 0 | 0 | 0 | 0 | 0 | 0 | 0
Wabamun 19S | 786 | 240 | 138 | 19S | 314793.3353 | AltaLink | 2016 | 0% | 1.672% | 3.343% | 3.343% | 3.343% | 3.343% | 0 | 0% | 0% | 100% | 0 | 0 | 0 | 0 | 0 | 0 | 0
Arcenciel 930S | 803 | 138 | 138 | 930S | 119288.5465 | ATCO | 2017 | 0% | 0% | 1.218% | 2.435% | 2.435% | 2.435% | 0 | 0% | 0% | 100% | 0 | 0 | 0 | 0 | 0 | 0 | 0
Blumenort substation 832S | 803 | 138 | 25 | 832S | 3476988.1419 | ATCO | 2017 | 0% | 0% | 1.218% | 2.435% | 2.435% | 2.435% | 0 | 0% | 100% | 0% | 0 | 0 | 0 | 0 | 0 | 0 | 0
High Level substation | 803 | 138 | 0 |  | 660698.1343 | ATCO | 2017 | 0% | 0% | 1.218% | 2.435% | 2.435% | 2.435% | 0 | 0% | 0% | 100% | 0 | 0 | 0 | 0 | 0 | 0 | 0
Keg River 789S | 803 | 138 | 138 | 789S | 242204.414 | ATCO | 2017 | 0% | 0% | 1.218% | 2.435% | 2.435% | 2.435% | 0 | 0% | 0% | 100% | 0 | 0 | 0 | 0 | 0 | 0 | 0
Ring Creek 853S | 803 | 138 | 25 | 853S | 85463.5897 | ATCO | 2017 | 0% | 0% | 1.218% | 2.435% | 2.435% | 2.435% | 0 | 0% | 100% | 0% | 0 | 0 | 0 | 0 | 0 | 0 | 0
Sulphur Point 828S | 803 | 138 | 25 | 828S | 66376.9717 | ATCO | 2017 | 0% | 0% | 1.218% | 2.435% | 2.435% | 2.435% | 0 | 0% | 100% | 0% | 0 | 0 | 0 | 0 | 0 | 0 | 0
Bourque 970S(180) | 811 | 144 | 144 | 970S | 20557692.6827 | ATCO | 2017 | 0% | 0% | 1.218% | 2.435% | 2.435% | 2.435% | 0 | 0% | 0% | 100% | 0 | 0 | 0 | 0 | 0 | 0 | 0
Heisler 764S180 | 811 | 144 | 25 | 764S | 14655875.32 | ATCO | 2017 | 0% | 0% | 1.218% | 2.435% | 2.435% | 2.435% | 0 | 0% | 100% | 0% | 0 | 0 | 0 | 0 | 0 | 0 | 0
Kitscoty 705S180 | 811 | 144 | 25 | 705S | 13565760.5794 | ATCO | 2017 | 0% | 0% | 1.218% | 2.435% | 2.435% | 2.435% | 0 | 0% | 100% | 0% | 0 | 0 | 0 | 0 | 0 | 0 | 0
Leming Lake 715S(180) | 811 | 144 | 25 | 715S | 267528.1621 | ATCO | 2017 | 0% | 0% | 1.218% | 2.435% | 2.435% | 2.435% | 0 | 0% | 100% | 0% | 0 | 0 | 0 | 0 | 0 | 0 | 0
Mahihkan 837S(180) | 811 | 144 | 25 | 837S | 1431346.4419 | ATCO | 2017 | 0% | 0% | 1.218% | 2.435% | 2.435% | 2.435% | 0 | 0% | 100% | 0% | 0 | 0 | 0 | 0 | 0 | 0 | 0
Marguerite Lake 826S(180) | 811 | 144 | 138 | 826S | 688730.2426 | ATCO | 2017 | 0% | 0% | 1.218% | 2.435% | 2.435% | 2.435% | 0 | 0% | 0% | 100% | 0 | 0 | 0 | 0 | 0 | 0 | 0
unknown sub St.Paul | 811 | 0 | 0 |  | 33228963.9733 | ATCO | 2017 | 0% | 0% | 1.218% | 2.435% | 2.435% | 2.435% | 0 | 0% | 0% | 100% | 0 | 0 | 0 | 0 | 0 | 0 | 0
unknown sub Vermilion 710S | 811 | 0 | 25 | 710S | 8709690 | ATCO | 2017 | 0% | 0% | 1.218% | 2.435% | 2.435% | 2.435% | 0 | 0% | 100% | 0% | 0 | 0 | 0 | 0 | 0 | 0 | 0
Wolf Lake 822S(180) | 811 | 144 | 25 | 822S | 1030247.2205 | ATCO | 2017 | 0% | 0% | 1.218% | 2.435% | 2.435% | 2.435% | 0 | 0% | 100% | 0% | 0 | 0 | 0 | 0 | 0 | 0 | 0
74S | 813 | 240 | 138 | 74S | 395882.3304 | AltaLink | 2017 | 0% | 0% | 1.672% | 3.343% | 3.343% | 3.343% | 0 | 0% | 0% | 100% | 0 | 0 | 0 | 0 | 0 | 0 | 0
Beddington 162S | 813 | 240 | 25 | 162S | 39588.233 | AltaLink | 2017 | 0% | 0% | 1.672% | 3.343% | 3.343% | 3.343% | 0 | 91.17% | 8.832% | 0% | 0 | 0 | 0 | 0 | 0 | 0 | 0
Benalto 17S | 813 | 240 | 25 | 17S | 8444000 | AltaLink | 2017 | 0% | 0% | 1.672% | 3.343% | 3.343% | 3.343% | 0 | 0% | 100% | 0% | 0 | 0 | 0 | 0 | 0 | 0 | 0
Benalto 17S (GD - Johnson) | 813 | 240 | 25 | 17S | 134255.7468 | AltaLink | 2017 | 0% | 0% | 1.672% | 3.343% | 3.343% | 3.343% | 0 | 0% | 100% | 0% | 0 | 0 | 0 | 0 | 0 | 0 | 0
Benalto 17S (GD Hazel) | 813 | 240 | 25 | 17S | 20654.7303 | AltaLink | 2017 | 0% | 0% | 1.672% | 3.343% | 3.343% | 3.343% | 0 | 0% | 100% | 0% | 0 | 0 | 0 | 0 | 0 | 0 | 0
Benalto 17S (LR) | 813 | 138 | 25 | 17S | 655703.2937 | AltaLink | 2017 | 0% | 0% | 1.672% | 3.343% | 3.343% | 3.343% | 0 | 0% | 100% | 0% | 0 | 0 | 0 | 0 | 0 | 0 | 0
Capacitor Bank at Joffre 535S | 813 | 138 | 25 | 535S | 2796588.4995 | AltaLink | 2017 | 0% | 0% | 1.672% | 3.343% | 3.343% | 3.343% | 0 | 74.03% | 25.97% | 0% | 0 | 0 | 0 | 0 | 0 | 0 | 0
Capacitor Bank at Joffre 535S (dev12) | 813 | 138 | 25 | 535S | 323419.8602 | AltaLink | 2017 | 0% | 0% | 1.672% | 3.343% | 3.343% | 3.343% | 0 | 74.03% | 25.97% | 0% | 0 | 0 | 0 | 0 | 0 | 0 | 0
Development at Beddington 162S | 813 | 240 | 25 | 162S | 36791.1459 | AltaLink | 2017 | 0% | 0% | 1.672% | 3.343% | 3.343% | 3.343% | 0 | 91.17% | 8.832% | 0% | 0 | 0 | 0 | 0 | 0 | 0 | 0
Development at Benalto 17S | 813 | 240 | 25 | 17S | 5892088.7617 | AltaLink | 2017 | 0% | 0% | 1.672% | 3.343% | 3.343% | 3.343% | 0 | 0% | 100% | 0% | 0 | 0 | 0 | 0 | 0 | 0 | 0
Development at Benalto 17S (dev2) | 813 | 240 | 25 | 17S | 36791.1459 | AltaLink | 2017 | 0% | 0% | 1.672% | 3.343% | 3.343% | 3.343% | 0 | 0% | 100% | 0% | 0 | 0 | 0 | 0 | 0 | 0 | 0
Development at Benalto 17S (dev21) | 813 | 240 | 25 | 17S | 350767.6777 | AltaLink | 2017 | 0% | 0% | 1.672% | 3.343% | 3.343% | 3.343% | 0 | 0% | 100% | 0% | 0 | 0 | 0 | 0 | 0 | 0 | 0
Development at Didsbury 152S | 813 | 240 | 0 | 152S | 447651.4772 | AltaLink | 2017 | 0% | 0% | 1.672% | 3.343% | 3.343% | 3.343% | 0 | 0% | 0% | 100% | 0 | 0 | 0 | 0 | 0 | 0 | 0
Development at Ellis 332S | 813 | 138 | 25 | 332S | 3030739.6252 | AltaLink | 2017 | 0% | 0% | 1.672% | 3.343% | 3.343% | 3.343% | 0 | 0% | 100% | 0% | 0 | 0 | 0 | 0 | 0 | 0 | 0
Development at Ellis 332S (dev3) | 813 | 138 | 25 | 332S | 2498374.0235 | AltaLink | 2017 | 0% | 0% | 1.672% | 3.343% | 3.343% | 3.343% | 0 | 0% | 100% | 0% | 0 | 0 | 0 | 0 | 0 | 0 | 0
Development at Harmattan 256S | 813 | 138 | 25 | 256S | 446170.8602 | AltaLink | 2017 | 0% | 0% | 1.672% | 3.343% | 3.343% | 3.343% | 0 | 54.51% | 45.49% | 0% | 0 | 0 | 0 | 0 | 0 | 0 | 0
Development at Innisfail 214S | 813 | 240 | 25 | 214S | 3173918.3395 | AltaLink | 2017 | 0% | 0% | 1.672% | 3.343% | 3.343% | 3.343% | 0 | 0% | 100% | 0% | 0 | 0 | 0 | 0 | 0 | 0 | 0
Development at Piper Creek 247S | 813 | 138 | 138 | 247S | 624990.2139 | AltaLink | 2017 | 0% | 0% | 1.672% | 3.343% | 3.343% | 3.343% | 0 | 0% | 0% | 100% | 0 | 0 | 0 | 0 | 0 | 0 | 0
Development at Ponoka 331S | 813 | 138 | 25 | 331S | 3065380.5529 | AltaLink | 2017 | 0% | 0% | 1.672% | 3.343% | 3.343% | 3.343% | 0 | 0% | 100% | 0% | 0 | 0 | 0 | 0 | 0 | 0 | 0
Development at Prentiss 276S | 813 | 138 | 25 | 276S | 3186555.949 | AltaLink | 2017 | 0% | 0% | 1.672% | 3.343% | 3.343% | 3.343% | 0 | 0% | 0% | 100% | 0 | 0 | 0 | 0 | 0 | 0 | 0
Development at Red Deer 63S | 813 | 240 | 25 | 63S | 1318872.5454 | AltaLink | 2017 | 0% | 0% | 1.672% | 3.343% | 3.343% | 3.343% | 0 | 0% | 100% | 0% | 0 | 0 | 0 | 0 | 0 | 0 | 0
Development at Red Deer 63S (dev12) | 813 | 240 | 25 | 63S | 437105.3799 | AltaLink | 2017 | 0% | 0% | 1.672% | 3.343% | 3.343% | 3.343% | 0 | 0% | 100% | 0% | 0 | 0 | 0 | 0 | 0 | 0 | 0
Development at Red Deer 63S (dev21) | 813 | 240 | 25 | 63S | 335873.2174 | AltaLink | 2017 | 0% | 0% | 1.672% | 3.343% | 3.343% | 3.343% | 0 | 0% | 100% | 0% | 0 | 0 | 0 | 0 | 0 | 0 | 0
Development at South Red Deer 194S | 813 | 138 | 138 | 194S | 1494037.1072 | AltaLink | 2017 | 0% | 0% | 1.672% | 3.343% | 3.343% | 3.343% | 0 | 0% | 0% | 100% | 0 | 0 | 0 | 0 | 0 | 0 | 0
Development at South Red Deer 194S (dev11) | 813 | 138 | 138 | 194S | 1533469.4238 | AltaLink | 2017 | 0% | 0% | 1.672% | 3.343% | 3.343% | 3.343% | 0 | 0% | 0% | 100% | 0 | 0 | 0 | 0 | 0 | 0 | 0
Development at Sylvan Lake 580S | 813 | 138 | 25 | 580S | 517837.0121 | AltaLink | 2017 | 0% | 0% | 1.672% | 3.343% | 3.343% | 3.343% | 0 | 0% | 100% | 0% | 0 | 0 | 0 | 0 | 0 | 0 | 0
Didsbury 152S | 813 | 240 | 0 | 152S | 89503.8312 | AltaLink | 2017 | 0% | 0% | 1.672% | 3.343% | 3.343% | 3.343% | 0 | 0% | 0% | 100% | 0 | 0 | 0 | 0 | 0 | 0 | 0
Eagle Hill 9433R (GD Hazel) | 813 | 240 | 0 |  | 554235.2625 | AltaLink | 2017 | 0% | 0% | 1.672% | 3.343% | 3.343% | 3.343% | 0 | 0% | 0% | 100% | 0 | 0 | 0 | 0 | 0 | 0 | 0
Ellerslie 89S | 813 | 240 | 240 | 89S | 117043.4716 | AltaLink | 2017 | 0% | 0% | 1.672% | 3.343% | 3.343% | 3.343% | 0 | 0% | 0% | 100% | 0 | 0 | 0 | 0 | 0 | 0 | 0
Ellis 332S | 813 | 138 | 25 | 332S | 4803000 | AltaLink | 2017 | 0% | 0% | 1.672% | 3.343% | 3.343% | 3.343% | 0 | 0% | 100% | 0% | 0 | 0 | 0 | 0 | 0 | 0 | 0
Ellis 332S (GD) | 813 | 138 | 25 | 332S | 1561153.3637 | AltaLink | 2017 | 0% | 0% | 1.672% | 3.343% | 3.343% | 3.343% | 0 | 0% | 100% | 0% | 0 | 0 | 0 | 0 | 0 | 0 | 0
Gaetz 87S | 813 | 240 | 138 | 87S | 3058127.6637 | AltaLink | 2017 | 0% | 0% | 1.672% | 3.343% | 3.343% | 3.343% | 0 | 0% | 0% | 100% | 0 | 0 | 0 | 0 | 0 | 0 | 0
Harmattan 256S | 813 | 240 | 25 | 256S | 185892.5725 | AltaLink | 2017 | 0% | 0% | 1.672% | 3.343% | 3.343% | 3.343% | 0 | 54.51% | 45.49% | 0% | 0 | 0 | 0 | 0 | 0 | 0 | 0
Hazelwood 287S | 813 | 240 | 0 | 287S | 24486182.7475 | AltaLink | 2017 | 0% | 0% | 1.672% | 3.343% | 3.343% | 3.343% | 0 | 0% | 0% | 100% | 0 | 0 | 0 | 0 | 0 | 0 | 0
Innisfail 214S | 813 | 138 | 25 | 214S | 4439045.7828 | AltaLink | 2017 | 0% | 0% | 1.672% | 3.343% | 3.343% | 3.343% | 0 | 0% | 100% | 0% | 0 | 0 | 0 | 0 | 0 | 0 | 0
Joffre 535S | 813 | 138 | 25 | 535S | 5111000 | AltaLink | 2017 | 0% | 0% | 1.672% | 3.343% | 3.343% | 3.343% | 0 | 74.03% | 25.97% | 0% | 0 | 0 | 0 | 0 | 0 | 0 | 0
Joffre 535S | 813 | 138 | 25 | 535S | 974788.8537 | AltaLink | 2017 | 0% | 0% | 1.672% | 3.343% | 3.343% | 3.343% | 0 | 74.03% | 25.97% | 0% | 0 | 0 | 0 | 0 | 0 | 0 | 0
Johnson 281S | 813 | 240 | 138 | 281S | 27577507.3795 | AltaLink | 2017 | 0% | 0% | 1.672% | 3.343% | 3.343% | 3.343% | 0 | 0% | 0% | 100% | 0 | 0 | 0 | 0 | 0 | 0 | 0
N.E. Lacombe 212S | 813 | 138 | 25 | 212S | 5363344.9628 | AltaLink | 2017 | 0% | 0% | 1.672% | 3.343% | 3.343% | 3.343% | 0 | 0% | 100% | 0% | 0 | 0 | 0 | 0 | 0 | 0 | 0
New 240/138kV Substation Hazelwood 287S | 813 | 240 | 0 | 287S | 19156315.5193 | AltaLink | 2017 | 0% | 0% | 1.672% | 3.343% | 3.343% | 3.343% | 0 | 0% | 0% | 100% | 0 | 0 | 0 | 0 | 0 | 0 | 0
New 240/138kV Substation Johnson 281S | 813 | 240 | 138 | 281S | 20096056.3432 | AltaLink | 2017 | 0% | 0% | 1.672% | 3.343% | 3.343% | 3.343% | 0 | 0% | 0% | 100% | 0 | 0 | 0 | 0 | 0 | 0 | 0
New 240/138kV Substation Wolf Creek 288S | 813 | 240 | 138 | 288S | 16806672.4872 | AltaLink | 2017 | 0% | 0% | 1.672% | 3.343% | 3.343% | 3.343% | 0 | 0% | 0% | 100% | 0 | 0 | 0 | 0 | 0 | 0 | 0
New additions at Gaetz 87S | 813 | 240 | 138 | 87S | 2595668.4901 | AltaLink | 2017 | 0% | 0% | 1.672% | 3.343% | 3.343% | 3.343% | 0 | 0% | 0% | 100% | 0 | 0 | 0 | 0 | 0 | 0 | 0
New additions at N.E Lacombe 212S | 813 | 138 | 25 | 212S | 3773036.0916 | AltaLink | 2017 | 0% | 0% | 1.672% | 3.343% | 3.343% | 3.343% | 0 | 0% | 100% | 0% | 0 | 0 | 0 | 0 | 0 | 0 | 0
New Additions at North Red Deer 217S | 813 | 138 | 25 | 217S | 1453039.2523 | AltaLink | 2017 | 0% | 0% | 1.672% | 3.343% | 3.343% | 3.343% | 0 | 0% | 100% | 0% | 0 | 0 | 0 | 0 | 0 | 0 | 0
New Additions at North Red Deer 217S (dev10) | 813 | 138 | 25 | 217S | 1479296.807 | AltaLink | 2017 | 0% | 0% | 1.672% | 3.343% | 3.343% | 3.343% | 0 | 0% | 100% | 0% | 0 | 0 | 0 | 0 | 0 | 0 | 0
North Red Deer 217S | 813 | 138 | 25 | 217S | 187594.2578 | AltaLink | 2017 | 0% | 0% | 1.672% | 3.343% | 3.343% | 3.343% | 0 | 0% | 100% | 0% | 0 | 0 | 0 | 0 | 0 | 0 | 0
Olds 55S (GD Hazel) | 813 | 138 | 25 | 55S | 98109.9688 | AltaLink | 2017 | 0% | 0% | 1.672% | 3.343% | 3.343% | 3.343% | 0 | 0% | 100% | 0% | 0 | 0 | 0 | 0 | 0 | 0 | 0
Olds 55S (GD Johnson) | 813 | 240 | 25 | 55S | 390718.6478 | AltaLink | 2017 | 0% | 0% | 1.672% | 3.343% | 3.343% | 3.343% | 0 | 0% | 100% | 0% | 0 | 0 | 0 | 0 | 0 | 0 | 0
Piper Creek 247S | 813 | 138 | 138 | 247S | 1998667.7937 | AltaLink | 2017 | 0% | 0% | 1.672% | 3.343% | 3.343% | 3.343% | 0 | 0% | 0% | 100% | 0 | 0 | 0 | 0 | 0 | 0 | 0
Ponoka 331S | 813 | 138 | 25 | 331S | 3179107.2357 | AltaLink | 2017 | 0% | 0% | 1.672% | 3.343% | 3.343% | 3.343% | 0 | 0% | 100% | 0% | 0 | 0 | 0 | 0 | 0 | 0 | 0
Prentiss 276S | 813 | 138 | 25 | 276S | 4288175.2446 | AltaLink | 2017 | 0% | 0% | 1.672% | 3.343% | 3.343% | 3.343% | 0 | 0% | 0% | 100% | 0 | 0 | 0 | 0 | 0 | 0 | 0
RAS in 256S_(v2) | 813 | 138 | 25 | 256S | 140996.1225 | AltaLink | 2017 | 0% | 0% | 1.672% | 3.343% | 3.343% | 3.343% | 0 | 54.51% | 45.49% | 0% | 0 | 0 | 0 | 0 | 0 | 0 | 0
Red Deer 217S | 813 | 138 | 25 | 217S | 2898997.8883 | AltaLink | 2017 | 0% | 0% | 1.672% | 3.343% | 3.343% | 3.343% | 0 | 0% | 100% | 0% | 0 | 0 | 0 | 0 | 0 | 0 | 0
Red Deer 63S (648L) | 813 | 138 | 25 | 63S | 759143.1181 | AltaLink | 2017 | 0% | 0% | 1.672% | 3.343% | 3.343% | 3.343% | 0 | 0% | 100% | 0% | 0 | 0 | 0 | 0 | 0 | 0 | 0
Red Deer 63S (755/427L) | 813 | 138 | 25 | 63S | 682001.5541 | AltaLink | 2017 | 0% | 0% | 1.672% | 3.343% | 3.343% | 3.343% | 0 | 0% | 100% | 0% | 0 | 0 | 0 | 0 | 0 | 0 | 0
Red Deer 63S (80/426L) | 813 | 138 | 25 | 63S | 1044917.5483 | AltaLink | 2017 | 0% | 0% | 1.672% | 3.343% | 3.343% | 3.343% | 0 | 0% | 100% | 0% | 0 | 0 | 0 | 0 | 0 | 0 | 0
Red Deer 63S (GD Hazel) | 813 | 240 | 25 | 63S | 406209.6955 | AltaLink | 2017 | 0% | 0% | 1.672% | 3.343% | 3.343% | 3.343% | 0 | 0% | 100% | 0% | 0 | 0 | 0 | 0 | 0 | 0 | 0
Red Deer 63S (GD Wolf) | 813 | 240 | 25 | 63S | 89503.8312 | AltaLink | 2017 | 0% | 0% | 1.672% | 3.343% | 3.343% | 3.343% | 0 | 0% | 100% | 0% | 0 | 0 | 0 | 0 | 0 | 0 | 0
Shell Caroline 378S RAS_(v2) | 813 | 138 | 25 | 378S | 107820.5642 | AltaLink | 2017 | 0% | 0% | 1.672% | 3.343% | 3.343% | 3.343% | 0 | 31.21% | 68.79% | 0% | 0 | 0 | 0 | 0 | 0 | 0 | 0
South Red Deer 194S (80/425L) | 813 | 138 | 138 | 194S | 1236018.2408 | AltaLink | 2017 | 0% | 0% | 1.672% | 3.343% | 3.343% | 3.343% | 0 | 0% | 0% | 100% | 0 | 0 | 0 | 0 | 0 | 0 | 0
South Red Deer 194S (80/426L) | 813 | 138 | 138 | 194S | 1628738.9301 | AltaLink | 2017 | 0% | 0% | 1.672% | 3.343% | 3.343% | 3.343% | 0 | 0% | 0% | 100% | 0 | 0 | 0 | 0 | 0 | 0 | 0
Substation Harmattan 256S_(v2) | 813 | 138 | 25 | 256S | 5094521.6606 | AltaLink | 2017 | 0% | 0% | 1.672% | 3.343% | 3.343% | 3.343% | 0 | 54.51% | 45.49% | 0% | 0 | 0 | 0 | 0 | 0 | 0 | 0
Substation Johnson 281S_(v2) | 813 | 240 | 138 | 281S | 841829.7901 | AltaLink | 2017 | 0% | 0% | 1.672% | 3.343% | 3.343% | 3.343% | 0 | 0% | 0% | 100% | 0 | 0 | 0 | 0 | 0 | 0 | 0
Sundre 575S RAS_(v2) | 813 | 138 | 25 | 575S | 109894.0366 | AltaLink | 2017 | 0% | 0% | 1.672% | 3.343% | 3.343% | 3.343% | 0 | 0% | 100% | 0% | 0 | 0 | 0 | 0 | 0 | 0 | 0
Sylvan Lake 580S | 813 | 138 | 25 | 580S | 932711.637 | AltaLink | 2017 | 0% | 0% | 1.672% | 3.343% | 3.343% | 3.343% | 0 | 0% | 100% | 0% | 0 | 0 | 0 | 0 | 0 | 0 | 0
Waiparous 639S | 813 | 240 | 0 | 639S | 957002.503 | AltaLink | 2017 | 0% | 0% | 1.672% | 3.343% | 3.343% | 3.343% | 0 | 0% | 0% | 100% | 0 | 0 | 0 | 0 | 0 | 0 | 0
Wolf Creek 288S | 813 | 240 | 138 | 288S | 35639737.099 | AltaLink | 2017 | 0% | 0% | 1.672% | 3.343% | 3.343% | 3.343% | 0 | 0% | 0% | 100% | 0 | 0 | 0 | 0 | 0 | 0 | 0
Acheson 305S | 850 | 138 | 25 | 305S | 8772223.6609 | AltaLink | 2017 | 0% | 0% | 1.672% | 3.343% | 3.343% | 3.343% | 0 | 0% | 100% | 0% | 0 | 0 | 0 | 0 | 0 | 0 | 0
Bardo 197S | 850 | 138 | 138 | 197S | 1637012.1502 | AltaLink | 2017 | 0% | 0% | 1.672% | 3.343% | 3.343% | 3.343% | 0 | 0% | 0% | 100% | 0 | 0 | 0 | 0 | 0 | 0 | 0
Bigstone 86S | 850 | 240 | 138 | 86S | 413798.7758 | AltaLink | 2017 | 0% | 0% | 1.672% | 3.343% | 3.343% | 3.343% | 0 | 0% | 0% | 100% | 0 | 0 | 0 | 0 | 0 | 0 | 0
Bilby 105S | 850 | 138 | 25 | 105S | 109864.1935 | AltaLink | 2017 | 0% | 0% | 1.672% | 3.343% | 3.343% | 3.343% | 0 | 0% | 100% | 0% | 0 | 0 | 0 | 0 | 0 | 0 | 0
Bretona 45S | 850 | 138 | 25 | 45S | 22946.8712 | AltaLink | 2017 | 0% | 0% | 1.672% | 3.343% | 3.343% | 3.343% | 0 | 0% | 100% | 0% | 0 | 0 | 0 | 0 | 0 | 0 | 0
Carvel 432S | 850 | 138 | 25 | 432S | 125476.4137 | AltaLink | 2017 | 0% | 0% | 1.672% | 3.343% | 3.343% | 3.343% | 0 | 0% | 100% | 0% | 0 | 0 | 0 | 0 | 0 | 0 | 0
Cooking Lake 522S | 850 | 138 | 25 | 522S | 6420665.4816 | AltaLink | 2017 | 0% | 0% | 1.672% | 3.343% | 3.343% | 3.343% | 0 | 0% | 100% | 0% | 0 | 0 | 0 | 0 | 0 | 0 | 0
East Camrose 285S | 850 | 138 | 25 | 285S | 22946.8712 | AltaLink | 2017 | 0% | 0% | 1.672% | 3.343% | 3.343% | 3.343% | 0 | 0% | 100% | 0% | 0 | 0 | 0 | 0 | 0 | 0 | 0
East Edmonton 38S | 850 | 240 | 25 | 38S | 101645.4381 | AltaLink | 2017 | 0% | 0% | 1.672% | 3.343% | 3.343% | 3.343% | 0 | 0% | 100% | 0% | 0 | 0 | 0 | 0 | 0 | 0 | 0
East Edmonton 38S dev3 | 850 | 240 | 25 | 38S | 98365.1454 | AltaLink | 2017 | 0% | 0% | 1.672% | 3.343% | 3.343% | 3.343% | 0 | 0% | 100% | 0% | 0 | 0 | 0 | 0 | 0 | 0 | 0
Ellerslie 89S | 850 | 500 | 240 | 89S | 655238.9439 | AltaLink | 2017 | 0% | 0% | 1.672% | 3.343% | 3.343% | 3.343% | 0 | 0% | 0% | 100% | 0 | 0 | 0 | 0 | 0 | 0 | 0
Harry smith 376S | 850 | 240 | 138 | 376S | 55595620.8305 | AltaLink | 2017 | 0% | 0% | 1.672% | 3.343% | 3.343% | 3.343% | 0 | 0% | 0% | 100% | 0 | 0 | 0 | 0 | 0 | 0 | 0
Keephills 320P | 850 | 500 | 25 | 320P | 507255.814 | AltaLink | 2017 | 0% | 0% | 1.672% | 3.343% | 3.343% | 3.343% | 0 | 96.2% | 3.796% | 0% | 0 | 0 | 0 | 0 | 0 | 0 | 0
Keephills 320P | 850 | 500 | 25 | 320P | 507255.814 | AltaLink | 2017 | 0% | 0% | 1.672% | 3.343% | 3.343% | 3.343% | 0 | 96.2% | 3.796% | 0% | 0 | 0 | 0 | 0 | 0 | 0 | 0
Leduc 325S | 850 | 138 | 25 | 325S | 3055561.359 | AltaLink | 2017 | 0% | 0% | 1.672% | 3.343% | 3.343% | 3.343% | 0 | 0% | 100% | 0% | 0 | 0 | 0 | 0 | 0 | 0 | 0
Nisku 149S | 850 | 138 | 25 | 149S | 4164342.0352 | AltaLink | 2017 | 0% | 0% | 1.672% | 3.343% | 3.343% | 3.343% | 0 | 0% | 100% | 0% | 0 | 0 | 0 | 0 | 0 | 0 | 0
Petrolia 816S | 850 | 240 | 25 | 816S | 171568 | EPCOR | 2017 | 0% | 0% | 2.057% | 4.115% | 4.115% | 4.115% | 0 | 0% | 0% | 100% | 0 | 0 | 0 | 0 | 0 | 0 | 0
Saunders Lake 289S | 850 | 240 | 138 | 289S | 59647159.8791 | AltaLink | 2017 | 0% | 0% | 1.672% | 3.343% | 3.343% | 3.343% | 0 | 0% | 0% | 100% | 0 | 0 | 0 | 0 | 0 | 0 | 0
Spruce Grove 595S | 850 | 138 | 25 | 595S | 83551.6546 | AltaLink | 2017 | 0% | 0% | 1.672% | 3.343% | 3.343% | 3.343% | 0 | 0% | 100% | 0% | 0 | 0 | 0 | 0 | 0 | 0 | 0
Stony Plain 434S | 850 | 138 | 25 | 434S | 1277016.6255 | AltaLink | 2017 | 0% | 0% | 1.672% | 3.343% | 3.343% | 3.343% | 0 | 0% | 100% | 0% | 0 | 0 | 0 | 0 | 0 | 0 | 0
Viscount 92S | 850 | 138 | 25 | 92S | 84454.7312 | AltaLink | 2017 | 0% | 0% | 1.672% | 3.343% | 3.343% | 3.343% | 0 | 0% | 100% | 0% | 0 | 0 | 0 | 0 | 0 | 0 | 0
Wetaskiwin 40S | 850 | 138 | 25 | 40S | 1153188.8957 | AltaLink | 2017 | 0% | 0% | 1.672% | 3.343% | 3.343% | 3.343% | 0 | 0% | 100% | 0% | 0 | 0 | 0 | 0 | 0 | 0 | 0
Wolf Creek 288S | 850 | 240 | 138 | 288S | 475507.7409 | AltaLink | 2017 | 0% | 0% | 1.672% | 3.343% | 3.343% | 3.343% | 0 | 0% | 0% | 100% | 0 | 0 | 0 | 0 | 0 | 0 | 0
Enmax No. 5 | 859 | 138 | 25 | SS-5 | 37991871.5915 | ENMAX | 2015 | 1.393% | 2.786% | 2.786% | 2.786% | 2.786% | 2.786% | 37462705.2551 | 0% | 100% | 0% | 0 | 37462705.2551 | 0 | 0 | 0 | 0 | 37462705.2551
Foothills 237S | 882 | 240 | 138 | 237S | 358753.3316 | AltaLink | 2015 | 1.723% | 3.343% | 3.343% | 3.343% | 3.343% | 3.343% | 352572.5927 | 0% | 0% | 100% | 0 | 0 | 352572.5927 | 0 | 0 | 352572.5927 | 0
Peigan 59S | 882 | 240 | 138 | 59S | 309435.0176 | AltaLink | 2015 | 1.723% | 3.343% | 3.343% | 3.343% | 3.343% | 3.343% | 304103.9534 | 0% | 0% | 100% | 0 | 0 | 304103.9534 | 0 | 0 | 304103.9534 | 0
Station - Stavely Series Capacitor SC1 266S | 882 | 240 | 240 | 266S | 42547759.9694 | AltaLink | 2015 | 1.723% | 3.343% | 3.343% | 3.343% | 3.343% | 3.343% | 41814730.9787 | 0% | 0% | 100% | 0 | 0 | 41814730.9787 | 0 | 41814730.9787 | 0 | 0
Windy Flats 138S | 882 | 240 | 138 | 138S | 73372187.6476 | AltaLink | 2015 | 1.723% | 3.343% | 3.343% | 3.343% | 3.343% | 3.343% | 72108103.6937 | 0% | 0% | 100% | 0 | 0 | 72108103.6937 | 0 | 0 | 72108103.6937 | 0
Bowmanton 244S 138kV | 888 | 240 | 138 | 244S | 31598804.4676 | AltaLink | 2016 | 0% | 1.672% | 3.343% | 3.343% | 3.343% | 3.343% | 0 | 0% | 0% | 100% | 0 | 0 | 0 | 0 | 0 | 0 | 0
Bullshead 523S | 888 | 240 | 25 | 523S | 1075414.0279 | AltaLink | 2016 | 0% | 1.672% | 3.343% | 3.343% | 3.343% | 3.343% | 0 | 0% | 100% | 0% | 0 | 0 | 0 | 0 | 0 | 0 | 0
Burdett 368S line protection | 888 | 138 | 25 | 368S | 300701.1676 | AltaLink | 2016 | 0% | 1.672% | 3.343% | 3.343% | 3.343% | 3.343% | 0 | 0% | 100% | 0% | 0 | 0 | 0 | 0 | 0 | 0 | 0
Chappice Lake 649S | 888 | 138 | 25 | 649S | 51845.0289 | AltaLink | 2016 | 0% | 1.672% | 3.343% | 3.343% | 3.343% | 3.343% | 0 | 0% | 100% | 0% | 0 | 0 | 0 | 0 | 0 | 0 | 0
Cypress 562S line protection | 888 | 240 | 138 | 562S | 142203.5078 | AltaLink | 2016 | 0% | 1.672% | 3.343% | 3.343% | 3.343% | 3.343% | 0 | 0% | 0% | 100% | 0 | 0 | 0 | 0 | 0 | 0 | 0
Medicine Hat 41S | 888 | 138 | 69 | 41S | 1193916.9511 | AltaLink | 2016 | 0% | 1.672% | 3.343% | 3.343% | 3.343% | 3.343% | 0 | 79.69% | 20.31% | 0% | 0 | 0 | 0 | 0 | 0 | 0 | 0
Suffield 895S line protection | 888 | 138 | 25 | 895S | 103690.0578 | AltaLink | 2016 | 0% | 1.672% | 3.343% | 3.343% | 3.343% | 3.343% | 0 | 23.38% | 76.62% | 0% | 0 | 0 | 0 | 0 | 0 | 0 | 0
Birchwood Creek 960S | 948 | 240 | 240 | 960S | 13129855.568 | ATCO | 2015 | 1.222% | 2.463% | 2.435% | 2.435% | 2.435% | 2.435% | 12969447.6389 | 0% | 0% | 100% | 0 | 0 | 12969447.6389 | 0 | 12969447.6389 | 0 | 0
0244S Bowmanton180 | 737 | 240 | 138 | 244S | 598925.2053 | AltaLink | 2015 | 1.723% | 3.343% | 3.343% | 3.343% | 3.343% | 3.343% | 588606.6941 | 0% | 0% | 100% | 0 | 0 | 588606.6941 | 0 | 0 | 588606.6941 | 0
089S Ellerslie180 | 737 | 240 | 240 | 89S | 701881.1316 | AltaLink | 2015 | 1.723% | 3.343% | 3.343% | 3.343% | 3.343% | 3.343% | 689788.8565 | 0% | 0% | 100% | 0 | 0 | 689788.8565 | 0 | 689788.8565 | 0 | 0
320P Keephills180 | 737 | 240 | 25 | 320P | 314443.8905 | AltaLink | 2015 | 1.723% | 3.343% | 3.343% | 3.343% | 3.343% | 3.343% | 309026.5316 | 96.2% | 3.796% | 0% | 297294.4088 | 11732.1227 | 0 | 0 | 297294.4088 | 0 | 11732.1227
324S Cassils180 | 737 | 240 | 240 | 324S | 1228267.796 | AltaLink | 2015 | 1.723% | 3.343% | 3.343% | 3.343% | 3.343% | 3.343% | 1207106.7313 | 0% | 0% | 100% | 0 | 0 | 1207106.7313 | 0 | 1207106.7313 | 0 | 0
356S Milo180 | 737 | 240 | 240 | 356S | 509558.7047 | AltaLink | 2015 | 1.723% | 3.343% | 3.343% | 3.343% | 3.343% | 3.343% | 500779.8335 | 0% | 0% | 100% | 0 | 0 | 500779.8335 | 0 | 500779.8335 | 0 | 0
Converter Station (Heathfield 2029S)180 | 737 | 500 | 500 | 2029S | 532569282.5 | ATCO | 2015 | 1.222% | 2.463% | 2.435% | 2.435% | 2.435% | 2.435% | 526062863.9582 | 0% | 0% | 100% | 0 | 0 | 526062863.9582 | 0 | 526062863.9582 | 0 | 0
Genesee 330P 961 | 737 | 500 | 240 | 330P | 107206.2819 | EPCOR | 2015 | 2.061% | 4.16% | 4.115% | 4.115% | 4.115% | 4.115% | 104997.027 | 0% | 0% | 100% | 0 | 0 | 104997.027 | 0 | 104997.027 | 0 | 0
Heartland 12S180 | 737 | 500 | 240 | 12S | 33005662.7473 | AltaLink | 2015 | 1.723% | 3.343% | 3.343% | 3.343% | 3.343% | 3.343% | 32437028.6367 | 0% | 0% | 100% | 0 | 0 | 32437028.6367 | 0 | 32437028.6367 | 0 | 0
320P[2]_180 | 737 | 240 | 25 | 320P | 551841.8758 | AltaLink | 2015 | 1.723% | 3.343% | 3.343% | 3.343% | 3.343% | 3.343% | 542334.5341 | 96.2% | 3.796% | 0% | 521744.9256 | 20589.6085 | 0 | 0 | 521744.9256 | 0 | 20589.6085
330P_180 | 737 | 240 | 240 | 330P | 223583.1527 | AltaLink | 2015 | 1.723% | 3.343% | 3.343% | 3.343% | 3.343% | 3.343% | 219731.1771 | 0% | 0% | 100% | 0 | 0 | 219731.1771 | 0 | 219731.1771 | 0 | 0
74S_180 | 737 | 240 | 138 | 74S | 315408.5092 | AltaLink | 2015 | 1.723% | 3.343% | 3.343% | 3.343% | 3.343% | 3.343% | 309974.5314 | 0% | 0% | 100% | 0 | 0 | 309974.5314 | 0 | 0 | 309974.5314 | 0
89S_180 | 737 | 240 | 240 | 89S | 273015.7652 | AltaLink | 2015 | 1.723% | 3.343% | 3.343% | 3.343% | 3.343% | 3.343% | 268312.1457 | 0% | 0% | 100% | 0 | 0 | 268312.1457 | 0 | 268312.1457 | 0 | 0
Bennett 503S Substation | 737 | 500 | 0 | 503S | 59049851.8609 | AltaLink | 2015 | 1.723% | 3.343% | 3.343% | 3.343% | 3.343% | 3.343% | 58032518.5551 | 0% | 0% | 100% | 0 | 0 | 58032518.5551 | 58032518.5551 | 0 | 0 | 0
Crossings 511S Substation | 737 | 500 | 240 | 511S | 248522285.1 | AltaLink | 2015 | 1.723% | 3.343% | 3.343% | 3.343% | 3.343% | 3.343% | 244240648.6537 | 0% | 0% | 100% | 0 | 0 | 244240648.6537 | 0 | 244240648.6537 | 0 | 0
Genesee 330P 962 | 737 | 500 | 240 | 330P | 418379.5331 | EPCOR | 2015 | 2.061% | 4.16% | 4.115% | 4.115% | 4.115% | 4.115% | 409757.7712 | 0% | 0% | 100% | 0 | 0 | 409757.7712 | 0 | 409757.7712 | 0 | 0
Langdon 102S Substation | 737 | 240 | 240 | 102S | 61400098.2397 | AltaLink | 2015 | 1.723% | 3.343% | 3.343% | 3.343% | 3.343% | 3.343% | 60342273.9954 | 0% | 0% | 100% | 0 | 0 | 60342273.9954 | 0 | 60342273.9954 | 0 | 0
Milo 356S_180 | 737 | 240 | 240 | 356S | 403965.625 | AltaLink | 2015 | 1.723% | 3.343% | 3.343% | 3.343% | 3.343% | 3.343% | 397005.9516 | 0% | 0% | 100% | 0 | 0 | 397005.9516 | 0 | 397005.9516 | 0 | 0
RPT1 17S_180 | 737 | 240 | 25 | 17S | 748276.1041 | AltaLink | 2015 | 1.723% | 3.343% | 3.343% | 3.343% | 3.343% | 3.343% | 735384.5188 | 0% | 100% | 0% | 0 | 735384.5188 | 0 | 0 | 0 | 0 | 735384.5188
RPT2- Jackville_180 | 737 | 240 | 0 |  | 440477.5493 | AltaLink | 2015 | 1.723% | 3.343% | 3.343% | 3.343% | 3.343% | 3.343% | 432888.8346 | 0% | 0% | 100% | 0 | 0 | 432888.8346 | 432888.8346 | 0 | 0 | 0
RPT3- Knob Hill_180 | 737 | 240 | 0 |  | 413456.9886 | AltaLink | 2015 | 1.723% | 3.343% | 3.343% | 3.343% | 3.343% | 3.343% | 406333.7944 | 0% | 0% | 100% | 0 | 0 | 406333.7944 | 406333.7944 | 0 | 0 | 0
Sunnybrook 510S Substation | 737 | 500 | 500 | 510S | 355813227.3 | AltaLink | 2015 | 1.723% | 3.343% | 3.343% | 3.343% | 3.343% | 3.343% | 349683141.6963 | 0% | 0% | 100% | 0 | 0 | 349683141.6963 | 0 | 349683141.6963 | 0 | 0
825S Whitefish Lake_v181 | 1101 | 240 | 240 | 825S | 53066.0772 | ATCO | 2016 | 0% | 1.232% | 2.435% | 2.435% | 2.435% | 2.435% | 0 | 0% | 0% | 100% | 0 | 0 | 0 | 0 | 0 | 0 | 0
898S Heart Lake_v181 | 1101 | 240 | 144 | 898S | 16501631.6806 | ATCO | 2016 | 0% | 1.232% | 2.435% | 2.435% | 2.435% | 2.435% | 0 | 0% | 0% | 100% | 0 | 0 | 0 | 0 | 0 | 0 | 0
Black Spruce 154S mod 180 | 1101 | 240 | 240 | 154S | 412500.8589 | AltaLink | 2016 | 0% | 1.672% | 3.343% | 3.343% | 3.343% | 3.343% | 0 | 0% | 0% | 100% | 0 | 0 | 0 | 0 | 0 | 0 | 0
Black spruce substation 154S180 | 1101 | 240 | 240 | 154S | 26377454.7444 | AltaLink | 2016 | 0% | 1.672% | 3.343% | 3.343% | 3.343% | 3.343% | 0 | 0% | 0% | 100% | 0 | 0 | 0 | 0 | 0 | 0 | 0
Christina Lake 723S upg 180 | 1101 | 240 | 25 | 723S | 3002680.4093 | AltaLink | 2016 | 0% | 1.672% | 3.343% | 3.343% | 3.343% | 3.343% | 0 | 0% | 100% | 0% | 0 | 0 | 0 | 0 | 0 | 0 | 0
Conklin 762S180 | 1101 | 240 | 25 | 762S | 17282.9301 | AltaLink | 2016 | 0% | 1.672% | 3.343% | 3.343% | 3.343% | 3.343% | 0 | 92.31% | 7.692% | 0% | 0 | 0 | 0 | 0 | 0 | 0 | 0
Ipiatik 167S 180 | 1101 | 240 | 138 | 167S | 51249492.0178 | AltaLink | 2016 | 0% | 1.672% | 3.343% | 3.343% | 3.343% | 3.343% | 0 | 0% | 0% | 100% | 0 | 0 | 0 | 0 | 0 | 0 | 0
Jackfish 698S mod 180 | 1101 | 240 | 25 | 698S | 485910.4957 | AltaLink | 2016 | 0% | 1.672% | 3.343% | 3.343% | 3.343% | 3.343% | 0 | 0% | 0% | 100% | 0 | 0 | 0 | 0 | 0 | 0 | 0
Jackfish 698S180 | 1101 | 240 | 25 | 698S | 17282.9301 | AltaLink | 2016 | 0% | 1.672% | 3.343% | 3.343% | 3.343% | 3.343% | 0 | 0% | 0% | 100% | 0 | 0 | 0 | 0 | 0 | 0 | 0
Pike 170S mod 180 | 1101 | 240 | 138 | 170S | 31472.7351 | AltaLink | 2016 | 0% | 1.672% | 3.343% | 3.343% | 3.343% | 3.343% | 0 | 0% | 0% | 100% | 0 | 0 | 0 | 0 | 0 | 0 | 0
Pike 170S180 | 1101 | 240 | 138 | 170S | 49648445.3397 | AltaLink | 2016 | 0% | 1.672% | 3.343% | 3.343% | 3.343% | 3.343% | 0 | 0% | 0% | 100% | 0 | 0 | 0 | 0 | 0 | 0 | 0
Winefred 818S mod 180 | 1101 | 240 | 25 | 818S | 467632.8514 | AltaLink | 2016 | 0% | 1.672% | 3.343% | 3.343% | 3.343% | 3.343% | 0 | 0% | 100% | 0% | 0 | 0 | 0 | 0 | 0 | 0 | 0
ENMAX No. 47 | 1107 | 138 | 25 | SS-47 | 9408588 | AltaLink | 2015 | 1.723% | 3.343% | 3.343% | 3.343% | 3.343% | 3.343% | 9246493.2676 | 0% | 0% | 100% | 0 | 0 | 9246493.2676 | 0 | 0 | 0 | 9246493.2676
Carseland 525S_180 | 1117 | 138 | 25 | 525S | 179071.0208 | AltaLink | 2015 | 1.723% | 3.343% | 3.343% | 3.343% | 3.343% | 3.343% | 175985.9171 | 73.46% | 26.54% | 0% | 129282.5838 | 46703.3334 | 0 | 0 | 129282.5838 | 0 | 46703.3334
Enmax No. 25_v180 | 1117 | 240 | 25 | SS-25 | 712675.2914 | ENMAX | 2015 | 1.393% | 2.786% | 2.786% | 2.786% | 2.786% | 2.786% | 702748.8583 | 97.59% | 2.408% | 4.857e-15% | 685824.8606 | 16923.9977 | 3.4134e-11 | 0 | 685824.8606 | 0 | 16923.9977
Enmax No. 65_v180 | 1117 | 240 | 138 | SS-65 | 3684124.7086 | ENMAX | 2015 | 1.393% | 2.786% | 2.786% | 2.786% | 2.786% | 2.786% | 3632810.7118 | 0% | 0% | 100% | 0 | 0 | 3632810.7118 | 0 | 0 | 3632810.7118 | 0
Foothills 237S 138kV_180 | 1117 | 240 | 138 | 237S | 50320527.6379 | AltaLink | 2015 | 1.723% | 3.343% | 3.343% | 3.343% | 3.343% | 3.343% | 49453586.4497 | 0% | 0% | 100% | 0 | 0 | 49453586.4497 | 0 | 0 | 49453586.4497 | 0
Foothills 237S_180 | 1117 | 240 | 138 | 237S | 7942848.7389 | AltaLink | 2015 | 1.723% | 3.343% | 3.343% | 3.343% | 3.343% | 3.343% | 7806006.32 | 0% | 0% | 100% | 0 | 0 | 7806006.32 | 0 | 0 | 7806006.32 | 0
High River 65S_180 | 1117 | 138 | 25 | 65S | 7010473.3837 | AltaLink | 2015 | 1.723% | 3.343% | 3.343% | 3.343% | 3.343% | 3.343% | 6889694.282 | 0% | 100% | 0% | 0 | 6889694.282 | 0 | 0 | 0 | 0 | 6889694.282
Janet 74S expansion_(v180) | 1117 | 240 | 138 | 74S | 26955252.7694 | AltaLink | 2015 | 1.723% | 3.343% | 3.343% | 3.343% | 3.343% | 3.343% | 26490857.423 | 0% | 0% | 100% | 0 | 0 | 26490857.423 | 0 | 0 | 26490857.423 | 0
Langdon 102S_(v180) | 1117 | 500 | 240 | 102S | 26111161.3042 | AltaLink | 2015 | 1.723% | 3.343% | 3.343% | 3.343% | 3.343% | 3.343% | 25661308.2866 | 0% | 0% | 100% | 0 | 0 | 25661308.2866 | 0 | 25661308.2866 | 0 | 0
Okotok 678S_180 | 1117 | 138 | 25 | 678S | 5976888.0182 | AltaLink | 2015 | 1.723% | 3.343% | 3.343% | 3.343% | 3.343% | 3.343% | 5873915.9183 | 0% | 100% | 0% | 0 | 5873915.9183 | 0 | 0 | 0 | 0 | 5873915.9183
2060S Engstrom Substation | 1128 | 144 | 25 | 2060S | 3013835.5297 | ATCO | 2015 | 1.222% | 2.463% | 2.435% | 2.435% | 2.435% | 2.435% | 2977015.39 | 0% | 100% | 0% | 0 | 2977015.39 | 0 | 0 | 0 | 0 | 2977015.39
856S Kinosis Substation | 1128 | 240 | 25 | 856S | 26494192.5722 | ATCO | 2015 | 1.222% | 2.463% | 2.435% | 2.435% | 2.435% | 2.435% | 26170512.0456 | 0% | 100% | 0% | 0 | 26170512.0456 | 0 | 0 | 0 | 0 | 26170512.0456
989S Quigley substation | 1128 | 144 | 25 | 989S | 2933649.2336 | ATCO | 2015 | 1.222% | 2.463% | 2.435% | 2.435% | 2.435% | 2.435% | 2897808.7328 | 0% | 100% | 0% | 0 | 2897808.7328 | 0 | 0 | 0 | 0 | 2897808.7328
Engstorm 2060S substation | 1128 | 144 | 25 | 2060S | 25809473.342 | ATCO | 2015 | 1.222% | 2.463% | 2.435% | 2.435% | 2.435% | 2.435% | 25494158.0554 | 0% | 100% | 0% | 0 | 25494158.0554 | 0 | 0 | 0 | 0 | 25494158.0554
Construction of a new switching station, Birchwood Creek 2060S 180day | 1180 | 240 | 25 | 2060S | 0 | ATCO | 2100 | 0% | 0% | 0% | 0% | 0% | 0% | 0 | 0% | 100% | 0% | 0 | 0 | 0 | 0 | 0 | 0 | 0
Ells River 2079S | 1180 | 240 | 240 | 2079S | 0 | ATCO | 2100 | 0% | 0% | 0% | 0% | 0% | 0% | 0 | 0% | 0% | 100% | 0 | 0 | 0 | 0 | 0 | 0 | 0
Modify Dover 888S substation | 1180 | 240 | 240 | 888S | 0 | ATCO | 2100 | 0% | 0% | 0% | 0% | 0% | 0% | 0 | 0% | 0% | 100% | 0 | 0 | 0 | 0 | 0 | 0 | 0
Modify Joslyn 849S substation | 1180 | 240 | 25 | 849S | 0 | ATCO | 2100 | 0% | 0% | 0% | 0% | 0% | 0% | 0 | 0% | 100% | 0% | 0 | 0 | 0 | 0 | 0 | 0 | 0
New Ells River 2079S switching station | 1180 | 240 | 240 | 2079S | 0 | ATCO | 2100 | 0% | 0% | 0% | 0% | 0% | 0% | 0 | 0% | 0% | 100% | 0 | 0 | 0 | 0 | 0 | 0 | 0
Dawes | 1186 | 240 | 0 |  | 75896.276 | ATCO | 2018 | 0% | 0% | 0% | 1.218% | 2.435% | 2.435% | 0 | 0% | 0% | 100% | 0 | 0 | 0 | 0 | 0 | 0 | 0
Dover | 1186 | 240 | 0 |  | 107010.6695 | ATCO | 2018 | 0% | 0% | 0% | 1.218% | 2.435% | 2.435% | 0 | 0% | 0% | 100% | 0 | 0 | 0 | 0 | 0 | 0 | 0
Ruth Lake sub | 1186 | 240 | 0 |  | 75646.1464 | ATCO | 2018 | 0% | 0% | 0% | 1.218% | 2.435% | 2.435% | 0 | 0% | 0% | 100% | 0 | 0 | 0 | 0 | 0 | 0 | 0
Thickwood Hills 951S substation | 1186 | 240 | 240 | 951S | 36719404.286 | ATCO | 2018 | 0% | 0% | 0% | 1.218% | 2.435% | 2.435% | 0 | 0% | 0% | 100% | 0 | 0 | 0 | 0 | 0 | 0 | 0
Thickwood Hills 951S substation_SVS | 1186 | 240 | 240 | 951S | 35229814.2624 | ATCO | 2018 | 0% | 0% | 0% | 1.218% | 2.435% | 2.435% | 0 | 0% | 0% | 100% | 0 | 0 | 0 | 0 | 0 | 0 | 0
Steele 2016S | 1250 | 144 | 144 | 2016S | 7531332.8673 | ATCO | 2017 | 0% | 0% | 1.218% | 2.435% | 2.435% | 2.435% | 0 | 0% | 0% | 100% | 0 | 0 | 0 | 0 | 0 | 0 | 0
Vegreville 709S | 1250 | 138 | 25 | 709S | 153452.1755 | ATCO | 2017 | 0% | 0% | 1.218% | 2.435% | 2.435% | 2.435% | 0 | 0% | 100% | 0% | 0 | 0 | 0 | 0 | 0 | 0 | 0
Vermillion 710S | 1250 | 144 | 25 | 710S | 796710.4558 | ATCO | 2017 | 0% | 0% | 1.218% | 2.435% | 2.435% | 2.435% | 0 | 0% | 100% | 0% | 0 | 0 | 0 | 0 | 0 | 0 | 0
Vincent 2019S | 1250 | 144 | 25 | 2019S | 2371467.6462 | ATCO | 2017 | 0% | 0% | 1.218% | 2.435% | 2.435% | 2.435% | 0 | 0% | 0% | 100% | 0 | 0 | 0 | 0 | 0 | 0 | 0
Grist Lake 190S Substation A | 1258 | 138 | 25 | 190S | 41252104.1865 | AltaLink | 2019 | 0% | 0% | 0% | 0% | 1.672% | 3.343% | 0 | 0% | 0% | 100% | 0 | 0 | 0 | 0 | 0 | 0 | 0
Pike 170S Substation A | 1258 | 138 | 138 | 170S | 4886932.8274 | AltaLink | 2019 | 0% | 0% | 0% | 0% | 1.672% | 3.343% | 0 | 0% | 0% | 100% | 0 | 0 | 0 | 0 | 0 | 0 | 0
Chinook 181S substation[v180] | 1260 | 240 | 25 | 181S | 10887667.6974 | ENMAX | 2016 | 0% | 1.393% | 2.786% | 2.786% | 2.786% | 2.786% | 0 | 0% | 0% | 100% | 0 | 0 | 0 | 0 | 0 | 0 | 0
North Lethbridge 370s substation | 1260 | 240 | 25 | 370S | 484549.8083 | AltaLink | 2016 | 0% | 1.672% | 3.343% | 3.343% | 3.343% | 3.343% | 0 | 0% | 100% | 0% | 0 | 0 | 0 | 0 | 0 | 0 | 0
Gaetz 87S | 1263 | 240 | 138 | 87S | 452029.4118 | AltaLink | 2016 | 0% | 1.672% | 3.343% | 3.343% | 3.343% | 3.343% | 0 | 0% | 0% | 100% | 0 | 0 | 0 | 0 | 0 | 0 | 0
North Red Deer 217S | 1263 | 138 | 25 | 217S | 369088.2353 | AltaLink | 2016 | 0% | 1.672% | 3.343% | 3.343% | 3.343% | 3.343% | 0 | 0% | 100% | 0% | 0 | 0 | 0 | 0 | 0 | 0 | 0
Algar Substation 875S_180 | 1267 | 144 | 25 | 875S | 3416800.4605 | ATCO | 2015 | 1.222% | 2.463% | 2.435% | 2.435% | 2.435% | 2.435% | 3375057.2835 | 0% | 100% | 0% | 0 | 3375057.2835 | 0 | 0 | 0 | 0 | 3375057.2835
Dawes Substation 2011S_180 | 1267 | 240 | 144 | 2011S | 30016954.6003 | ATCO | 2015 | 1.222% | 2.463% | 2.435% | 2.435% | 2.435% | 2.435% | 29650236.3602 | 0% | 0% | 100% | 0 | 0 | 29650236.3602 | 0 | 0 | 29650236.3602 | 0
Dover Substation 888S_180 | 1267 | 240 | 240 | 888S | 362081.2344 | ATCO | 2015 | 1.222% | 2.463% | 2.435% | 2.435% | 2.435% | 2.435% | 357657.6746 | 0% | 0% | 100% | 0 | 0 | 357657.6746 | 0 | 357657.6746 | 0 | 0
Gregoire Substation 883S_180 | 1267 | 138 | 25 | 883S | 89644.2738 | ATCO | 2015 | 1.222% | 2.463% | 2.435% | 2.435% | 2.435% | 2.435% | 88549.0864 | 0% | 100% | 0% | 0 | 88549.0864 | 0 | 0 | 0 | 0 | 88549.0864
Hangingston Substation 820S_180 | 1267 | 138 | 25 | 820S | 147566.7927 | ATCO | 2015 | 1.222% | 2.463% | 2.435% | 2.435% | 2.435% | 2.435% | 145763.9637 | 0% | 100% | 0% | 0 | 145763.9637 | 0 | 0 | 0 | 0 | 145763.9637
MacMillan Substation 885S_180 | 1267 | 240 | 144 | 885S | 143610.552 | ATCO | 2015 | 1.222% | 2.463% | 2.435% | 2.435% | 2.435% | 2.435% | 141856.0566 | 0% | 0% | 100% | 0 | 0 | 141856.0566 | 0 | 0 | 141856.0566 | 0
Edwards Lake 189S preferred | 1287 | 240 | 25 | 189S | 36842122.5144 | AltaLink | 2019 | 0% | 0% | 0% | 0% | 1.672% | 3.343% | 0 | 0% | 0% | 100% | 0 | 0 | 0 | 0 | 0 | 0 | 0
Heart Lake 898S | 1287 | 240 | 144 | 898S | 267302.3699 | ATCO | 2019 | 0% | 0% | 0% | 0% | 1.218% | 2.435% | 0 | 0% | 0% | 100% | 0 | 0 | 0 | 0 | 0 | 0 | 0
Deerland 13S substation | 1289 | 138 | 138 | 13S | 3106833.1974 | AltaLink | 2017 | 0% | 0% | 1.672% | 3.343% | 3.343% | 3.343% | 0 | 0% | 0% | 100% | 0 | 0 | 0 | 0 | 0 | 0 | 0
New Whitetail Peaking Station 976S(part of scope) | 1290 | 144 | 144 | 976S | 561275.4675 | ATCO | 2018 | 0% | 0% | 0% | 1.218% | 2.435% | 2.435% | 0 | 0% | 0% | 100% | 0 | 0 | 0 | 0 | 0 | 0 | 0
[Final]659S substation | 1294 | 69 | 25 | 659S | 4433924 | AltaLink | 2015 | 1.723% | 3.343% | 3.343% | 3.343% | 3.343% | 3.343% | 4357534.671 | 54.09% | 45.91% | 0% | 2357030.1175 | 2000504.5535 | 0 | 0 | 2357030.1175 | 0 | 2000504.5535
659S substation | 1294 | 69 | 25 | 659S | 5633000 | AltaLink | 2015 | 1.723% | 3.343% | 3.343% | 3.343% | 3.343% | 3.343% | 5535952.5336 | 54.09% | 45.91% | 0% | 2994447.0523 | 2541505.4814 | 0 | 0 | 2994447.0523 | 0 | 2541505.4814
162SS | 1314 | 138 | 0 | 162SS | 16742409.7261 | ENMAX | 2015 | 1.393% | 2.786% | 2.786% | 2.786% | 2.786% | 2.786% | 16509214.5913 | 0% | 0% | 100% | 0 | 0 | 16509214.5913 | 16509214.5913 | 0 | 0 | 0
Monitor 774S | 1319 | 138 | 25 | 774S | 3798763 | ATCO | 2015 | 1.222% | 2.463% | 2.435% | 2.435% | 2.435% | 2.435% | 3752353.3725 | 0% | 100% | 0% | 0 | 3752353.3725 | 0 | 0 | 0 | 0 | 3752353.3725
Brintnell | 1321 | 138 | 0 |  | 51372.1237 | ATCO | 2017 | 0% | 0% | 1.218% | 2.435% | 2.435% | 2.435% | 0 | 0% | 0% | 100% | 0 | 0 | 0 | 0 | 0 | 0 | 0
Little Smoky 813S | 1321 | 240 | 138 | 813S | 71234.8749 | ATCO | 2017 | 0% | 0% | 1.218% | 2.435% | 2.435% | 2.435% | 0 | 0% | 0% | 100% | 0 | 0 | 0 | 0 | 0 | 0 | 0
Louise Creek 809S | 1321 | 240 | 144 | 809S | 67376.6744 | ATCO | 2017 | 0% | 0% | 1.218% | 2.435% | 2.435% | 2.435% | 0 | 0% | 0% | 100% | 0 | 0 | 0 | 0 | 0 | 0 | 0
Wesley 834S Substation | 1321 | 240 | 144 | 834S | 6851820.2018 | ATCO | 2017 | 0% | 0% | 1.218% | 2.435% | 2.435% | 2.435% | 0 | 0% | 0% | 100% | 0 | 0 | 0 | 0 | 0 | 0 | 0
West Pease A793S | 1321 | 138 | 25 | A793S | 43376.4624 | ATCO | 2017 | 0% | 0% | 1.218% | 2.435% | 2.435% | 2.435% | 0 | 0% | 100% | 0% | 0 | 0 | 0 | 0 | 0 | 0 | 0
Al Rothbauer 321S | 1326 | 138 | 138 | 321S | 6469865.2232 | AltaLink | 2017 | 0% | 0% | 1.672% | 3.343% | 3.343% | 3.343% | 0 | 0% | 0% | 100% | 0 | 0 | 0 | 0 | 0 | 0 | 0
Bowmanton 244S | 1326 | 240 | 138 | 244S | 14949.6244 | AltaLink | 2017 | 0% | 0% | 1.672% | 3.343% | 3.343% | 3.343% | 0 | 0% | 0% | 100% | 0 | 0 | 0 | 0 | 0 | 0 | 0
Bullhead 523S | 1326 | 240 | 25 | 523S | 116274.8564 | AltaLink | 2017 | 0% | 0% | 1.672% | 3.343% | 3.343% | 3.343% | 0 | 0% | 100% | 0% | 0 | 0 | 0 | 0 | 0 | 0 | 0
Fort Macleod 15S_(v1) | 1336 | 138 | 25 | 15S | 267677.3937 | AltaLink | 2018 | 0% | 0% | 0% | 1.672% | 3.343% | 3.343% | 0 | 16.33% | 83.67% | 0% | 0 | 0 | 0 | 0 | 0 | 0 | 0
McGregor Lake 200S_(v1) | 1336 | 138 | 138 | 200S | 732176.4005 | AltaLink | 2018 | 0% | 0% | 0% | 1.672% | 3.343% | 3.343% | 0 | 0% | 0% | 100% | 0 | 0 | 0 | 0 | 0 | 0 | 0
Queenstown 504S_(v1) | 1336 | 138 | 138 | 504S | 2125673.4207 | AltaLink | 2018 | 0% | 0% | 0% | 1.672% | 3.343% | 3.343% | 0 | 0% | 0% | 100% | 0 | 0 | 0 | 0 | 0 | 0 | 0
Vulcan 255S_(v1) | 1336 | 240 | 25 | 255S | 799095.7489 | AltaLink | 2018 | 0% | 0% | 0% | 1.672% | 3.343% | 3.343% | 0 | 0% | 100% | 0% | 0 | 0 | 0 | 0 | 0 | 0 | 0
West Brooks 28S_(v1) | 1336 | 240 | 25 | 28S | 407420.739 | AltaLink | 2018 | 0% | 0% | 0% | 1.672% | 3.343% | 3.343% | 0 | 0% | 100% | 0% | 0 | 0 | 0 | 0 | 0 | 0 | 0
Castle Rock Ridge 205S | 1343 | 240 | 25 | 205S | 296511.623 | AltaLink | 2015 | 1.723% | 3.343% | 3.343% | 3.343% | 3.343% | 3.343% | 291403.208 | 99.83% | 0.1736% | 4.922e-15% | 290897.2997 | 505.9083 | 1.4344e-11 | 0 | 290897.2997 | 0 | 505.9083
Fidler 312S Stage 1 | 1343 | 240 | 138 | 312S | 31755235.2817 | AltaLink | 2019 | 0% | 0% | 0% | 0% | 1.672% | 3.343% | 0 | 0% | 0% | 100% | 0 | 0 | 0 | 0 | 0 | 0 | 0
Fidler 312S stage 2 | 1343 | 240 | 138 | 312S | 9276667.4068 | AltaLink | 2019 | 0% | 0% | 0% | 0% | 1.672% | 3.343% | 0 | 0% | 0% | 100% | 0 | 0 | 0 | 0 | 0 | 0 | 0
Goose Lake 103S stage 1 | 1343 | 240 | 138 | 103S | 296511.623 | AltaLink | 2019 | 0% | 0% | 0% | 0% | 1.672% | 3.343% | 0 | 0% | 0% | 100% | 0 | 0 | 0 | 0 | 0 | 0 | 0
Goose Lake stage 2 | 1343 | 240 | 0 |  | 198194.9567 | AltaLink | 2019 | 0% | 0% | 0% | 0% | 1.672% | 3.343% | 0 | 0% | 0% | 100% | 0 | 0 | 0 | 0 | 0 | 0 | 0
Oldman River 806S stage 2 | 1343 | 138 | 25 | 806S | 198194.9567 | AltaLink | 2015 | 1.723% | 3.343% | 3.343% | 3.343% | 3.343% | 3.343% | 194780.3786 | 96.97% | 3.03% | -2.776e-15% | 188877.9429 | 5902.4357 | -5.4062e-12 | 0 | 188877.9429 | 0 | 5902.4357
Oldman River Dam 806S stage 1 | 1343 | 138 | 25 | 806S | 160679.4829 | AltaLink | 2015 | 1.723% | 3.343% | 3.343% | 3.343% | 3.343% | 3.343% | 157911.2356 | 96.97% | 3.03% | -2.776e-15% | 153126.0467 | 4785.189 | -4.3829e-12 | 0 | 153126.0467 | 0 | 4785.189
Summerview 354S stage 2 | 1343 | 138 | 25 | 354S | 198194.9567 | AltaLink | 2015 | 1.723% | 3.343% | 3.343% | 3.343% | 3.343% | 3.343% | 194780.3786 | 98.82% | 1.176% | -4.163e-15% | 192488.8448 | 2291.5339 | -8.1094e-12 | 0 | 192488.8448 | 0 | 2291.5339
Summerview 806S stage 1 | 1343 | 138 | 25 | 806S | 183870.3361 | AltaLink | 2015 | 1.723% | 3.343% | 3.343% | 3.343% | 3.343% | 3.343% | 180702.548 | 96.97% | 3.03% | -2.776e-15% | 175226.7132 | 5475.8348 | -5.0155e-12 | 0 | 175226.7132 | 0 | 5475.8348
Windy Point 112S stage 1 | 1343 | 138 | 25 | 112S | 160679.4829 | AltaLink | 2015 | 1.723% | 3.343% | 3.343% | 3.343% | 3.343% | 3.343% | 157911.2356 | 98.71% | 1.288% | 3.816e-15% | 155878.0437 | 2033.1919 | 6.0265e-12 | 0 | 155878.0437 | 0 | 2033.1919
Windy Point 112S stage 2 | 1343 | 138 | 25 | 112S | 198194.9567 | AltaLink | 2015 | 1.723% | 3.343% | 3.343% | 3.343% | 3.343% | 3.343% | 194780.3786 | 98.71% | 1.288% | 3.816e-15% | 192272.4768 | 2507.9019 | 7.4336e-12 | 0 | 192272.4768 | 0 | 2507.9019
Secord 2005S | 1348 | 240 | 25 | 2005S | 19212616.5949 | ATCO | 2016 | 0% | 1.232% | 2.435% | 2.435% | 2.435% | 2.435% | 0 | 0% | 100% | 0% | 0 | 0 | 0 | 0 | 0 | 0 | 0
Substation Joslyn 849S | 1348 | 240 | 25 | 849S | 60415.9135 | ATCO | 2016 | 0% | 1.232% | 2.435% | 2.435% | 2.435% | 2.435% | 0 | 0% | 100% | 0% | 0 | 0 | 0 | 0 | 0 | 0 | 0
Substation McClelland 957S | 1348 | 240 | 25 | 957S | 68295.5912 | ATCO | 2016 | 0% | 1.232% | 2.435% | 2.435% | 2.435% | 2.435% | 0 | 0% | 100% | 0% | 0 | 0 | 0 | 0 | 0 | 0 | 0
Queensland 301S | 1349 | 138 | 25 | 301S | 9656869.9129 | AltaLink | 2015 | 1.723% | 3.343% | 3.343% | 3.343% | 3.343% | 3.343% | 9490497.6854 | 0% | 0% | 100% | 0 | 0 | 9490497.6854 | 0 | 0 | 0 | 9490497.6854
Strome 223S | 1350 | 138 | 25 | 223S | 6530875 | AltaLink | 2015 | 1.723% | 3.343% | 3.343% | 3.343% | 3.343% | 3.343% | 6418358.6017 | 0% | 100% | 0% | 0 | 6418358.6017 | 0 | 0 | 0 | 0 | 6418358.6017
Substation No.26 | 1354 | 138 | 25 | SS-26 | 114690.5751 | ENMAX | 2017 | 0% | 0% | 1.393% | 2.786% | 2.786% | 2.786% | 0 | 0% | 0% | 100% | 0 | 0 | 0 | 0 | 0 | 0 | 0
Substation No.32 | 1354 | 138 | 25 | SS-32 | 114690.5751 | ENMAX | 2017 | 0% | 0% | 1.393% | 2.786% | 2.786% | 2.786% | 0 | 0% | 100% | 0% | 0 | 0 | 0 | 0 | 0 | 0 | 0
Substation No.41 | 1354 | 138 | 25 | SS-41 | 2523427.6016 | ENMAX | 2017 | 0% | 0% | 1.393% | 2.786% | 2.786% | 2.786% | 0 | 0% | 100% | 0% | 0 | 0 | 0 | 0 | 0 | 0 | 0
Substation No.54 | 1354 | 138 | 25 | SS-54 | 114690.5751 | ENMAX | 2017 | 0% | 0% | 1.393% | 2.786% | 2.786% | 2.786% | 0 | 0% | 0% | 100% | 0 | 0 | 0 | 0 | 0 | 0 | 0
Substation No.65 | 1354 | 138 | 138 | SS-65 | 1396717.4284 | ENMAX | 2017 | 0% | 0% | 1.393% | 2.786% | 2.786% | 2.786% | 0 | 0% | 0% | 100% | 0 | 0 | 0 | 0 | 0 | 0 | 0
Bonnyville 700S | 1364 | 138 | 25 | 700S | 57289.3595 | AltaLink | 2015 | 1.723% | 3.343% | 3.343% | 3.343% | 3.343% | 3.343% | 56302.3566 | 0% | 100% | 0% | 0 | 56302.3566 | 0 | 0 | 0 | 0 | 56302.3566
La Corey 721S | 1364 | 138 | 25 | 721S | 8476582.5248 | AltaLink | 2015 | 1.723% | 3.343% | 3.343% | 3.343% | 3.343% | 3.343% | 8330544.7372 | 0% | 100% | 0% | 0 | 8330544.7372 | 0 | 0 | 0 | 0 | 8330544.7372
Marguerite Lake 826S | 1364 | 240 | 138 | 826S | 57289.3595 | AltaLink | 2015 | 1.723% | 3.343% | 3.343% | 3.343% | 3.343% | 3.343% | 56302.3566 | 0% | 0% | 100% | 0 | 0 | 56302.3566 | 0 | 0 | 56302.3566 | 0
Josephburg 410S upgrade_(Alt3) | 1381 | 240 | 138 | 410S | 5362918.7902 | AltaLink | 2019 | 0% | 0% | 0% | 0% | 1.672% | 3.343% | 0 | 0% | 0% | 100% | 0 | 0 | 0 | 0 | 0 | 0 | 0
Red Deer 63S | 1394 | 240 | 25 | 63S | 5222000 | AltaLink | 2015 | 1.723% | 3.343% | 3.343% | 3.343% | 3.343% | 3.343% | 5132033.398 | 0% | 100% | 0% | 0 | 5132033.398 | 0 | 0 | 0 | 0 | 5132033.398
Black Spruce 154S | 1404 | 240 | 240 | 154S | 278684.5805 | AltaLink | 2017 | 0% | 0% | 1.672% | 3.343% | 3.343% | 3.343% | 0 | 0% | 0% | 100% | 0 | 0 | 0 | 0 | 0 | 0 | 0
Boreal 193S | 1404 | 240 | 25 | 193S | 404849.1713 | AltaLink | 2017 | 0% | 0% | 1.672% | 3.343% | 3.343% | 3.343% | 0 | 0% | 0% | 100% | 0 | 0 | 0 | 0 | 0 | 0 | 0
Conklin 762S | 1404 | 240 | 25 | 762S | 168402.5483 | AltaLink | 2017 | 0% | 0% | 1.672% | 3.343% | 3.343% | 3.343% | 0 | 92.31% | 7.692% | 0% | 0 | 0 | 0 | 0 | 0 | 0 | 0
Modify Vermillion 710S substation | 1410 | 240 | 25 | 710S | 15324.2498 | ATCO | 2017 | 0% | 0% | 1.218% | 2.435% | 2.435% | 2.435% | 0 | 0% | 100% | 0% | 0 | 0 | 0 | 0 | 0 | 0 | 0
New Vincent 2019S POD substation | 1410 | 144 | 25 | 2019S | 8044760.2896 | ATCO | 2017 | 0% | 0% | 1.218% | 2.435% | 2.435% | 2.435% | 0 | 0% | 0% | 100% | 0 | 0 | 0 | 0 | 0 | 0 | 0
Upgrade Irish Creek 706S substation | 1410 | 144 | 25 | 706S | 3971812.5089 | ATCO | 2017 | 0% | 0% | 1.218% | 2.435% | 2.435% | 2.435% | 0 | 0% | 100% | 0% | 0 | 0 | 0 | 0 | 0 | 0 | 0
Upgrade Vegreville 709S substation | 1410 | 144 | 25 | 709S | 775183.9038 | ATCO | 2017 | 0% | 0% | 1.218% | 2.435% | 2.435% | 2.435% | 0 | 0% | 100% | 0% | 0 | 0 | 0 | 0 | 0 | 0 | 0
Gainford 165S | 1412 | 138 | 25 | 165S | 4939000 | AltaLink | 2019 | 0% | 0% | 0% | 0% | 1.672% | 3.343% | 0 | 0% | 100% | 0% | 0 | 0 | 0 | 0 | 0 | 0 | 0
mercer Hill 728S | 1416 | 144 | 25 | 728S | 1896908 | ATCO | 2015 | 1.222% | 2.463% | 2.435% | 2.435% | 2.435% | 2.435% | 1873733.4051 | 0% | 100% | 0% | 0 | 1873733.4051 | 0 | 0 | 0 | 0 | 1873733.4051
Lambton substation | 1438 | 240 | 0 |  | 1059667 | EPCOR | 2015 | 2.061% | 4.16% | 4.115% | 4.115% | 4.115% | 4.115% | 1037829.8979 | 0% | 0% | 100% | 0 | 0 | 1037829.8979 | 1037829.8979 | 0 | 0 | 0
Genesee 330S | 1440 | 500 | 0 | 330S | 36143376 | EPCOR | 2020 | 0% | 0% | 0% | 0% | 0% | 2.057% | 0 | 98.84% | 1.163% | 3.123e-15% | 0 | 0 | 0 | 0 | 0 | 0 | 0
Anthony Henday 309S | 1442 | 138 | 25 | 309S | 7721658.7024 | AltaLink | 2019 | 0% | 0% | 0% | 0% | 1.672% | 3.343% | 0 | 0% | 0% | 100% | 0 | 0 | 0 | 0 | 0 | 0 | 0
East Edmonton 38S | 1442 | 240 | 25 | 38S | 9142.3854 | AltaLink | 2019 | 0% | 0% | 0% | 0% | 1.672% | 3.343% | 0 | 0% | 100% | 0% | 0 | 0 | 0 | 0 | 0 | 0 | 0
Yassa 286S | 1442 | 138 | 25 | 286S | 20113.2479 | AltaLink | 2019 | 0% | 0% | 0% | 0% | 1.672% | 3.343% | 0 | 0% | 100% | 0% | 0 | 0 | 0 | 0 | 0 | 0 | 0
Cochrane 291S upgrade | 1450 | 138 | 25 | 291S | 6191000 | AltaLink | 2015 | 1.723% | 3.343% | 3.343% | 3.343% | 3.343% | 3.343% | 6084339.0974 | 0% | 100% | 0% | 0 | 6084339.0974 | 0 | 0 | 0 | 0 | 6084339.0974
Cold Creek 602S | 1460 | 138 | 25 | 602S | 68876.3298 | AltaLink | 2019 | 0% | 0% | 0% | 0% | 1.672% | 3.343% | 0 | 0% | 100% | 0% | 0 | 0 | 0 | 0 | 0 | 0 | 0
Hornbeck 345S | 1460 | 138 | 25 | 345S | 8201448.9694 | AltaLink | 2019 | 0% | 0% | 0% | 0% | 1.672% | 3.343% | 0 | 0% | 0% | 100% | 0 | 0 | 0 | 0 | 0 | 0 | 0
Norcen 812S substation upgrade | 1466 | 138 | 25 | 812s | 6820540 | ATCO | 2016 | 0% | 1.232% | 2.435% | 2.435% | 2.435% | 2.435% | 0 | 0% | 100% | 0% | 0 | 0 | 0 | 0 | 0 | 0 | 0
Enmax Sub11 modify | 1480 | 25 | 25 | SS-11 | 1181844 | ENMAX | 2016 | 0% | 1.393% | 2.786% | 2.786% | 2.786% | 2.786% | 0 | 0% | 100% | 0% | 0 | 0 | 0 | 0 | 0 | 0 | 0
Amelia 108S substation | 1481 | 240 | 25 | 108S | 1115000 | AltaLink | 2015 | 1.723% | 3.343% | 3.343% | 3.343% | 3.343% | 3.343% | 1095790.3559 | 0% | 100% | 0% | 0 | 1095790.3559 | 0 | 0 | 0 | 0 | 1095790.3559
Birchwood creek substation | 1482 | 240 | 0 |  | 2387527.436 | ATCO | 2016 | 0% | 1.232% | 2.435% | 2.435% | 2.435% | 2.435% | 0 | 0% | 0% | 100% | 0 | 0 | 0 | 0 | 0 | 0 | 0
Yeo substation | 1482 | 240 | 0 |  | 15506138.0055 | ATCO | 2016 | 0% | 1.232% | 2.435% | 2.435% | 2.435% | 2.435% | 0 | 0% | 0% | 100% | 0 | 0 | 0 | 0 | 0 | 0 | 0
Wabasca 720S | 1491 | 240 | 25 | 720S | 2147024 | ATCO | 2018 | 0% | 0% | 0% | 1.218% | 2.435% | 2.435% | 0 | 0% | 100% | 0% | 0 | 0 | 0 | 0 | 0 | 0 | 0
v180 - Fortis 263S substation upgrade | 1494 | 138 | 25 | 263S | 7308312.4069 | AltaLink | 2015 | 1.723% | 3.343% | 3.343% | 3.343% | 3.343% | 3.343% | 7182402.0212 | 0% | 100% | 0% | 0 | 7182402.0212 | 0 | 0 | 0 | 0 | 7182402.0212
[Final]Hayter 277s substation | 1495 | 138 | 25 | 277S | 4998437 | AltaLink | 2015 | 1.723% | 3.343% | 3.343% | 3.343% | 3.343% | 3.343% | 4912322.0263 | 25.45% | 74.55% | 0% | 1249954.7141 | 3662367.3123 | 0 | 0 | 1249954.7141 | 0 | 3662367.3123
Hayter 277s substation | 1495 | 138 | 25 | 277S | 6860894.0286 | AltaLink | 2015 | 1.723% | 3.343% | 3.343% | 3.343% | 3.343% | 3.343% | 6742691.9369 | 25.45% | 74.55% | 0% | 1715697.6939 | 5026994.243 | 0 | 0 | 1715697.6939 | 0 | 5026994.243
Upgrade Scotford 409S substation | 1503 | 240 | 25 | 409S | 5335410.2564 | AltaLink | 2016 | 0% | 1.672% | 3.343% | 3.343% | 3.343% | 3.343% | 0 | 29.08% | 70.92% | 0% | 0 | 0 | 0 | 0 | 0 | 0 | 0
North ST Albert 99S substation[180D] | 1510 | 138 | 25 | 99S | 968000 | AltaLink | 2015 | 1.723% | 3.343% | 3.343% | 3.343% | 3.343% | 3.343% | 951322.9278 | 0% | 100% | 0% | 0 | 951322.9278 | 0 | 0 | 0 | 0 | 951322.9278
Modify P&C at Benbow 397S | 1515 | 138 | 25 | 397S | 10972.3834 | AltaLink | 2016 | 0% | 1.672% | 3.343% | 3.343% | 3.343% | 3.343% | 0 | 0% | 100% | 0% | 0 | 0 | 0 | 0 | 0 | 0 | 0
Modify P&C at Bickerdike 39S | 1515 | 240 | 138 | 39S | 10972.3834 | AltaLink | 2016 | 0% | 1.672% | 3.343% | 3.343% | 3.343% | 3.343% | 0 | 0% | 0% | 100% | 0 | 0 | 0 | 0 | 0 | 0 | 0
Modify P&C at Marlboro 348S | 1515 | 138 | 25 | 348S | 6269.9334 | AltaLink | 2016 | 0% | 1.672% | 3.343% | 3.343% | 3.343% | 3.343% | 0 | 0% | 100% | 0% | 0 | 0 | 0 | 0 | 0 | 0 | 0
New Deerhill 1012S substation | 1515 | 138 | 25 | 1012S | 13162157.6402 | AltaLink | 2016 | 0% | 1.672% | 3.343% | 3.343% | 3.343% | 3.343% | 0 | 0% | 100% | 0% | 0 | 0 | 0 | 0 | 0 | 0 | 0
Halsbury 306S | 1533 | 34 | 240 | 306S | 121881.1395 | AltaLink | 2017 | 0% | 0% | 1.672% | 3.343% | 3.343% | 3.343% | 0 | 0% | 0% | 100% | 0 | 0 | 0 | 0 | 0 | 0 | 0
Jenner 275S | 1533 | 240 | 25 | 275S | 4711112.3117 | AltaLink | 2017 | 0% | 0% | 1.672% | 3.343% | 3.343% | 3.343% | 0 | 0% | 100% | 0% | 0 | 0 | 0 | 0 | 0 | 0 | 0
Upgrade Bauer 918S substation | 1554 | 144 | 25 | 918S | 5879941 | ATCO | 2016 | 0% | 1.232% | 2.435% | 2.435% | 2.435% | 2.435% | 0 | 0% | 100% | 0% | 0 | 0 | 0 | 0 | 0 | 0 | 0
Hardisty 377S | 1558 | 138 | 25 | 377S | 40190.9316 | AltaLink | 2018 | 0% | 0% | 0% | 1.672% | 3.343% | 3.343% | 0 | 0% | 100% | 0% | 0 | 0 | 0 | 0 | 0 | 0 | 0
Rosyth 296S | 1558 | 138 | 25 | 296S | 1504538.7885 | AltaLink | 2018 | 0% | 0% | 0% | 1.672% | 3.343% | 3.343% | 0 | 0% | 0% | 100% | 0 | 0 | 0 | 0 | 0 | 0 | 0
Blackfalds 198S | 1568 | 138 | 25 | 198S | 6213000 | AltaLink | 2016 | 0% | 1.672% | 3.343% | 3.343% | 3.343% | 3.343% | 0 | 0% | 100% | 0% | 0 | 0 | 0 | 0 | 0 | 0 | 0
Colinton 159S | 1569 | 138 | 25 | 159S | 5247000 | AltaLink | 2016 | 0% | 1.672% | 3.343% | 3.343% | 3.343% | 3.343% | 0 | 0% | 100% | 0% | 0 | 0 | 0 | 0 | 0 | 0 | 0
Bohn 931S | 1570 | 240 | 25 | 931S | 6197779.7303 | ATCO | 2017 | 0% | 0% | 1.218% | 2.435% | 2.435% | 2.435% | 0 | 0% | 100% | 0% | 0 | 0 | 0 | 0 | 0 | 0 | 0
Mahihkan 837S | 1571 | 138 | 25 | 837S | 1810762 | ATCO | 2017 | 0% | 0% | 1.218% | 2.435% | 2.435% | 2.435% | 0 | 0% | 100% | 0% | 0 | 0 | 0 | 0 | 0 | 0 | 0
Leduc 325S 180D | 1574 | 138 | 25 | 325S | 6315643 | AltaLink | 2016 | 0% | 1.672% | 3.343% | 3.343% | 3.343% | 3.343% | 0 | 0% | 100% | 0% | 0 | 0 | 0 | 0 | 0 | 0 | 0
Modify Vilna 777S | 1579 | 138 | 25 | 777S | 196942 | ATCO | 2015 | 1.222% | 2.463% | 2.435% | 2.435% | 2.435% | 2.435% | 194535.9523 | 0% | 100% | 0% | 0 | 194535.9523 | 0 | 0 | 0 | 0 | 194535.9523
Upgrade Simonette 733S | 1581 | 144 | 25 | 733S | 6524691 | ATCO | 2016 | 0% | 1.232% | 2.435% | 2.435% | 2.435% | 2.435% | 0 | 0% | 100% | 0% | 0 | 0 | 0 | 0 | 0 | 0 | 0
Jarrow 252S | 1594 | 138 | 25 | 252S | 13928.7124 | AltaLink | 2018 | 0% | 0% | 0% | 1.672% | 3.343% | 3.343% | 0 | 0% | 100% | 0% | 0 | 0 | 0 | 0 | 0 | 0 | 0
Tucuman 478S | 1594 | 138 | 25 | 478S | 13928.7124 | AltaLink | 2018 | 0% | 0% | 0% | 1.672% | 3.343% | 3.343% | 0 | 0% | 100% | 0% | 0 | 0 | 0 | 0 | 0 | 0 | 0
Wainwright 51S | 1594 | 138 | 25 | 51S | 3535571.4849 | AltaLink | 2018 | 0% | 0% | 0% | 1.672% | 3.343% | 3.343% | 0 | 0% | 100% | 0% | 0 | 0 | 0 | 0 | 0 | 0 | 0
Fortis Broadmoor 420S | 1597 | 138 | 25 | 420S | 5892730 | AltaLink | 2016 | 0% | 1.672% | 3.343% | 3.343% | 3.343% | 3.343% | 0 | 0% | 100% | 0% | 0 | 0 | 0 | 0 | 0 | 0 | 0
Upgrade Broadmoor 420S | 1597 | 138 | 25 | 420S | 4900000 | AltaLink | 2016 | 0% | 1.672% | 3.343% | 3.343% | 3.343% | 3.343% | 0 | 0% | 100% | 0% | 0 | 0 | 0 | 0 | 0 | 0 | 0
Fox Creek 741S | 1616 | 138 | 25 | 741S | 1395036 | ATCO | 2016 | 0% | 1.232% | 2.435% | 2.435% | 2.435% | 2.435% | 0 | 0% | 100% | 0% | 0 | 0 | 0 | 0 | 0 | 0 | 0
Clairmont Lake 811S | 1618 | 138 | 138 | 811S | 400830.5934 | ATCO | 2017 | 0% | 0% | 1.218% | 2.435% | 2.435% | 2.435% | 0 | 0% | 0% | 100% | 0 | 0 | 0 | 0 | 0 | 0 | 0
Mowat 233S | 1618 | 144 | 25 | 233S | 13185051.8112 | ATCO | 2017 | 0% | 0% | 1.218% | 2.435% | 2.435% | 2.435% | 0 | 0% | 100% | 0% | 0 | 0 | 0 | 0 | 0 | 0 | 0
Rycroft 730S | 1618 | 144 | 25 | 730S | 1174290.4338 | ATCO | 2017 | 0% | 0% | 1.218% | 2.435% | 2.435% | 2.435% | 0 | 0% | 100% | 0% | 0 | 0 | 0 | 0 | 0 | 0 | 0
Dome 810S_(v1) | 1634 | 138 | 25 | 810S | 39972.6646 | ATCO | 2016 | 0% | 1.232% | 2.435% | 2.435% | 2.435% | 2.435% | 0 | 0% | 100% | 0% | 0 | 0 | 0 | 0 | 0 | 0 | 0
HR Milner 740S_(v1) | 1634 | 240 | 25 | 740S | 56242.041 | ATCO | 2016 | 0% | 1.232% | 2.435% | 2.435% | 2.435% | 2.435% | 0 | 89.44% | 10.56% | 0% | 0 | 0 | 0 | 0 | 0 | 0 | 0
Thorton POD 2091S_(v1) | 1634 | 144 | 25 | 2091S | 12550982.645 | ATCO | 2016 | 0% | 1.232% | 2.435% | 2.435% | 2.435% | 2.435% | 0 | 0% | 0% | 100% | 0 | 0 | 0 | 0 | 0 | 0 | 0
Boyle 56S substation | 1636 | 138 | 25 | 56S | 6332999.3866 | AltaLink | 2016 | 0% | 1.672% | 3.343% | 3.343% | 3.343% | 3.343% | 0 | 0% | 100% | 0% | 0 | 0 | 0 | 0 | 0 | 0 | 0
Upgrade Benbow 397S | 1638 | 138 | 25 | 397S | 2192000 | AltaLink | 2016 | 0% | 1.672% | 3.343% | 3.343% | 3.343% | 3.343% | 0 | 0% | 100% | 0% | 0 | 0 | 0 | 0 | 0 | 0 | 0
Plamondon 353S | 1640 | 138 | 25 | 353S | 8107603 | AltaLink | 2016 | 0% | 1.672% | 3.343% | 3.343% | 3.343% | 3.343% | 0 | 0% | 100% | 0% | 0 | 0 | 0 | 0 | 0 | 0 | 0
Hughenden 213S | 1642 | 138 | 25 | 213S | 9130743.879 | AltaLink | 2016 | 0% | 1.672% | 3.343% | 3.343% | 3.343% | 3.343% | 0 | 0% | 100% | 0% | 0 | 0 | 0 | 0 | 0 | 0 | 0
Sunnybrook 510S | 1655 | 500 | 500 | 510S | 33890666.716 | AltaLink | 2018 | 0% | 0% | 0% | 1.672% | 3.343% | 3.343% | 0 | 0% | 0% | 100% | 0 | 0 | 0 | 0 | 0 | 0 | 0
High river 65S | 1670 | 138 | 25 | 65S | 2865685.0135 | AltaLink | 2018 | 0% | 0% | 0% | 1.672% | 3.343% | 3.343% | 0 | 0% | 100% | 0% | 0 | 0 | 0 | 0 | 0 | 0 | 0
Okotoks 678S | 1670 | 138 | 25 | 678S | 17512173.9865 | AltaLink | 2018 | 0% | 0% | 0% | 1.672% | 3.343% | 3.343% | 0 | 0% | 100% | 0% | 0 | 0 | 0 | 0 | 0 | 0 | 0
Cooking Lake 522S | 1674 | 138 | 25 | 522S | 9946466 | AltaLink | 2018 | 0% | 0% | 0% | 1.672% | 3.343% | 3.343% | 0 | 0% | 100% | 0% | 0 | 0 | 0 | 0 | 0 | 0 | 0
Empress 394S | 1679 | 138 | 25 | 394S | 2924000 | AltaLink | 2017 | 0% | 0% | 1.672% | 3.343% | 3.343% | 3.343% | 0 | 0% | 100% | 0% | 0 | 0 | 0 | 0 | 0 | 0 | 0
Fortis Bullhead 523S | 1681 | 138 | 25 | 523S | 5566000 | AltaLink | 2017 | 0% | 0% | 1.672% | 3.343% | 3.343% | 3.343% | 0 | 0% | 100% | 0% | 0 | 0 | 0 | 0 | 0 | 0 | 0
Fox creek substation | 1722 | 144 | 0 |  | 4905391.5343 | ATCO | 2017 | 0% | 0% | 1.218% | 2.435% | 2.435% | 2.435% | 0 | 0% | 0% | 100% | 0 | 0 | 0 | 0 | 0 | 0 | 0
New Muir POD | 1722 | 144 | 0 |  | 12202149.6336 | ATCO | 2017 | 0% | 0% | 1.218% | 2.435% | 2.435% | 2.435% | 0 | 0% | 0% | 100% | 0 | 0 | 0 | 0 | 0 | 0 | 0
Calgary Downtown | 1456 | 138 | 25 | SS-2 | 70361149.1052 | ENMAX | 2020 | 0% | 0% | 0% | 0% | 0% | 1.393% | 0 | 0% | 100% | 0% | 0 | 0 | 0 | 0 | 0 | 0 | 0
PENV | 1781 | 240 | 144 |  | 25938027.3089 | AltaLink | 2021 | 0% | 0% | 0% | 0% | 0% | 0% | 0 | 0% | 0% | 100% | 0 | 0 | 0 | 0 | 0 | 0 | 0
PENV | 1781 | 240 | 144 |  | 22116340.5964 | ATCO | 2021 | 0% | 0% | 0% | 0% | 0% | 0% | 0 | 0% | 0% | 100% | 0 | 0 | 0 | 0 | 0 | 0 | 0
[5 empty] | 3497345536.4569 | [8 empty] | 1980667562.0555 |  |  |  | 27971039.8063 | 244676591.6836 | 1708019930.5657 | 76418785.6732 | 1447293354.5242 | 193541839.2216 | 263413582.6366
2011724513.1998
[21 empty] | 1904248776.3824 |  |  | 1904248776.3824

## Func Future Subs 2016
Inputs with sufficient data (Source: detailed cost estimates) | [5 empty] | Depreciation | [8 empty] | Substation POS/POD Breakdown (%) |  |  | Substation POS/POD Breakdown ($) |  |  | Unavailable Data | Functionalization - Book Value |  |  | Future substation functionalization results
Project name (Individual PDF Files) | AESO Reference No | substation voltage | Substation Secondary Voltage | Substation number | Substation Costs | TFO | In service | 2015 | 2016 | 2017 | 2018 | 2019 | 2020 | Substation Costs Depreciated to Dec 2016 | POS ratio - STS | POD ratio - DTS | Other | POS | POD | Other | Unavailable Data | Bulk (POS & BSYS) | Regional | POD |  | Bulk | Regional | POD
Brintnell 876S | 437 | 240 | 25 | 876S | 2902755.0596 | ATCO | 2016 | 0% | 1.232% | 2.435% | 2.435% | 2.435% | 2.435% | 2867004.0745 | 0% | 100% | 0% | 0 | 2867004.0745 | 0 | 0 | 0 | 0 | 2867004.0745 | By Value | 1438246700.0609 | 334869174.2537 | 403066698.6486
Paintearth 863S | 437 | 240 | 25 | 863S | 1919444.9404 | ATCO | 2016 | 0% | 1.232% | 2.435% | 2.435% | 2.435% | 2.435% | 1895804.6241 | 0% | 100% | 0% | 0 | 1895804.6241 | 0 | 0 | 0 | 0 | 1895804.6241 | By Percentage | 66.09% | 15.39% | 18.52%
Bowmanton 244S_(v1) | 479 | 240 | 138 | 244S | 6192429.9563 | AltaLink | 2019 | 0% | 0% | 0% | 0% | 1.672% | 3.343% | 0 | 0% | 0% | 100% | 0 | 0 | 0 | 0 | 0 | 0 | 0
Elkwater 264S_(v1) | 479 | 240 | 240 | 264S | 3207190.9955 | AltaLink | 2019 | 0% | 0% | 0% | 0% | 1.672% | 3.343% | 0 | 0% | 0% | 100% | 0 | 0 | 0 | 0 | 0 | 0 | 0 | Total Value of Future Substations | 2300834192.9125
WildRose1 547S_(v1) | 479 | 240 | 0 | 547S | 694965.9363 | AltaLink | 2019 | 0% | 0% | 0% | 0% | 1.672% | 3.343% | 0 | 0% | 0% | 100% | 0 | 0 | 0 | 0 | 0 | 0 | 0
Bullshead 532S | 513 | 145 | 0 | 532S | 637591.7215 | AltaLink | 2017 | 0% | 0% | 1.672% | 3.343% | 3.343% | 3.343% | 0 | 0% | 0% | 100% | 0 | 0 | 0 | 0 | 0 | 0 | 0 | Future substation functionalization results
Medicine Hat 41S | 513 | 240 | 69 | 41S | 338720.6021 | AltaLink | 2017 | 0% | 0% | 1.672% | 3.343% | 3.343% | 3.343% | 0 | 79.69% | 20.31% | 0% | 0 | 0 | 0 | 0 | 0 | 0 | 0 |  | Bulk | Regional | POD
Taber 83S | 513 | 240 | 25 | 83S | 282267.1684 | AltaLink | 2017 | 0% | 0% | 1.672% | 3.343% | 3.343% | 3.343% | 0 | 0% | 100% | 0% | 0 | 0 | 0 | 0 | 0 | 0 | 0 | By Value (incl Unavailable) | 1520629393.1661 | 354050462.4234 | 426154337.323
Tothill 219S | 513 | 138 | 0 | 219S | 597742.2389 | AltaLink | 2017 | 0% | 0% | 1.672% | 3.343% | 3.343% | 3.343% | 0 | 0% | 0% | 100% | 0 | 0 | 0 | 0 | 0 | 0 | 0
Castle Rock Ridge 205S Substation | 524 | 240 | 25 | 205S | 3365840 | AltaLink | 2017 | 0% | 0% | 1.672% | 3.343% | 3.343% | 3.343% | 0 | 99.83% | 0.1736% | 4.922e-15% | 0 | 0 | 0 | 0 | 0 | 0 | 0
Bannerman 681S | 559 | 240 | 25 | 681S | 40330685.0473 | AltaLink | 2015 | 1.723% | 3.343% | 3.343% | 3.343% | 3.343% | 3.343% | 38310664.4545 | 0% | 100% | 0% | 0 | 38310664.4545 | 0 | 0 | 0 | 0 | 38310664.4545
Deerland 013S | 559 | 240 | 138 | 13S | 5142.2813 | AltaLink | 2015 | 1.723% | 3.343% | 3.343% | 3.343% | 3.343% | 3.343% | 4884.7227 | 0% | 0% | 100% | 0 | 0 | 4884.7227 | 0 | 0 | 4884.7227 | 0
Lamoureux 071S | 559 | 240 | 138 | 71S | 80730.1509 | AltaLink | 2015 | 1.723% | 3.343% | 3.343% | 3.343% | 3.343% | 3.343% | 76686.6648 | 0% | 0% | 100% | 0 | 0 | 76686.6648 | 0 | 0 | 76686.6648 | 0
Bannerman 681S | 629 | 240 | 25 | 681S | 10135.4322 | AltaLink | 2015 | 1.723% | 3.343% | 3.343% | 3.343% | 3.343% | 3.343% | 9627.7844 | 0% | 100% | 0% | 0 | 9627.7844 | 0 | 0 | 0 | 0 | 9627.7844
Deerland 013S | 629 | 240 | 138 | 13S | 516260.418 | AltaLink | 2015 | 1.723% | 3.343% | 3.343% | 3.343% | 3.343% | 3.343% | 490402.7695 | 0% | 0% | 100% | 0 | 0 | 490402.7695 | 0 | 0 | 490402.7695 | 0
Ellerslie 089S | 629 | 500 | 240 | 89S | 23778913.9619 | AltaLink | 2015 | 1.723% | 3.343% | 3.343% | 3.343% | 3.343% | 3.343% | 22587912.7225 | 0% | 0% | 100% | 0 | 0 | 22587912.7225 | 0 | 22587912.7225 | 0 | 0
Heartland 012S_(v199) | 629 | 500 | 240 | 12S | 66671500.4366 | AltaLink | 2015 | 1.723% | 3.343% | 3.343% | 3.343% | 3.343% | 3.343% | 63332162.0723 | 0% | 0% | 100% | 0 | 0 | 63332162.0723 | 0 | 63332162.0723 | 0 | 0
Lamoureux 071S_(v199) | 629 | 240 | 138 | 71S | 706122.9289 | AltaLink | 2015 | 1.723% | 3.343% | 3.343% | 3.343% | 3.343% | 3.343% | 670755.7425 | 0% | 0% | 100% | 0 | 0 | 670755.7425 | 0 | 0 | 670755.7425 | 0
Mother Moutain 2055S Switching Substation | 635 | 240 | 240 | 2055S | 17584069.1949 | ATCO | 2019 | 0% | 0% | 0% | 0% | 1.218% | 2.435% | 0 | 0% | 0% | 100% | 0 | 0 | 0 | 0 | 0 | 0 | 0
Coyote Lake 963S version 2 | 678 | 240 | 138 | 963S | 5823406.552 | ATCO | 2018 | 0% | 0% | 0% | 1.218% | 2.435% | 2.435% | 0 | 0% | 0% | 100% | 0 | 0 | 0 | 0 | 0 | 0 | 0
Cassils 324S_(v1) | 693 | 240 | 240 | 324S | 113408.3773 | AltaLink | 2019 | 0% | 0% | 0% | 0% | 1.672% | 3.343% | 0 | 0% | 0% | 100% | 0 | 0 | 0 | 0 | 0 | 0 | 0
Eagle Buttle 274S_(v1) | 693 | 240 | 240 | 274S | 201366.1309 | AltaLink | 2019 | 0% | 0% | 0% | 0% | 1.672% | 3.343% | 0 | 0% | 0% | 100% | 0 | 0 | 0 | 0 | 0 | 0 | 0
Elkwater 264S_(v1) | 693 | 240 | 240 | 264S | 15828490.5152 | AltaLink | 2019 | 0% | 0% | 0% | 0% | 1.672% | 3.343% | 0 | 0% | 0% | 100% | 0 | 0 | 0 | 0 | 0 | 0 | 0
Whitla 251S_(v1) | 693 | 240 | 240 | 251S | 169902.6211 | AltaLink | 2019 | 0% | 0% | 0% | 0% | 1.672% | 3.343% | 0 | 0% | 0% | 100% | 0 | 0 | 0 | 0 | 0 | 0 | 0
East Calgary 5S | 719 | 240 | 240 | 5S | 33632105.5811 | AltaLink | 2015 | 1.723% | 3.343% | 3.343% | 3.343% | 3.343% | 3.343% | 31947593.0128 | 0% | 0% | 100% | 0 | 0 | 31947593.0128 | 0 | 31947593.0128 | 0 | 0
Enmax No. 2 | 719 | 138 | 25 | SS-2 | 37801368.2034 | ENMAX | 2015 | 1.393% | 2.786% | 2.786% | 2.786% | 2.786% | 2.786% | 36236496.3966 | 0% | 100% | 0% | 0 | 36236496.3966 | 0 | 0 | 0 | 0 | 36236496.3966
Enmax No. 23 | 719 | 138 | 25 | SS-23 | 822893.4344 | ENMAX | 2015 | 1.393% | 2.786% | 2.786% | 2.786% | 2.786% | 2.786% | 788827.9284 | 0% | 100% | 0% | 0 | 788827.9284 | 0 | 0 | 0 | 0 | 788827.9284
Enmax No. 25 | 719 | 240 | 25 | SS-25 | 17323675 | ENMAX | 2015 | 1.393% | 2.786% | 2.786% | 2.786% | 2.786% | 2.786% | 16606522.8998 | 97.59% | 2.408% | 4.857e-15% | 16206595.1694 | 399927.7304 | 8.0662e-10 | 0 | 16206595.1694 | 0 | 399927.7304
Janet 74S | 719 | 240 | 138 | 74S | 1242846.8878 | AltaLink | 2015 | 1.723% | 3.343% | 3.343% | 3.343% | 3.343% | 3.343% | 1180597.1069 | 0% | 0% | 100% | 0 | 0 | 1180597.1069 | 0 | 0 | 1180597.1069 | 0
Langdon 102S substation | 719 | 240 | 240 | 102S | 11146.6089 | AltaLink | 2015 | 1.723% | 3.343% | 3.343% | 3.343% | 3.343% | 3.343% | 10588.3149 | 0% | 0% | 100% | 0 | 0 | 10588.3149 | 0 | 10588.3149 | 0 | 0
Peigan 59S substation | 719 | 240 | 138 | 59S | 13933.2611 | AltaLink | 2015 | 1.723% | 3.343% | 3.343% | 3.343% | 3.343% | 3.343% | 13235.3936 | 0% | 0% | 100% | 0 | 0 | 13235.3936 | 0 | 0 | 13235.3936 | 0
S.42S | 719 | 240 | 138 | 42S | 128186.0019 | AltaLink | 2015 | 1.723% | 3.343% | 3.343% | 3.343% | 3.343% | 3.343% | 121765.6209 | 0% | 0% | 100% | 0 | 0 | 121765.6209 | 0 | 0 | 121765.6209 | 0
805S Jasper Sub | 786 | 240 | 0 | 805S | 977096.3241 | EPCOR | 2016 | 0% | 2.08% | 4.115% | 4.115% | 4.115% | 4.115% | 956772.6934 | 0% | 0% | 100% | 0 | 0 | 956772.6934 | 956772.6934 | 0 | 0 | 0
816S Petrolia Sub | 786 | 240 | 25 | 816S | 1459886.8314 | EPCOR | 2016 | 0% | 2.08% | 4.115% | 4.115% | 4.115% | 4.115% | 1429521.1447 | 0% | 0% | 100% | 0 | 0 | 1429521.1447 | 0 | 0 | 0 | 1429521.1447
Bellamy 814S | 786 | 240 | 0 | 814S | 700514.655 | EPCOR | 2016 | 0% | 2.08% | 4.115% | 4.115% | 4.115% | 4.115% | 685943.9307 | 0% | 0% | 100% | 0 | 0 | 685943.9307 | 685943.9307 | 0 | 0 | 0
Dome 665S | 786 | 240 | 0 | 665S | 616310.2169 | EPCOR | 2016 | 0% | 2.08% | 4.115% | 4.115% | 4.115% | 4.115% | 603490.9473 | 0% | 0% | 100% | 0 | 0 | 603490.9473 | 603490.9473 | 0 | 0 | 0
Genesee 330P | 786 | 500 | 240 | 330P | 112557.4943 | EPCOR | 2016 | 0% | 2.08% | 4.115% | 4.115% | 4.115% | 4.115% | 110216.2953 | 0% | 0% | 100% | 0 | 0 | 110216.2953 | 0 | 110216.2953 | 0 | 0
Keephills 320P | 786 | 240 | 25 | 320P | 5431229.6126 | AltaLink | 2016 | 0% | 1.672% | 3.343% | 3.343% | 3.343% | 3.343% | 5340435.5338 | 96.2% | 3.796% | 0% | 5137687.1006 | 202748.4332 | 0 | 0 | 5137687.1006 | 0 | 202748.4332
lambton E803S | 786 | 240 | 25 | 803S | 681829.4783 | EPCOR | 2016 | 0% | 2.08% | 4.115% | 4.115% | 4.115% | 4.115% | 667647.4062 | 0% | 100% | 0% | 0 | 667647.4062 | 0 | 0 | 0 | 0 | 667647.4062
Livock PST | 786 | 240 | 0 | 0 | 31168613.7418 | ATCO | 2016 | 0% | 1.232% | 2.435% | 2.435% | 2.435% | 2.435% | 30784734.0742 | 0% | 0% | 100% | 0 | 0 | 30784734.0742 | 30784734.0742 | 0 | 0 | 0
Sundance 310P | 786 | 240 | 25 | 310P | 314796.8853 | AltaLink | 2016 | 0% | 1.672% | 3.343% | 3.343% | 3.343% | 3.343% | 309534.4134 | 100% | 0% | 0% | 309534.4134 | 0 | 0 | 0 | 309534.4134 | 0 | 0
Wabamun 19S | 786 | 240 | 138 | 19S | 314793.3353 | AltaLink | 2016 | 0% | 1.672% | 3.343% | 3.343% | 3.343% | 3.343% | 309530.9228 | 0% | 0% | 100% | 0 | 0 | 309530.9228 | 0 | 0 | 309530.9228 | 0
Arcenciel 930S | 803 | 138 | 138 | 930S | 119288.5465 | ATCO | 2017 | 0% | 0% | 1.218% | 2.435% | 2.435% | 2.435% | 0 | 0% | 0% | 100% | 0 | 0 | 0 | 0 | 0 | 0 | 0
Blumenort substation 832S | 803 | 138 | 25 | 832S | 3476988.1419 | ATCO | 2017 | 0% | 0% | 1.218% | 2.435% | 2.435% | 2.435% | 0 | 0% | 100% | 0% | 0 | 0 | 0 | 0 | 0 | 0 | 0
High Level substation | 803 | 138 | 0 | 0 | 660698.1343 | ATCO | 2017 | 0% | 0% | 1.218% | 2.435% | 2.435% | 2.435% | 0 | 0% | 0% | 100% | 0 | 0 | 0 | 0 | 0 | 0 | 0
Keg River 789S | 803 | 138 | 138 | 789S | 242204.414 | ATCO | 2017 | 0% | 0% | 1.218% | 2.435% | 2.435% | 2.435% | 0 | 0% | 0% | 100% | 0 | 0 | 0 | 0 | 0 | 0 | 0
Ring Creek 853S | 803 | 138 | 25 | 853S | 85463.5897 | ATCO | 2017 | 0% | 0% | 1.218% | 2.435% | 2.435% | 2.435% | 0 | 0% | 100% | 0% | 0 | 0 | 0 | 0 | 0 | 0 | 0
Sulphur Point 828S | 803 | 138 | 25 | 828S | 66376.9717 | ATCO | 2017 | 0% | 0% | 1.218% | 2.435% | 2.435% | 2.435% | 0 | 0% | 100% | 0% | 0 | 0 | 0 | 0 | 0 | 0 | 0
Bourque 970S(180) | 811 | 144 | 144 | 970S | 20557692.6827 | ATCO | 2017 | 0% | 0% | 1.218% | 2.435% | 2.435% | 2.435% | 0 | 0% | 0% | 100% | 0 | 0 | 0 | 0 | 0 | 0 | 0
Heisler 764S180 | 811 | 144 | 25 | 764S | 14655875.32 | ATCO | 2017 | 0% | 0% | 1.218% | 2.435% | 2.435% | 2.435% | 0 | 0% | 100% | 0% | 0 | 0 | 0 | 0 | 0 | 0 | 0
Kitscoty 705S180 | 811 | 144 | 25 | 705S | 13565760.5794 | ATCO | 2017 | 0% | 0% | 1.218% | 2.435% | 2.435% | 2.435% | 0 | 0% | 100% | 0% | 0 | 0 | 0 | 0 | 0 | 0 | 0
Leming Lake 715S(180) | 811 | 144 | 25 | 715S | 267528.1621 | ATCO | 2017 | 0% | 0% | 1.218% | 2.435% | 2.435% | 2.435% | 0 | 0% | 100% | 0% | 0 | 0 | 0 | 0 | 0 | 0 | 0
Mahihkan 837S(180) | 811 | 144 | 25 | 837S | 1431346.4419 | ATCO | 2017 | 0% | 0% | 1.218% | 2.435% | 2.435% | 2.435% | 0 | 0% | 100% | 0% | 0 | 0 | 0 | 0 | 0 | 0 | 0
Marguerite Lake 826S(180) | 811 | 144 | 138 | 826S | 688730.2426 | ATCO | 2017 | 0% | 0% | 1.218% | 2.435% | 2.435% | 2.435% | 0 | 0% | 0% | 100% | 0 | 0 | 0 | 0 | 0 | 0 | 0
unknown sub St.Paul | 811 | 0 | 0 | 0 | 33228963.9733 | ATCO | 2017 | 0% | 0% | 1.218% | 2.435% | 2.435% | 2.435% | 0 | 0% | 0% | 100% | 0 | 0 | 0 | 0 | 0 | 0 | 0
unknown sub Vermilion 710S | 811 | 0 | 25 | 710S | 8709690 | ATCO | 2017 | 0% | 0% | 1.218% | 2.435% | 2.435% | 2.435% | 0 | 0% | 100% | 0% | 0 | 0 | 0 | 0 | 0 | 0 | 0
Wolf Lake 822S(180) | 811 | 144 | 25 | 822S | 1030247.2205 | ATCO | 2017 | 0% | 0% | 1.218% | 2.435% | 2.435% | 2.435% | 0 | 0% | 100% | 0% | 0 | 0 | 0 | 0 | 0 | 0 | 0
74S | 813 | 240 | 138 | 74S | 395882.3304 | AltaLink | 2017 | 0% | 0% | 1.672% | 3.343% | 3.343% | 3.343% | 0 | 0% | 0% | 100% | 0 | 0 | 0 | 0 | 0 | 0 | 0
Beddington 162S | 813 | 240 | 25 | 162S | 39588.233 | AltaLink | 2017 | 0% | 0% | 1.672% | 3.343% | 3.343% | 3.343% | 0 | 91.17% | 8.832% | 0% | 0 | 0 | 0 | 0 | 0 | 0 | 0
Benalto 17S | 813 | 240 | 25 | 17S | 8444000 | AltaLink | 2017 | 0% | 0% | 1.672% | 3.343% | 3.343% | 3.343% | 0 | 0% | 100% | 0% | 0 | 0 | 0 | 0 | 0 | 0 | 0
Benalto 17S (GD - Johnson) | 813 | 240 | 25 | 17S | 134255.7468 | AltaLink | 2017 | 0% | 0% | 1.672% | 3.343% | 3.343% | 3.343% | 0 | 0% | 100% | 0% | 0 | 0 | 0 | 0 | 0 | 0 | 0
Benalto 17S (GD Hazel) | 813 | 240 | 25 | 17S | 20654.7303 | AltaLink | 2017 | 0% | 0% | 1.672% | 3.343% | 3.343% | 3.343% | 0 | 0% | 100% | 0% | 0 | 0 | 0 | 0 | 0 | 0 | 0
Benalto 17S (LR) | 813 | 138 | 25 | 17S | 655703.2937 | AltaLink | 2017 | 0% | 0% | 1.672% | 3.343% | 3.343% | 3.343% | 0 | 0% | 100% | 0% | 0 | 0 | 0 | 0 | 0 | 0 | 0
Capacitor Bank at Joffre 535S | 813 | 138 | 25 | 535S | 2796588.4995 | AltaLink | 2017 | 0% | 0% | 1.672% | 3.343% | 3.343% | 3.343% | 0 | 74.03% | 25.97% | 0% | 0 | 0 | 0 | 0 | 0 | 0 | 0
Capacitor Bank at Joffre 535S (dev12) | 813 | 138 | 25 | 535S | 323419.8602 | AltaLink | 2017 | 0% | 0% | 1.672% | 3.343% | 3.343% | 3.343% | 0 | 74.03% | 25.97% | 0% | 0 | 0 | 0 | 0 | 0 | 0 | 0
Development at Beddington 162S | 813 | 240 | 25 | 162S | 36791.1459 | AltaLink | 2017 | 0% | 0% | 1.672% | 3.343% | 3.343% | 3.343% | 0 | 91.17% | 8.832% | 0% | 0 | 0 | 0 | 0 | 0 | 0 | 0
Development at Benalto 17S | 813 | 240 | 25 | 17S | 5892088.7617 | AltaLink | 2017 | 0% | 0% | 1.672% | 3.343% | 3.343% | 3.343% | 0 | 0% | 100% | 0% | 0 | 0 | 0 | 0 | 0 | 0 | 0
Development at Benalto 17S (dev2) | 813 | 240 | 25 | 17S | 36791.1459 | AltaLink | 2017 | 0% | 0% | 1.672% | 3.343% | 3.343% | 3.343% | 0 | 0% | 100% | 0% | 0 | 0 | 0 | 0 | 0 | 0 | 0
Development at Benalto 17S (dev21) | 813 | 240 | 25 | 17S | 350767.6777 | AltaLink | 2017 | 0% | 0% | 1.672% | 3.343% | 3.343% | 3.343% | 0 | 0% | 100% | 0% | 0 | 0 | 0 | 0 | 0 | 0 | 0
Development at Didsbury 152S | 813 | 240 | 0 | 152S | 447651.4772 | AltaLink | 2017 | 0% | 0% | 1.672% | 3.343% | 3.343% | 3.343% | 0 | 0% | 0% | 100% | 0 | 0 | 0 | 0 | 0 | 0 | 0
Development at Ellis 332S | 813 | 138 | 25 | 332S | 3030739.6252 | AltaLink | 2017 | 0% | 0% | 1.672% | 3.343% | 3.343% | 3.343% | 0 | 0% | 100% | 0% | 0 | 0 | 0 | 0 | 0 | 0 | 0
Development at Ellis 332S (dev3) | 813 | 138 | 25 | 332S | 2498374.0235 | AltaLink | 2017 | 0% | 0% | 1.672% | 3.343% | 3.343% | 3.343% | 0 | 0% | 100% | 0% | 0 | 0 | 0 | 0 | 0 | 0 | 0
Development at Harmattan 256S | 813 | 138 | 25 | 256S | 446170.8602 | AltaLink | 2017 | 0% | 0% | 1.672% | 3.343% | 3.343% | 3.343% | 0 | 54.51% | 45.49% | 0% | 0 | 0 | 0 | 0 | 0 | 0 | 0
Development at Innisfail 214S | 813 | 240 | 25 | 214S | 3173918.3395 | AltaLink | 2017 | 0% | 0% | 1.672% | 3.343% | 3.343% | 3.343% | 0 | 0% | 100% | 0% | 0 | 0 | 0 | 0 | 0 | 0 | 0
Development at Piper Creek 247S | 813 | 138 | 138 | 247S | 624990.2139 | AltaLink | 2017 | 0% | 0% | 1.672% | 3.343% | 3.343% | 3.343% | 0 | 0% | 0% | 100% | 0 | 0 | 0 | 0 | 0 | 0 | 0
Development at Ponoka 331S | 813 | 138 | 25 | 331S | 3065380.5529 | AltaLink | 2017 | 0% | 0% | 1.672% | 3.343% | 3.343% | 3.343% | 0 | 0% | 100% | 0% | 0 | 0 | 0 | 0 | 0 | 0 | 0
Development at Prentiss 276S | 813 | 138 | 25 | 276S | 3186555.949 | AltaLink | 2017 | 0% | 0% | 1.672% | 3.343% | 3.343% | 3.343% | 0 | 0% | 0% | 100% | 0 | 0 | 0 | 0 | 0 | 0 | 0
Development at Red Deer 63S | 813 | 240 | 25 | 63S | 1318872.5454 | AltaLink | 2017 | 0% | 0% | 1.672% | 3.343% | 3.343% | 3.343% | 0 | 0% | 100% | 0% | 0 | 0 | 0 | 0 | 0 | 0 | 0
Development at Red Deer 63S (dev12) | 813 | 240 | 25 | 63S | 437105.3799 | AltaLink | 2017 | 0% | 0% | 1.672% | 3.343% | 3.343% | 3.343% | 0 | 0% | 100% | 0% | 0 | 0 | 0 | 0 | 0 | 0 | 0
Development at Red Deer 63S (dev21) | 813 | 240 | 25 | 63S | 335873.2174 | AltaLink | 2017 | 0% | 0% | 1.672% | 3.343% | 3.343% | 3.343% | 0 | 0% | 100% | 0% | 0 | 0 | 0 | 0 | 0 | 0 | 0
Development at South Red Deer 194S | 813 | 138 | 138 | 194S | 1494037.1072 | AltaLink | 2017 | 0% | 0% | 1.672% | 3.343% | 3.343% | 3.343% | 0 | 0% | 0% | 100% | 0 | 0 | 0 | 0 | 0 | 0 | 0
Development at South Red Deer 194S (dev11) | 813 | 138 | 138 | 194S | 1533469.4238 | AltaLink | 2017 | 0% | 0% | 1.672% | 3.343% | 3.343% | 3.343% | 0 | 0% | 0% | 100% | 0 | 0 | 0 | 0 | 0 | 0 | 0
Development at Sylvan Lake 580S | 813 | 138 | 25 | 580S | 517837.0121 | AltaLink | 2017 | 0% | 0% | 1.672% | 3.343% | 3.343% | 3.343% | 0 | 0% | 100% | 0% | 0 | 0 | 0 | 0 | 0 | 0 | 0
Didsbury 152S | 813 | 240 | 0 | 152S | 89503.8312 | AltaLink | 2017 | 0% | 0% | 1.672% | 3.343% | 3.343% | 3.343% | 0 | 0% | 0% | 100% | 0 | 0 | 0 | 0 | 0 | 0 | 0
Eagle Hill 9433R (GD Hazel) | 813 | 240 | 0 | 0 | 554235.2625 | AltaLink | 2017 | 0% | 0% | 1.672% | 3.343% | 3.343% | 3.343% | 0 | 0% | 0% | 100% | 0 | 0 | 0 | 0 | 0 | 0 | 0
Ellerslie 89S | 813 | 240 | 240 | 89S | 117043.4716 | AltaLink | 2017 | 0% | 0% | 1.672% | 3.343% | 3.343% | 3.343% | 0 | 0% | 0% | 100% | 0 | 0 | 0 | 0 | 0 | 0 | 0
Ellis 332S | 813 | 138 | 25 | 332S | 4803000 | AltaLink | 2017 | 0% | 0% | 1.672% | 3.343% | 3.343% | 3.343% | 0 | 0% | 100% | 0% | 0 | 0 | 0 | 0 | 0 | 0 | 0
Ellis 332S (GD) | 813 | 138 | 25 | 332S | 1561153.3637 | AltaLink | 2017 | 0% | 0% | 1.672% | 3.343% | 3.343% | 3.343% | 0 | 0% | 100% | 0% | 0 | 0 | 0 | 0 | 0 | 0 | 0
Gaetz 87S | 813 | 240 | 138 | 87S | 3058127.6637 | AltaLink | 2017 | 0% | 0% | 1.672% | 3.343% | 3.343% | 3.343% | 0 | 0% | 0% | 100% | 0 | 0 | 0 | 0 | 0 | 0 | 0
Harmattan 256S | 813 | 240 | 25 | 256S | 185892.5725 | AltaLink | 2017 | 0% | 0% | 1.672% | 3.343% | 3.343% | 3.343% | 0 | 54.51% | 45.49% | 0% | 0 | 0 | 0 | 0 | 0 | 0 | 0
Hazelwood 287S | 813 | 240 | 0 | 287S | 24486182.7475 | AltaLink | 2017 | 0% | 0% | 1.672% | 3.343% | 3.343% | 3.343% | 0 | 0% | 0% | 100% | 0 | 0 | 0 | 0 | 0 | 0 | 0
Innisfail 214S | 813 | 138 | 25 | 214S | 4439045.7828 | AltaLink | 2017 | 0% | 0% | 1.672% | 3.343% | 3.343% | 3.343% | 0 | 0% | 100% | 0% | 0 | 0 | 0 | 0 | 0 | 0 | 0
Joffre 535S | 813 | 138 | 25 | 535S | 5111000 | AltaLink | 2017 | 0% | 0% | 1.672% | 3.343% | 3.343% | 3.343% | 0 | 74.03% | 25.97% | 0% | 0 | 0 | 0 | 0 | 0 | 0 | 0
Joffre 535S | 813 | 138 | 25 | 535S | 974788.8537 | AltaLink | 2017 | 0% | 0% | 1.672% | 3.343% | 3.343% | 3.343% | 0 | 74.03% | 25.97% | 0% | 0 | 0 | 0 | 0 | 0 | 0 | 0
Johnson 281S | 813 | 240 | 138 | 281S | 27577507.3795 | AltaLink | 2017 | 0% | 0% | 1.672% | 3.343% | 3.343% | 3.343% | 0 | 0% | 0% | 100% | 0 | 0 | 0 | 0 | 0 | 0 | 0
N.E. Lacombe 212S | 813 | 138 | 25 | 212S | 5363344.9628 | AltaLink | 2017 | 0% | 0% | 1.672% | 3.343% | 3.343% | 3.343% | 0 | 0% | 100% | 0% | 0 | 0 | 0 | 0 | 0 | 0 | 0
New 240/138kV Substation Hazelwood 287S | 813 | 240 | 0 | 287S | 19156315.5193 | AltaLink | 2017 | 0% | 0% | 1.672% | 3.343% | 3.343% | 3.343% | 0 | 0% | 0% | 100% | 0 | 0 | 0 | 0 | 0 | 0 | 0
New 240/138kV Substation Johnson 281S | 813 | 240 | 138 | 281S | 20096056.3432 | AltaLink | 2017 | 0% | 0% | 1.672% | 3.343% | 3.343% | 3.343% | 0 | 0% | 0% | 100% | 0 | 0 | 0 | 0 | 0 | 0 | 0
New 240/138kV Substation Wolf Creek 288S | 813 | 240 | 138 | 288S | 16806672.4872 | AltaLink | 2017 | 0% | 0% | 1.672% | 3.343% | 3.343% | 3.343% | 0 | 0% | 0% | 100% | 0 | 0 | 0 | 0 | 0 | 0 | 0
New additions at Gaetz 87S | 813 | 240 | 138 | 87S | 2595668.4901 | AltaLink | 2017 | 0% | 0% | 1.672% | 3.343% | 3.343% | 3.343% | 0 | 0% | 0% | 100% | 0 | 0 | 0 | 0 | 0 | 0 | 0
New additions at N.E Lacombe 212S | 813 | 138 | 25 | 212S | 3773036.0916 | AltaLink | 2017 | 0% | 0% | 1.672% | 3.343% | 3.343% | 3.343% | 0 | 0% | 100% | 0% | 0 | 0 | 0 | 0 | 0 | 0 | 0
New Additions at North Red Deer 217S | 813 | 138 | 25 | 217S | 1453039.2523 | AltaLink | 2017 | 0% | 0% | 1.672% | 3.343% | 3.343% | 3.343% | 0 | 0% | 100% | 0% | 0 | 0 | 0 | 0 | 0 | 0 | 0
New Additions at North Red Deer 217S (dev10) | 813 | 138 | 25 | 217S | 1479296.807 | AltaLink | 2017 | 0% | 0% | 1.672% | 3.343% | 3.343% | 3.343% | 0 | 0% | 100% | 0% | 0 | 0 | 0 | 0 | 0 | 0 | 0
North Red Deer 217S | 813 | 138 | 25 | 217S | 187594.2578 | AltaLink | 2017 | 0% | 0% | 1.672% | 3.343% | 3.343% | 3.343% | 0 | 0% | 100% | 0% | 0 | 0 | 0 | 0 | 0 | 0 | 0
Olds 55S (GD Hazel) | 813 | 138 | 25 | 55S | 98109.9688 | AltaLink | 2017 | 0% | 0% | 1.672% | 3.343% | 3.343% | 3.343% | 0 | 0% | 100% | 0% | 0 | 0 | 0 | 0 | 0 | 0 | 0
Olds 55S (GD Johnson) | 813 | 240 | 25 | 55S | 390718.6478 | AltaLink | 2017 | 0% | 0% | 1.672% | 3.343% | 3.343% | 3.343% | 0 | 0% | 100% | 0% | 0 | 0 | 0 | 0 | 0 | 0 | 0
Piper Creek 247S | 813 | 138 | 138 | 247S | 1998667.7937 | AltaLink | 2017 | 0% | 0% | 1.672% | 3.343% | 3.343% | 3.343% | 0 | 0% | 0% | 100% | 0 | 0 | 0 | 0 | 0 | 0 | 0
Ponoka 331S | 813 | 138 | 25 | 331S | 3179107.2357 | AltaLink | 2017 | 0% | 0% | 1.672% | 3.343% | 3.343% | 3.343% | 0 | 0% | 100% | 0% | 0 | 0 | 0 | 0 | 0 | 0 | 0
Prentiss 276S | 813 | 138 | 25 | 276S | 4288175.2446 | AltaLink | 2017 | 0% | 0% | 1.672% | 3.343% | 3.343% | 3.343% | 0 | 0% | 0% | 100% | 0 | 0 | 0 | 0 | 0 | 0 | 0
RAS in 256S_(v2) | 813 | 138 | 25 | 256S | 140996.1225 | AltaLink | 2017 | 0% | 0% | 1.672% | 3.343% | 3.343% | 3.343% | 0 | 54.51% | 45.49% | 0% | 0 | 0 | 0 | 0 | 0 | 0 | 0
Red Deer 217S | 813 | 138 | 25 | 217S | 2898997.8883 | AltaLink | 2017 | 0% | 0% | 1.672% | 3.343% | 3.343% | 3.343% | 0 | 0% | 100% | 0% | 0 | 0 | 0 | 0 | 0 | 0 | 0
Red Deer 63S (648L) | 813 | 138 | 25 | 63S | 759143.1181 | AltaLink | 2017 | 0% | 0% | 1.672% | 3.343% | 3.343% | 3.343% | 0 | 0% | 100% | 0% | 0 | 0 | 0 | 0 | 0 | 0 | 0
Red Deer 63S (755/427L) | 813 | 138 | 25 | 63S | 682001.5541 | AltaLink | 2017 | 0% | 0% | 1.672% | 3.343% | 3.343% | 3.343% | 0 | 0% | 100% | 0% | 0 | 0 | 0 | 0 | 0 | 0 | 0
Red Deer 63S (80/426L) | 813 | 138 | 25 | 63S | 1044917.5483 | AltaLink | 2017 | 0% | 0% | 1.672% | 3.343% | 3.343% | 3.343% | 0 | 0% | 100% | 0% | 0 | 0 | 0 | 0 | 0 | 0 | 0
Red Deer 63S (GD Hazel) | 813 | 240 | 25 | 63S | 406209.6955 | AltaLink | 2017 | 0% | 0% | 1.672% | 3.343% | 3.343% | 3.343% | 0 | 0% | 100% | 0% | 0 | 0 | 0 | 0 | 0 | 0 | 0
Red Deer 63S (GD Wolf) | 813 | 240 | 25 | 63S | 89503.8312 | AltaLink | 2017 | 0% | 0% | 1.672% | 3.343% | 3.343% | 3.343% | 0 | 0% | 100% | 0% | 0 | 0 | 0 | 0 | 0 | 0 | 0
Shell Caroline 378S RAS_(v2) | 813 | 138 | 25 | 378S | 107820.5642 | AltaLink | 2017 | 0% | 0% | 1.672% | 3.343% | 3.343% | 3.343% | 0 | 31.21% | 68.79% | 0% | 0 | 0 | 0 | 0 | 0 | 0 | 0
South Red Deer 194S (80/425L) | 813 | 138 | 138 | 194S | 1236018.2408 | AltaLink | 2017 | 0% | 0% | 1.672% | 3.343% | 3.343% | 3.343% | 0 | 0% | 0% | 100% | 0 | 0 | 0 | 0 | 0 | 0 | 0
South Red Deer 194S (80/426L) | 813 | 138 | 138 | 194S | 1628738.9301 | AltaLink | 2017 | 0% | 0% | 1.672% | 3.343% | 3.343% | 3.343% | 0 | 0% | 0% | 100% | 0 | 0 | 0 | 0 | 0 | 0 | 0
Substation Harmattan 256S_(v2) | 813 | 138 | 25 | 256S | 5094521.6606 | AltaLink | 2017 | 0% | 0% | 1.672% | 3.343% | 3.343% | 3.343% | 0 | 54.51% | 45.49% | 0% | 0 | 0 | 0 | 0 | 0 | 0 | 0
Substation Johnson 281S_(v2) | 813 | 240 | 138 | 281S | 841829.7901 | AltaLink | 2017 | 0% | 0% | 1.672% | 3.343% | 3.343% | 3.343% | 0 | 0% | 0% | 100% | 0 | 0 | 0 | 0 | 0 | 0 | 0
Sundre 575S RAS_(v2) | 813 | 138 | 25 | 575S | 109894.0366 | AltaLink | 2017 | 0% | 0% | 1.672% | 3.343% | 3.343% | 3.343% | 0 | 0% | 100% | 0% | 0 | 0 | 0 | 0 | 0 | 0 | 0
Sylvan Lake 580S | 813 | 138 | 25 | 580S | 932711.637 | AltaLink | 2017 | 0% | 0% | 1.672% | 3.343% | 3.343% | 3.343% | 0 | 0% | 100% | 0% | 0 | 0 | 0 | 0 | 0 | 0 | 0
Waiparous 639S | 813 | 240 | 0 | 639S | 957002.503 | AltaLink | 2017 | 0% | 0% | 1.672% | 3.343% | 3.343% | 3.343% | 0 | 0% | 0% | 100% | 0 | 0 | 0 | 0 | 0 | 0 | 0
Wolf Creek 288S | 813 | 240 | 138 | 288S | 35639737.099 | AltaLink | 2017 | 0% | 0% | 1.672% | 3.343% | 3.343% | 3.343% | 0 | 0% | 0% | 100% | 0 | 0 | 0 | 0 | 0 | 0 | 0
Acheson 305S | 850 | 138 | 25 | 305S | 8772223.6609 | AltaLink | 2017 | 0% | 0% | 1.672% | 3.343% | 3.343% | 3.343% | 0 | 0% | 100% | 0% | 0 | 0 | 0 | 0 | 0 | 0 | 0
Bardo 197S | 850 | 138 | 138 | 197S | 1637012.1502 | AltaLink | 2017 | 0% | 0% | 1.672% | 3.343% | 3.343% | 3.343% | 0 | 0% | 0% | 100% | 0 | 0 | 0 | 0 | 0 | 0 | 0
Bigstone 86S | 850 | 240 | 138 | 86S | 413798.7758 | AltaLink | 2017 | 0% | 0% | 1.672% | 3.343% | 3.343% | 3.343% | 0 | 0% | 0% | 100% | 0 | 0 | 0 | 0 | 0 | 0 | 0
Bilby 105S | 850 | 138 | 25 | 105S | 109864.1935 | AltaLink | 2017 | 0% | 0% | 1.672% | 3.343% | 3.343% | 3.343% | 0 | 0% | 100% | 0% | 0 | 0 | 0 | 0 | 0 | 0 | 0
Bretona 45S | 850 | 138 | 25 | 45S | 22946.8712 | AltaLink | 2017 | 0% | 0% | 1.672% | 3.343% | 3.343% | 3.343% | 0 | 0% | 100% | 0% | 0 | 0 | 0 | 0 | 0 | 0 | 0
Carvel 432S | 850 | 138 | 25 | 432S | 125476.4137 | AltaLink | 2017 | 0% | 0% | 1.672% | 3.343% | 3.343% | 3.343% | 0 | 0% | 100% | 0% | 0 | 0 | 0 | 0 | 0 | 0 | 0
Cooking Lake 522S | 850 | 138 | 25 | 522S | 6420665.4816 | AltaLink | 2017 | 0% | 0% | 1.672% | 3.343% | 3.343% | 3.343% | 0 | 0% | 100% | 0% | 0 | 0 | 0 | 0 | 0 | 0 | 0
East Camrose 285S | 850 | 138 | 25 | 285S | 22946.8712 | AltaLink | 2017 | 0% | 0% | 1.672% | 3.343% | 3.343% | 3.343% | 0 | 0% | 100% | 0% | 0 | 0 | 0 | 0 | 0 | 0 | 0
East Edmonton 38S | 850 | 240 | 25 | 38S | 101645.4381 | AltaLink | 2017 | 0% | 0% | 1.672% | 3.343% | 3.343% | 3.343% | 0 | 0% | 100% | 0% | 0 | 0 | 0 | 0 | 0 | 0 | 0
East Edmonton 38S dev3 | 850 | 240 | 25 | 38S | 98365.1454 | AltaLink | 2017 | 0% | 0% | 1.672% | 3.343% | 3.343% | 3.343% | 0 | 0% | 100% | 0% | 0 | 0 | 0 | 0 | 0 | 0 | 0
Ellerslie 89S | 850 | 500 | 240 | 89S | 655238.9439 | AltaLink | 2017 | 0% | 0% | 1.672% | 3.343% | 3.343% | 3.343% | 0 | 0% | 0% | 100% | 0 | 0 | 0 | 0 | 0 | 0 | 0
Harry smith 376S | 850 | 240 | 138 | 376S | 55595620.8305 | AltaLink | 2017 | 0% | 0% | 1.672% | 3.343% | 3.343% | 3.343% | 0 | 0% | 0% | 100% | 0 | 0 | 0 | 0 | 0 | 0 | 0
Keephills 320P | 850 | 500 | 25 | 320P | 507255.814 | AltaLink | 2017 | 0% | 0% | 1.672% | 3.343% | 3.343% | 3.343% | 0 | 96.2% | 3.796% | 0% | 0 | 0 | 0 | 0 | 0 | 0 | 0
Keephills 320P | 850 | 500 | 25 | 320P | 507255.814 | AltaLink | 2017 | 0% | 0% | 1.672% | 3.343% | 3.343% | 3.343% | 0 | 96.2% | 3.796% | 0% | 0 | 0 | 0 | 0 | 0 | 0 | 0
Leduc 325S | 850 | 138 | 25 | 325S | 3055561.359 | AltaLink | 2017 | 0% | 0% | 1.672% | 3.343% | 3.343% | 3.343% | 0 | 0% | 100% | 0% | 0 | 0 | 0 | 0 | 0 | 0 | 0
Nisku 149S | 850 | 138 | 25 | 149S | 4164342.0352 | AltaLink | 2017 | 0% | 0% | 1.672% | 3.343% | 3.343% | 3.343% | 0 | 0% | 100% | 0% | 0 | 0 | 0 | 0 | 0 | 0 | 0
Petrolia 816S | 850 | 240 | 25 | 816S | 171568 | EPCOR | 2017 | 0% | 0% | 2.057% | 4.115% | 4.115% | 4.115% | 0 | 0% | 0% | 100% | 0 | 0 | 0 | 0 | 0 | 0 | 0
Saunders Lake 289S | 850 | 240 | 138 | 289S | 59647159.8791 | AltaLink | 2017 | 0% | 0% | 1.672% | 3.343% | 3.343% | 3.343% | 0 | 0% | 0% | 100% | 0 | 0 | 0 | 0 | 0 | 0 | 0
Spruce Grove 595S | 850 | 138 | 25 | 595S | 83551.6546 | AltaLink | 2017 | 0% | 0% | 1.672% | 3.343% | 3.343% | 3.343% | 0 | 0% | 100% | 0% | 0 | 0 | 0 | 0 | 0 | 0 | 0
Stony Plain 434S | 850 | 138 | 25 | 434S | 1277016.6255 | AltaLink | 2017 | 0% | 0% | 1.672% | 3.343% | 3.343% | 3.343% | 0 | 0% | 100% | 0% | 0 | 0 | 0 | 0 | 0 | 0 | 0
Viscount 92S | 850 | 138 | 25 | 92S | 84454.7312 | AltaLink | 2017 | 0% | 0% | 1.672% | 3.343% | 3.343% | 3.343% | 0 | 0% | 100% | 0% | 0 | 0 | 0 | 0 | 0 | 0 | 0
Wetaskiwin 40S | 850 | 138 | 25 | 40S | 1153188.8957 | AltaLink | 2017 | 0% | 0% | 1.672% | 3.343% | 3.343% | 3.343% | 0 | 0% | 100% | 0% | 0 | 0 | 0 | 0 | 0 | 0 | 0
Wolf Creek 288S | 850 | 240 | 138 | 288S | 475507.7409 | AltaLink | 2017 | 0% | 0% | 1.672% | 3.343% | 3.343% | 3.343% | 0 | 0% | 0% | 100% | 0 | 0 | 0 | 0 | 0 | 0 | 0
Enmax No. 5 | 859 | 138 | 25 | SS-5 | 37991871.5915 | ENMAX | 2015 | 1.393% | 2.786% | 2.786% | 2.786% | 2.786% | 2.786% | 36419113.4728 | 0% | 100% | 0% | 0 | 36419113.4728 | 0 | 0 | 0 | 0 | 36419113.4728
Foothills 237S | 882 | 240 | 138 | 237S | 358753.3316 | AltaLink | 2015 | 1.723% | 3.343% | 3.343% | 3.343% | 3.343% | 3.343% | 340784.6529 | 0% | 0% | 100% | 0 | 0 | 340784.6529 | 0 | 0 | 340784.6529 | 0
Peigan 59S | 882 | 240 | 138 | 59S | 309435.0176 | AltaLink | 2015 | 1.723% | 3.343% | 3.343% | 3.343% | 3.343% | 3.343% | 293936.5179 | 0% | 0% | 100% | 0 | 0 | 293936.5179 | 0 | 0 | 293936.5179 | 0
Station - Stavely Series Capacitor SC1 266S | 882 | 240 | 240 | 266S | 42547759.9694 | AltaLink | 2015 | 1.723% | 3.343% | 3.343% | 3.343% | 3.343% | 3.343% | 40416693.9779 | 0% | 0% | 100% | 0 | 0 | 40416693.9779 | 0 | 40416693.9779 | 0 | 0
Windy Flats 138S | 882 | 240 | 138 | 138S | 73372187.6476 | AltaLink | 2015 | 1.723% | 3.343% | 3.343% | 3.343% | 3.343% | 3.343% | 69697235.6895 | 0% | 0% | 100% | 0 | 0 | 69697235.6895 | 0 | 0 | 69697235.6895 | 0
Bowmanton 244S 138kV | 888 | 240 | 138 | 244S | 31598804.4676 | AltaLink | 2016 | 0% | 1.672% | 3.343% | 3.343% | 3.343% | 3.343% | 31070566.012 | 0% | 0% | 100% | 0 | 0 | 31070566.012 | 0 | 0 | 31070566.012 | 0
Bullshead 523S | 888 | 240 | 25 | 523S | 1075414.0279 | AltaLink | 2016 | 0% | 1.672% | 3.343% | 3.343% | 3.343% | 3.343% | 1057436.2894 | 0% | 100% | 0% | 0 | 1057436.2894 | 0 | 0 | 0 | 0 | 1057436.2894
Burdett 368S line protection | 888 | 138 | 25 | 368S | 300701.1676 | AltaLink | 2016 | 0% | 1.672% | 3.343% | 3.343% | 3.343% | 3.343% | 295674.3344 | 0% | 100% | 0% | 0 | 295674.3344 | 0 | 0 | 0 | 0 | 295674.3344
Chappice Lake 649S | 888 | 138 | 25 | 649S | 51845.0289 | AltaLink | 2016 | 0% | 1.672% | 3.343% | 3.343% | 3.343% | 3.343% | 50978.3335 | 0% | 100% | 0% | 0 | 50978.3335 | 0 | 0 | 0 | 0 | 50978.3335
Cypress 562S line protection | 888 | 240 | 138 | 562S | 142203.5078 | AltaLink | 2016 | 0% | 1.672% | 3.343% | 3.343% | 3.343% | 3.343% | 139826.2862 | 0% | 0% | 100% | 0 | 0 | 139826.2862 | 0 | 0 | 139826.2862 | 0
Medicine Hat 41S | 888 | 138 | 69 | 41S | 1193916.9511 | AltaLink | 2016 | 0% | 1.672% | 3.343% | 3.343% | 3.343% | 3.343% | 1173958.1945 | 79.69% | 20.31% | 0% | 935497.9363 | 238460.2583 | 0 | 0 | 935497.9363 | 0 | 238460.2583
Suffield 895S line protection | 888 | 138 | 25 | 895S | 103690.0578 | AltaLink | 2016 | 0% | 1.672% | 3.343% | 3.343% | 3.343% | 3.343% | 101956.667 | 23.38% | 76.62% | 0% | 23835.5738 | 78121.0932 | 0 | 0 | 23835.5738 | 0 | 78121.0932
Birchwood Creek 960S | 948 | 240 | 240 | 960S | 13129855.568 | ATCO | 2015 | 1.222% | 2.463% | 2.435% | 2.435% | 2.435% | 2.435% | 12649978.3619 | 0% | 0% | 100% | 0 | 0 | 12649978.3619 | 0 | 12649978.3619 | 0 | 0
0244S Bowmanton180 | 737 | 240 | 138 | 244S | 598925.2053 | AltaLink | 2015 | 1.723% | 3.343% | 3.343% | 3.343% | 3.343% | 3.343% | 568927.1716 | 0% | 0% | 100% | 0 | 0 | 568927.1716 | 0 | 0 | 568927.1716 | 0
089S Ellerslie180 | 737 | 240 | 240 | 89S | 701881.1316 | AltaLink | 2015 | 1.723% | 3.343% | 3.343% | 3.343% | 3.343% | 3.343% | 666726.4017 | 0% | 0% | 100% | 0 | 0 | 666726.4017 | 0 | 666726.4017 | 0 | 0
320P Keephills180 | 737 | 240 | 25 | 320P | 314443.8905 | AltaLink | 2015 | 1.723% | 3.343% | 3.343% | 3.343% | 3.343% | 3.343% | 298694.5142 | 96.2% | 3.796% | 0% | 287354.6442 | 11339.87 | 0 | 0 | 287354.6442 | 0 | 11339.87
324S Cassils180 | 737 | 240 | 240 | 324S | 1228267.796 | AltaLink | 2015 | 1.723% | 3.343% | 3.343% | 3.343% | 3.343% | 3.343% | 1166748.23 | 0% | 0% | 100% | 0 | 0 | 1166748.23 | 0 | 1166748.23 | 0 | 0
356S Milo180 | 737 | 240 | 240 | 356S | 509558.7047 | AltaLink | 2015 | 1.723% | 3.343% | 3.343% | 3.343% | 3.343% | 3.343% | 484036.7212 | 0% | 0% | 100% | 0 | 0 | 484036.7212 | 0 | 484036.7212 | 0 | 0
Converter Station (Heathfield 2029S)180 | 737 | 500 | 500 | 2029S | 532569282.5 | ATCO | 2015 | 1.222% | 2.463% | 2.435% | 2.435% | 2.435% | 2.435% | 513104646.5012 | 0% | 0% | 100% | 0 | 0 | 513104646.5012 | 0 | 513104646.5012 | 0 | 0
Genesee 330P 961 | 737 | 500 | 240 | 330P | 107206.2819 | EPCOR | 2015 | 2.061% | 4.16% | 4.115% | 4.115% | 4.115% | 4.115% | 100629.1449 | 0% | 0% | 100% | 0 | 0 | 100629.1449 | 0 | 100629.1449 | 0 | 0
Heartland 12S180 | 737 | 500 | 240 | 12S | 33005662.7473 | AltaLink | 2015 | 1.723% | 3.343% | 3.343% | 3.343% | 3.343% | 3.343% | 31352526.4728 | 0% | 0% | 100% | 0 | 0 | 31352526.4728 | 0 | 31352526.4728 | 0 | 0
320P[2]_180 | 737 | 240 | 25 | 320P | 551841.8758 | AltaLink | 2015 | 1.723% | 3.343% | 3.343% | 3.343% | 3.343% | 3.343% | 524202.0787 | 96.2% | 3.796% | 0% | 504300.8648 | 19901.2139 | 0 | 0 | 504300.8648 | 0 | 19901.2139
330P_180 | 737 | 240 | 240 | 330P | 223583.1527 | AltaLink | 2015 | 1.723% | 3.343% | 3.343% | 3.343% | 3.343% | 3.343% | 212384.6676 | 0% | 0% | 100% | 0 | 0 | 212384.6676 | 0 | 212384.6676 | 0 | 0
74S_180 | 737 | 240 | 138 | 74S | 315408.5092 | AltaLink | 2015 | 1.723% | 3.343% | 3.343% | 3.343% | 3.343% | 3.343% | 299610.8186 | 0% | 0% | 100% | 0 | 0 | 299610.8186 | 0 | 0 | 299610.8186 | 0
89S_180 | 737 | 240 | 240 | 89S | 273015.7652 | AltaLink | 2015 | 1.723% | 3.343% | 3.343% | 3.343% | 3.343% | 3.343% | 259341.3764 | 0% | 0% | 100% | 0 | 0 | 259341.3764 | 0 | 259341.3764 | 0 | 0
Bennett 503S Substation | 737 | 500 | 0 | 503S | 59049851.8609 | AltaLink | 2015 | 1.723% | 3.343% | 3.343% | 3.343% | 3.343% | 3.343% | 56092254.7702 | 0% | 0% | 100% | 0 | 0 | 56092254.7702 | 56092254.7702 | 0 | 0 | 0
Crossings 511S Substation | 737 | 500 | 240 | 511S | 248522285.1 | AltaLink | 2015 | 1.723% | 3.343% | 3.343% | 3.343% | 3.343% | 3.343% | 236074687.6172 | 0% | 0% | 100% | 0 | 0 | 236074687.6172 | 0 | 236074687.6172 | 0 | 0
Genesee 330P 962 | 737 | 500 | 240 | 330P | 418379.5331 | EPCOR | 2015 | 2.061% | 4.16% | 4.115% | 4.115% | 4.115% | 4.115% | 392711.8251 | 0% | 0% | 100% | 0 | 0 | 392711.8251 | 0 | 392711.8251 | 0 | 0
Langdon 102S Substation | 737 | 240 | 240 | 102S | 61400098.2397 | AltaLink | 2015 | 1.723% | 3.343% | 3.343% | 3.343% | 3.343% | 3.343% | 58324785.6657 | 0% | 0% | 100% | 0 | 0 | 58324785.6657 | 0 | 58324785.6657 | 0 | 0
Milo 356S_180 | 737 | 240 | 240 | 356S | 403965.625 | AltaLink | 2015 | 1.723% | 3.343% | 3.343% | 3.343% | 3.343% | 3.343% | 383732.4234 | 0% | 0% | 100% | 0 | 0 | 383732.4234 | 0 | 383732.4234 | 0 | 0
RPT1 17S_180 | 737 | 240 | 25 | 17S | 748276.1041 | AltaLink | 2015 | 1.723% | 3.343% | 3.343% | 3.343% | 3.343% | 3.343% | 710797.615 | 0% | 100% | 0% | 0 | 710797.615 | 0 | 0 | 0 | 0 | 710797.615
RPT2- Jackville_180 | 737 | 240 | 0 | 0 | 440477.5493 | AltaLink | 2015 | 1.723% | 3.343% | 3.343% | 3.343% | 3.343% | 3.343% | 418415.5953 | 0% | 0% | 100% | 0 | 0 | 418415.5953 | 418415.5953 | 0 | 0 | 0
RPT3- Knob Hill_180 | 737 | 240 | 0 | 0 | 413456.9886 | AltaLink | 2015 | 1.723% | 3.343% | 3.343% | 3.343% | 3.343% | 3.343% | 392748.3984 | 0% | 0% | 100% | 0 | 0 | 392748.3984 | 392748.3984 | 0 | 0 | 0
Sunnybrook 510S Substation | 737 | 500 | 500 | 510S | 355813227.3 | AltaLink | 2015 | 1.723% | 3.343% | 3.343% | 3.343% | 3.343% | 3.343% | 337991808.0631 | 0% | 0% | 100% | 0 | 0 | 337991808.0631 | 0 | 337991808.0631 | 0 | 0
825S Whitefish Lake_v181 | 1101 | 240 | 240 | 825S | 53066.0772 | ATCO | 2016 | 0% | 1.232% | 2.435% | 2.435% | 2.435% | 2.435% | 52412.5034 | 0% | 0% | 100% | 0 | 0 | 52412.5034 | 0 | 52412.5034 | 0 | 0
898S Heart Lake_v181 | 1101 | 240 | 144 | 898S | 16501631.6806 | ATCO | 2016 | 0% | 1.232% | 2.435% | 2.435% | 2.435% | 2.435% | 16298393.8678 | 0% | 0% | 100% | 0 | 0 | 16298393.8678 | 0 | 0 | 16298393.8678 | 0
Black Spruce 154S mod 180 | 1101 | 240 | 240 | 154S | 412500.8589 | AltaLink | 2016 | 0% | 1.672% | 3.343% | 3.343% | 3.343% | 3.343% | 405605.0659 | 0% | 0% | 100% | 0 | 0 | 405605.0659 | 0 | 405605.0659 | 0 | 0
Black spruce substation 154S180 | 1101 | 240 | 240 | 154S | 26377454.7444 | AltaLink | 2016 | 0% | 1.672% | 3.343% | 3.343% | 3.343% | 3.343% | 25936501.7972 | 0% | 0% | 100% | 0 | 0 | 25936501.7972 | 0 | 25936501.7972 | 0 | 0
Christina Lake 723S upg 180 | 1101 | 240 | 25 | 723S | 3002680.4093 | AltaLink | 2016 | 0% | 1.672% | 3.343% | 3.343% | 3.343% | 3.343% | 2952484.483 | 0% | 100% | 0% | 0 | 2952484.483 | 0 | 0 | 0 | 0 | 2952484.483
Conklin 762S180 | 1101 | 240 | 25 | 762S | 17282.9301 | AltaLink | 2016 | 0% | 1.672% | 3.343% | 3.343% | 3.343% | 3.343% | 16994.0106 | 92.31% | 7.692% | 0% | 15686.779 | 1307.2316 | 0 | 0 | 15686.779 | 0 | 1307.2316
Ipiatik 167S 180 | 1101 | 240 | 138 | 167S | 51249492.0178 | AltaLink | 2016 | 0% | 1.672% | 3.343% | 3.343% | 3.343% | 3.343% | 50392752.2465 | 0% | 0% | 100% | 0 | 0 | 50392752.2465 | 0 | 0 | 50392752.2465 | 0
Jackfish 698S mod 180 | 1101 | 240 | 25 | 698S | 485910.4957 | AltaLink | 2016 | 0% | 1.672% | 3.343% | 3.343% | 3.343% | 3.343% | 477787.5109 | 0% | 0% | 100% | 0 | 0 | 477787.5109 | 0 | 0 | 0 | 477787.5109
Jackfish 698S180 | 1101 | 240 | 25 | 698S | 17282.9301 | AltaLink | 2016 | 0% | 1.672% | 3.343% | 3.343% | 3.343% | 3.343% | 16994.0106 | 0% | 0% | 100% | 0 | 0 | 16994.0106 | 0 | 0 | 0 | 16994.0106
Pike 170S mod 180 | 1101 | 240 | 138 | 170S | 31472.7351 | AltaLink | 2016 | 0% | 1.672% | 3.343% | 3.343% | 3.343% | 3.343% | 30946.6042 | 0% | 0% | 100% | 0 | 0 | 30946.6042 | 0 | 0 | 30946.6042 | 0
Pike 170S180 | 1101 | 240 | 138 | 170S | 49648445.3397 | AltaLink | 2016 | 0% | 1.672% | 3.343% | 3.343% | 3.343% | 3.343% | 48818470.3286 | 0% | 0% | 100% | 0 | 0 | 48818470.3286 | 0 | 0 | 48818470.3286 | 0
Winefred 818S mod 180 | 1101 | 240 | 25 | 818S | 467632.8514 | AltaLink | 2016 | 0% | 1.672% | 3.343% | 3.343% | 3.343% | 3.343% | 459815.4147 | 0% | 100% | 0% | 0 | 459815.4147 | 0 | 0 | 0 | 0 | 459815.4147
ENMAX No. 47 | 1107 | 138 | 25 | SS-47 | 9408588 | AltaLink | 2015 | 1.723% | 3.343% | 3.343% | 3.343% | 3.343% | 3.343% | 8937345.2853 | 0% | 0% | 100% | 0 | 0 | 8937345.2853 | 0 | 0 | 0 | 8937345.2853
Carseland 525S_180 | 1117 | 138 | 25 | 525S | 179071.0208 | AltaLink | 2015 | 1.723% | 3.343% | 3.343% | 3.343% | 3.343% | 3.343% | 170101.9902 | 73.46% | 26.54% | 0% | 124960.1397 | 45141.8505 | 0 | 0 | 124960.1397 | 0 | 45141.8505
Enmax No. 25_v180 | 1117 | 240 | 25 | SS-25 | 712675.2914 | ENMAX | 2015 | 1.393% | 2.786% | 2.786% | 2.786% | 2.786% | 2.786% | 683172.5109 | 97.59% | 2.408% | 4.857e-15% | 666719.9619 | 16452.549 | 3.3183e-11 | 0 | 666719.9619 | 0 | 16452.549
Enmax No. 65_v180 | 1117 | 240 | 138 | SS-65 | 3684124.7086 | ENMAX | 2015 | 1.393% | 2.786% | 2.786% | 2.786% | 2.786% | 2.786% | 3531612.163 | 0% | 0% | 100% | 0 | 0 | 3531612.163 | 0 | 0 | 3531612.163 | 0
Foothills 237S 138kV_180 | 1117 | 240 | 138 | 237S | 50320527.6379 | AltaLink | 2015 | 1.723% | 3.343% | 3.343% | 3.343% | 3.343% | 3.343% | 47800151.3549 | 0% | 0% | 100% | 0 | 0 | 47800151.3549 | 0 | 0 | 47800151.3549 | 0
Foothills 237S_180 | 1117 | 240 | 138 | 237S | 7942848.7389 | AltaLink | 2015 | 1.723% | 3.343% | 3.343% | 3.343% | 3.343% | 3.343% | 7545019.6914 | 0% | 0% | 100% | 0 | 0 | 7545019.6914 | 0 | 0 | 7545019.6914 | 0
High River 65S_180 | 1117 | 138 | 25 | 65S | 7010473.3837 | AltaLink | 2015 | 1.723% | 3.343% | 3.343% | 3.343% | 3.343% | 3.343% | 6659343.7021 | 0% | 100% | 0% | 0 | 6659343.7021 | 0 | 0 | 0 | 0 | 6659343.7021
Janet 74S expansion_(v180) | 1117 | 240 | 138 | 74S | 26955252.7694 | AltaLink | 2015 | 1.723% | 3.343% | 3.343% | 3.343% | 3.343% | 3.343% | 25605160.0146 | 0% | 0% | 100% | 0 | 0 | 25605160.0146 | 0 | 0 | 25605160.0146 | 0
Langdon 102S_(v180) | 1117 | 500 | 240 | 102S | 26111161.3042 | AltaLink | 2015 | 1.723% | 3.343% | 3.343% | 3.343% | 3.343% | 3.343% | 24803346.0892 | 0% | 0% | 100% | 0 | 0 | 24803346.0892 | 0 | 24803346.0892 | 0 | 0
Okotok 678S_180 | 1117 | 138 | 25 | 678S | 5976888.0182 | AltaLink | 2015 | 1.723% | 3.343% | 3.343% | 3.343% | 3.343% | 3.343% | 5677526.9519 | 0% | 100% | 0% | 0 | 5677526.9519 | 0 | 0 | 0 | 0 | 5677526.9519
2060S Engstrom Substation | 1128 | 144 | 25 | 2060S | 3013835.5297 | ATCO | 2015 | 1.222% | 2.463% | 2.435% | 2.435% | 2.435% | 2.435% | 2903684.2058 | 0% | 100% | 0% | 0 | 2903684.2058 | 0 | 0 | 0 | 0 | 2903684.2058
856S Kinosis Substation | 1128 | 240 | 25 | 856S | 26494192.5722 | ATCO | 2015 | 1.222% | 2.463% | 2.435% | 2.435% | 2.435% | 2.435% | 25525868.203 | 0% | 100% | 0% | 0 | 25525868.203 | 0 | 0 | 0 | 0 | 25525868.203
989S Quigley substation | 1128 | 144 | 25 | 989S | 2933649.2336 | ATCO | 2015 | 1.222% | 2.463% | 2.435% | 2.435% | 2.435% | 2.435% | 2826428.6027 | 0% | 100% | 0% | 0 | 2826428.6027 | 0 | 0 | 0 | 0 | 2826428.6027
Engstorm 2060S substation | 1128 | 144 | 25 | 2060S | 25809473.342 | ATCO | 2015 | 1.222% | 2.463% | 2.435% | 2.435% | 2.435% | 2.435% | 24866174.4691 | 0% | 100% | 0% | 0 | 24866174.4691 | 0 | 0 | 0 | 0 | 24866174.4691
Construction of a new switching station, Birchwood Creek 2060S 180day | 1180 | 240 | 25 | 2060S | 0 | ATCO | 2100 | 0% | 0% | 0% | 0% | 0% | 0% | 0 | 0% | 100% | 0% | 0 | 0 | 0 | 0 | 0 | 0 | 0
Ells River 2079S | 1180 | 240 | 240 | 2079S | 0 | ATCO | 2100 | 0% | 0% | 0% | 0% | 0% | 0% | 0 | 0% | 0% | 100% | 0 | 0 | 0 | 0 | 0 | 0 | 0
Modify Dover 888S substation | 1180 | 240 | 240 | 888S | 0 | ATCO | 2100 | 0% | 0% | 0% | 0% | 0% | 0% | 0 | 0% | 0% | 100% | 0 | 0 | 0 | 0 | 0 | 0 | 0
Modify Joslyn 849S substation | 1180 | 240 | 25 | 849S | 0 | ATCO | 2100 | 0% | 0% | 0% | 0% | 0% | 0% | 0 | 0% | 100% | 0% | 0 | 0 | 0 | 0 | 0 | 0 | 0
New Ells River 2079S switching station | 1180 | 240 | 240 | 2079S | 0 | ATCO | 2100 | 0% | 0% | 0% | 0% | 0% | 0% | 0 | 0% | 0% | 100% | 0 | 0 | 0 | 0 | 0 | 0 | 0
Dawes | 1186 | 240 | 0 | 0 | 75896.276 | ATCO | 2018 | 0% | 0% | 0% | 1.218% | 2.435% | 2.435% | 0 | 0% | 0% | 100% | 0 | 0 | 0 | 0 | 0 | 0 | 0
Dover | 1186 | 240 | 0 | 0 | 107010.6695 | ATCO | 2018 | 0% | 0% | 0% | 1.218% | 2.435% | 2.435% | 0 | 0% | 0% | 100% | 0 | 0 | 0 | 0 | 0 | 0 | 0
Ruth Lake sub | 1186 | 240 | 0 | 0 | 75646.1464 | ATCO | 2018 | 0% | 0% | 0% | 1.218% | 2.435% | 2.435% | 0 | 0% | 0% | 100% | 0 | 0 | 0 | 0 | 0 | 0 | 0
Thickwood Hills 951S substation | 1186 | 240 | 240 | 951S | 36719404.286 | ATCO | 2018 | 0% | 0% | 0% | 1.218% | 2.435% | 2.435% | 0 | 0% | 0% | 100% | 0 | 0 | 0 | 0 | 0 | 0 | 0
Thickwood Hills 951S substation_SVS | 1186 | 240 | 240 | 951S | 35229814.2624 | ATCO | 2018 | 0% | 0% | 0% | 1.218% | 2.435% | 2.435% | 0 | 0% | 0% | 100% | 0 | 0 | 0 | 0 | 0 | 0 | 0
Steele 2016S | 1250 | 144 | 144 | 2016S | 7531332.8673 | ATCO | 2017 | 0% | 0% | 1.218% | 2.435% | 2.435% | 2.435% | 0 | 0% | 0% | 100% | 0 | 0 | 0 | 0 | 0 | 0 | 0
Vegreville 709S | 1250 | 138 | 25 | 709S | 153452.1755 | ATCO | 2017 | 0% | 0% | 1.218% | 2.435% | 2.435% | 2.435% | 0 | 0% | 100% | 0% | 0 | 0 | 0 | 0 | 0 | 0 | 0
Vermillion 710S | 1250 | 144 | 25 | 710S | 796710.4558 | ATCO | 2017 | 0% | 0% | 1.218% | 2.435% | 2.435% | 2.435% | 0 | 0% | 100% | 0% | 0 | 0 | 0 | 0 | 0 | 0 | 0
Vincent 2019S | 1250 | 144 | 25 | 2019S | 2371467.6462 | ATCO | 2017 | 0% | 0% | 1.218% | 2.435% | 2.435% | 2.435% | 0 | 0% | 0% | 100% | 0 | 0 | 0 | 0 | 0 | 0 | 0
Grist Lake 190S Substation A | 1258 | 138 | 25 | 190S | 41252104.1865 | AltaLink | 2019 | 0% | 0% | 0% | 0% | 1.672% | 3.343% | 0 | 0% | 0% | 100% | 0 | 0 | 0 | 0 | 0 | 0 | 0
Pike 170S Substation A | 1258 | 138 | 138 | 170S | 4886932.8274 | AltaLink | 2019 | 0% | 0% | 0% | 0% | 1.672% | 3.343% | 0 | 0% | 0% | 100% | 0 | 0 | 0 | 0 | 0 | 0 | 0
Chinook 181S substation[v180] | 1260 | 240 | 25 | 181S | 10887667.6974 | ENMAX | 2016 | 0% | 1.393% | 2.786% | 2.786% | 2.786% | 2.786% | 10736019.8058 | 0% | 0% | 100% | 0 | 0 | 10736019.8058 | 0 | 0 | 0 | 10736019.8058
North Lethbridge 370s substation | 1260 | 240 | 25 | 370S | 484549.8083 | AltaLink | 2016 | 0% | 1.672% | 3.343% | 3.343% | 3.343% | 3.343% | 476449.5701 | 0% | 100% | 0% | 0 | 476449.5701 | 0 | 0 | 0 | 0 | 476449.5701
Gaetz 87S | 1263 | 240 | 138 | 87S | 452029.4118 | AltaLink | 2016 | 0% | 1.672% | 3.343% | 3.343% | 3.343% | 3.343% | 444472.8183 | 0% | 0% | 100% | 0 | 0 | 444472.8183 | 0 | 0 | 444472.8183 | 0
North Red Deer 217S | 1263 | 138 | 25 | 217S | 369088.2353 | AltaLink | 2016 | 0% | 1.672% | 3.343% | 3.343% | 3.343% | 3.343% | 362918.1728 | 0% | 100% | 0% | 0 | 362918.1728 | 0 | 0 | 0 | 0 | 362918.1728
Algar Substation 875S_180 | 1267 | 144 | 25 | 875S | 3416800.4605 | ATCO | 2015 | 1.222% | 2.463% | 2.435% | 2.435% | 2.435% | 2.435% | 3291921.352 | 0% | 100% | 0% | 0 | 3291921.352 | 0 | 0 | 0 | 0 | 3291921.352
Dawes Substation 2011S_180 | 1267 | 240 | 144 | 2011S | 30016954.6003 | ATCO | 2015 | 1.222% | 2.463% | 2.435% | 2.435% | 2.435% | 2.435% | 28919878.3808 | 0% | 0% | 100% | 0 | 0 | 28919878.3808 | 0 | 0 | 28919878.3808 | 0
Dover Substation 888S_180 | 1267 | 240 | 240 | 888S | 362081.2344 | ATCO | 2015 | 1.222% | 2.463% | 2.435% | 2.435% | 2.435% | 2.435% | 348847.6896 | 0% | 0% | 100% | 0 | 0 | 348847.6896 | 0 | 348847.6896 | 0 | 0
Gregoire Substation 883S_180 | 1267 | 138 | 25 | 883S | 89644.2738 | ATCO | 2015 | 1.222% | 2.463% | 2.435% | 2.435% | 2.435% | 2.435% | 86367.9054 | 0% | 100% | 0% | 0 | 86367.9054 | 0 | 0 | 0 | 0 | 86367.9054
Hangingston Substation 820S_180 | 1267 | 138 | 25 | 820S | 147566.7927 | ATCO | 2015 | 1.222% | 2.463% | 2.435% | 2.435% | 2.435% | 2.435% | 142173.4401 | 0% | 100% | 0% | 0 | 142173.4401 | 0 | 0 | 0 | 0 | 142173.4401
MacMillan Substation 885S_180 | 1267 | 240 | 144 | 885S | 143610.552 | ATCO | 2015 | 1.222% | 2.463% | 2.435% | 2.435% | 2.435% | 2.435% | 138361.7943 | 0% | 0% | 100% | 0 | 0 | 138361.7943 | 0 | 0 | 138361.7943 | 0
Edwards Lake 189S preferred | 1287 | 240 | 25 | 189S | 36842122.5144 | AltaLink | 2019 | 0% | 0% | 0% | 0% | 1.672% | 3.343% | 0 | 0% | 0% | 100% | 0 | 0 | 0 | 0 | 0 | 0 | 0
Heart Lake 898S | 1287 | 240 | 144 | 898S | 267302.3699 | ATCO | 2019 | 0% | 0% | 0% | 0% | 1.218% | 2.435% | 0 | 0% | 0% | 100% | 0 | 0 | 0 | 0 | 0 | 0 | 0
Deerland 13S substation | 1289 | 138 | 138 | 13S | 3106833.1974 | AltaLink | 2017 | 0% | 0% | 1.672% | 3.343% | 3.343% | 3.343% | 0 | 0% | 0% | 100% | 0 | 0 | 0 | 0 | 0 | 0 | 0
New Whitetail Peaking Station 976S(part of scope) | 1290 | 144 | 144 | 976S | 561275.4675 | ATCO | 2018 | 0% | 0% | 0% | 1.218% | 2.435% | 2.435% | 0 | 0% | 0% | 100% | 0 | 0 | 0 | 0 | 0 | 0 | 0
[Final]659S substation | 1294 | 69 | 25 | 659S | 4433924 | AltaLink | 2015 | 1.723% | 3.343% | 3.343% | 3.343% | 3.343% | 3.343% | 4211844.5145 | 54.09% | 45.91% | 0% | 2278224.9874 | 1933619.5271 | 0 | 0 | 2278224.9874 | 0 | 1933619.5271
659S substation | 1294 | 69 | 25 | 659S | 5633000 | AltaLink | 2015 | 1.723% | 3.343% | 3.343% | 3.343% | 3.343% | 3.343% | 5350863.0617 | 54.09% | 45.91% | 0% | 2894330.4743 | 2456532.5874 | 0 | 0 | 2894330.4743 | 0 | 2456532.5874
162SS | 1314 | 138 | 0 | 162SS | 16742409.7261 | ENMAX | 2015 | 1.393% | 2.786% | 2.786% | 2.786% | 2.786% | 2.786% | 16049320.3962 | 0% | 0% | 100% | 0 | 0 | 16049320.3962 | 16049320.3962 | 0 | 0 | 0
Monitor 774S | 1319 | 138 | 25 | 774S | 3798763 | ATCO | 2015 | 1.222% | 2.463% | 2.435% | 2.435% | 2.435% | 2.435% | 3659923.7138 | 0% | 100% | 0% | 0 | 3659923.7138 | 0 | 0 | 0 | 0 | 3659923.7138
Brintnell | 1321 | 138 | 0 | 0 | 51372.1237 | ATCO | 2017 | 0% | 0% | 1.218% | 2.435% | 2.435% | 2.435% | 0 | 0% | 0% | 100% | 0 | 0 | 0 | 0 | 0 | 0 | 0
Little Smoky 813S | 1321 | 240 | 138 | 813S | 71234.8749 | ATCO | 2017 | 0% | 0% | 1.218% | 2.435% | 2.435% | 2.435% | 0 | 0% | 0% | 100% | 0 | 0 | 0 | 0 | 0 | 0 | 0
Louise Creek 809S | 1321 | 240 | 144 | 809S | 67376.6744 | ATCO | 2017 | 0% | 0% | 1.218% | 2.435% | 2.435% | 2.435% | 0 | 0% | 0% | 100% | 0 | 0 | 0 | 0 | 0 | 0 | 0
Wesley 834S Substation | 1321 | 240 | 144 | 834S | 6851820.2018 | ATCO | 2017 | 0% | 0% | 1.218% | 2.435% | 2.435% | 2.435% | 0 | 0% | 0% | 100% | 0 | 0 | 0 | 0 | 0 | 0 | 0
West Pease A793S | 1321 | 138 | 25 | A793S | 43376.4624 | ATCO | 2017 | 0% | 0% | 1.218% | 2.435% | 2.435% | 2.435% | 0 | 0% | 100% | 0% | 0 | 0 | 0 | 0 | 0 | 0 | 0
Al Rothbauer 321S | 1326 | 138 | 138 | 321S | 6469865.2232 | AltaLink | 2017 | 0% | 0% | 1.672% | 3.343% | 3.343% | 3.343% | 0 | 0% | 0% | 100% | 0 | 0 | 0 | 0 | 0 | 0 | 0
Bowmanton 244S | 1326 | 240 | 138 | 244S | 14949.6244 | AltaLink | 2017 | 0% | 0% | 1.672% | 3.343% | 3.343% | 3.343% | 0 | 0% | 0% | 100% | 0 | 0 | 0 | 0 | 0 | 0 | 0
Bullhead 523S | 1326 | 240 | 25 | 523S | 116274.8564 | AltaLink | 2017 | 0% | 0% | 1.672% | 3.343% | 3.343% | 3.343% | 0 | 0% | 100% | 0% | 0 | 0 | 0 | 0 | 0 | 0 | 0
Fort Macleod 15S_(v1) | 1336 | 138 | 25 | 15S | 267677.3937 | AltaLink | 2018 | 0% | 0% | 0% | 1.672% | 3.343% | 3.343% | 0 | 16.33% | 83.67% | 0% | 0 | 0 | 0 | 0 | 0 | 0 | 0
McGregor Lake 200S_(v1) | 1336 | 138 | 138 | 200S | 732176.4005 | AltaLink | 2018 | 0% | 0% | 0% | 1.672% | 3.343% | 3.343% | 0 | 0% | 0% | 100% | 0 | 0 | 0 | 0 | 0 | 0 | 0
Queenstown 504S_(v1) | 1336 | 138 | 138 | 504S | 2125673.4207 | AltaLink | 2018 | 0% | 0% | 0% | 1.672% | 3.343% | 3.343% | 0 | 0% | 0% | 100% | 0 | 0 | 0 | 0 | 0 | 0 | 0
Vulcan 255S_(v1) | 1336 | 240 | 25 | 255S | 799095.7489 | AltaLink | 2018 | 0% | 0% | 0% | 1.672% | 3.343% | 3.343% | 0 | 0% | 100% | 0% | 0 | 0 | 0 | 0 | 0 | 0 | 0
West Brooks 28S_(v1) | 1336 | 240 | 25 | 28S | 407420.739 | AltaLink | 2018 | 0% | 0% | 0% | 1.672% | 3.343% | 3.343% | 0 | 0% | 100% | 0% | 0 | 0 | 0 | 0 | 0 | 0 | 0
Castle Rock Ridge 205S | 1343 | 240 | 25 | 205S | 296511.623 | AltaLink | 2015 | 1.723% | 3.343% | 3.343% | 3.343% | 3.343% | 3.343% | 281660.4102 | 99.83% | 0.1736% | 4.922e-15% | 281171.4165 | 488.9938 | 1.3864e-11 | 0 | 281171.4165 | 0 | 488.9938
Fidler 312S Stage 1 | 1343 | 240 | 138 | 312S | 31755235.2817 | AltaLink | 2019 | 0% | 0% | 0% | 0% | 1.672% | 3.343% | 0 | 0% | 0% | 100% | 0 | 0 | 0 | 0 | 0 | 0 | 0
Fidler 312S stage 2 | 1343 | 240 | 138 | 312S | 9276667.4068 | AltaLink | 2019 | 0% | 0% | 0% | 0% | 1.672% | 3.343% | 0 | 0% | 0% | 100% | 0 | 0 | 0 | 0 | 0 | 0 | 0
Goose Lake 103S stage 1 | 1343 | 240 | 138 | 103S | 296511.623 | AltaLink | 2019 | 0% | 0% | 0% | 0% | 1.672% | 3.343% | 0 | 0% | 0% | 100% | 0 | 0 | 0 | 0 | 0 | 0 | 0
Goose Lake stage 2 | 1343 | 240 | 0 | 0 | 198194.9567 | AltaLink | 2019 | 0% | 0% | 0% | 0% | 1.672% | 3.343% | 0 | 0% | 0% | 100% | 0 | 0 | 0 | 0 | 0 | 0 | 0
Oldman River 806S stage 2 | 1343 | 138 | 25 | 806S | 198194.9567 | AltaLink | 2015 | 1.723% | 3.343% | 3.343% | 3.343% | 3.343% | 3.343% | 188268.0761 | 96.97% | 3.03% | -2.776e-15% | 182562.9829 | 5705.0932 | -5.2255e-12 | 0 | 182562.9829 | 0 | 5705.0932
Oldman River Dam 806S stage 1 | 1343 | 138 | 25 | 806S | 160679.4829 | AltaLink | 2015 | 1.723% | 3.343% | 3.343% | 3.343% | 3.343% | 3.343% | 152631.619 | 96.97% | 3.03% | -2.776e-15% | 148006.4184 | 4625.2006 | -4.2364e-12 | 0 | 148006.4184 | 0 | 4625.2006
Summerview 354S stage 2 | 1343 | 138 | 25 | 354S | 198194.9567 | AltaLink | 2015 | 1.723% | 3.343% | 3.343% | 3.343% | 3.343% | 3.343% | 188268.0761 | 98.82% | 1.176% | -4.163e-15% | 186053.1576 | 2214.9185 | -7.8382e-12 | 0 | 186053.1576 | 0 | 2214.9185
Summerview 806S stage 1 | 1343 | 138 | 25 | 806S | 183870.3361 | AltaLink | 2015 | 1.723% | 3.343% | 3.343% | 3.343% | 3.343% | 3.343% | 174660.9248 | 96.97% | 3.03% | -2.776e-15% | 169368.1695 | 5292.7553 | -4.8478e-12 | 0 | 169368.1695 | 0 | 5292.7553
Windy Point 112S stage 1 | 1343 | 138 | 25 | 112S | 160679.4829 | AltaLink | 2015 | 1.723% | 3.343% | 3.343% | 3.343% | 3.343% | 3.343% | 152631.619 | 98.71% | 1.288% | 3.816e-15% | 150666.405 | 1965.214 | 5.825e-12 | 0 | 150666.405 | 0 | 1965.214
Windy Point 112S stage 2 | 1343 | 138 | 25 | 112S | 198194.9567 | AltaLink | 2015 | 1.723% | 3.343% | 3.343% | 3.343% | 3.343% | 3.343% | 188268.0761 | 98.71% | 1.288% | 3.816e-15% | 185844.0237 | 2424.0525 | 7.185e-12 | 0 | 185844.0237 | 0 | 2424.0525
Secord 2005S | 1348 | 240 | 25 | 2005S | 19212616.5949 | ATCO | 2016 | 0% | 1.232% | 2.435% | 2.435% | 2.435% | 2.435% | 18975989.6813 | 0% | 100% | 0% | 0 | 18975989.6813 | 0 | 0 | 0 | 0 | 18975989.6813
Substation Joslyn 849S | 1348 | 240 | 25 | 849S | 60415.9135 | ATCO | 2016 | 0% | 1.232% | 2.435% | 2.435% | 2.435% | 2.435% | 59671.8175 | 0% | 100% | 0% | 0 | 59671.8175 | 0 | 0 | 0 | 0 | 59671.8175
Substation McClelland 957S | 1348 | 240 | 25 | 957S | 68295.5912 | ATCO | 2016 | 0% | 1.232% | 2.435% | 2.435% | 2.435% | 2.435% | 67454.4473 | 0% | 100% | 0% | 0 | 67454.4473 | 0 | 0 | 0 | 0 | 67454.4473
Queensland 301S | 1349 | 138 | 25 | 301S | 9656869.9129 | AltaLink | 2015 | 1.723% | 3.343% | 3.343% | 3.343% | 3.343% | 3.343% | 9173191.6401 | 0% | 0% | 100% | 0 | 0 | 9173191.6401 | 0 | 0 | 0 | 9173191.6401
Strome 223S | 1350 | 138 | 25 | 223S | 6530875 | AltaLink | 2015 | 1.723% | 3.343% | 3.343% | 3.343% | 3.343% | 3.343% | 6203766.6959 | 0% | 100% | 0% | 0 | 6203766.6959 | 0 | 0 | 0 | 0 | 6203766.6959
Substation No.26 | 1354 | 138 | 25 | SS-26 | 114690.5751 | ENMAX | 2017 | 0% | 0% | 1.393% | 2.786% | 2.786% | 2.786% | 0 | 0% | 0% | 100% | 0 | 0 | 0 | 0 | 0 | 0 | 0
Substation No.32 | 1354 | 138 | 25 | SS-32 | 114690.5751 | ENMAX | 2017 | 0% | 0% | 1.393% | 2.786% | 2.786% | 2.786% | 0 | 0% | 100% | 0% | 0 | 0 | 0 | 0 | 0 | 0 | 0
Substation No.41 | 1354 | 138 | 25 | SS-41 | 2523427.6016 | ENMAX | 2017 | 0% | 0% | 1.393% | 2.786% | 2.786% | 2.786% | 0 | 0% | 100% | 0% | 0 | 0 | 0 | 0 | 0 | 0 | 0
Substation No.54 | 1354 | 138 | 25 | SS-54 | 114690.5751 | ENMAX | 2017 | 0% | 0% | 1.393% | 2.786% | 2.786% | 2.786% | 0 | 0% | 0% | 100% | 0 | 0 | 0 | 0 | 0 | 0 | 0
Substation No.65 | 1354 | 138 | 138 | SS-65 | 1396717.4284 | ENMAX | 2017 | 0% | 0% | 1.393% | 2.786% | 2.786% | 2.786% | 0 | 0% | 0% | 100% | 0 | 0 | 0 | 0 | 0 | 0 | 0
Bonnyville 700S | 1364 | 138 | 25 | 700S | 57289.3595 | AltaLink | 2015 | 1.723% | 3.343% | 3.343% | 3.343% | 3.343% | 3.343% | 54419.9392 | 0% | 100% | 0% | 0 | 54419.9392 | 0 | 0 | 0 | 0 | 54419.9392
La Corey 721S | 1364 | 138 | 25 | 721S | 8476582.5248 | AltaLink | 2015 | 1.723% | 3.343% | 3.343% | 3.343% | 3.343% | 3.343% | 8052020.65 | 0% | 100% | 0% | 0 | 8052020.65 | 0 | 0 | 0 | 0 | 8052020.65
Marguerite Lake 826S | 1364 | 240 | 138 | 826S | 57289.3595 | AltaLink | 2015 | 1.723% | 3.343% | 3.343% | 3.343% | 3.343% | 3.343% | 54419.9392 | 0% | 0% | 100% | 0 | 0 | 54419.9392 | 0 | 0 | 54419.9392 | 0
Josephburg 410S upgrade_(Alt3) | 1381 | 240 | 138 | 410S | 5362918.7902 | AltaLink | 2019 | 0% | 0% | 0% | 0% | 1.672% | 3.343% | 0 | 0% | 0% | 100% | 0 | 0 | 0 | 0 | 0 | 0 | 0
Red Deer 63S | 1394 | 240 | 25 | 63S | 5222000 | AltaLink | 2015 | 1.723% | 3.343% | 3.343% | 3.343% | 3.343% | 3.343% | 4960448.5901 | 0% | 100% | 0% | 0 | 4960448.5901 | 0 | 0 | 0 | 0 | 4960448.5901
Black Spruce 154S | 1404 | 240 | 240 | 154S | 278684.5805 | AltaLink | 2017 | 0% | 0% | 1.672% | 3.343% | 3.343% | 3.343% | 0 | 0% | 0% | 100% | 0 | 0 | 0 | 0 | 0 | 0 | 0
Boreal 193S | 1404 | 240 | 25 | 193S | 404849.1713 | AltaLink | 2017 | 0% | 0% | 1.672% | 3.343% | 3.343% | 3.343% | 0 | 0% | 0% | 100% | 0 | 0 | 0 | 0 | 0 | 0 | 0
Conklin 762S | 1404 | 240 | 25 | 762S | 168402.5483 | AltaLink | 2017 | 0% | 0% | 1.672% | 3.343% | 3.343% | 3.343% | 0 | 92.31% | 7.692% | 0% | 0 | 0 | 0 | 0 | 0 | 0 | 0
Modify Vermillion 710S substation | 1410 | 240 | 25 | 710S | 15324.2498 | ATCO | 2017 | 0% | 0% | 1.218% | 2.435% | 2.435% | 2.435% | 0 | 0% | 100% | 0% | 0 | 0 | 0 | 0 | 0 | 0 | 0
New Vincent 2019S POD substation | 1410 | 144 | 25 | 2019S | 8044760.2896 | ATCO | 2017 | 0% | 0% | 1.218% | 2.435% | 2.435% | 2.435% | 0 | 0% | 0% | 100% | 0 | 0 | 0 | 0 | 0 | 0 | 0
Upgrade Irish Creek 706S substation | 1410 | 144 | 25 | 706S | 3971812.5089 | ATCO | 2017 | 0% | 0% | 1.218% | 2.435% | 2.435% | 2.435% | 0 | 0% | 100% | 0% | 0 | 0 | 0 | 0 | 0 | 0 | 0
Upgrade Vegreville 709S substation | 1410 | 144 | 25 | 709S | 775183.9038 | ATCO | 2017 | 0% | 0% | 1.218% | 2.435% | 2.435% | 2.435% | 0 | 0% | 100% | 0% | 0 | 0 | 0 | 0 | 0 | 0 | 0
Gainford 165S | 1412 | 138 | 25 | 165S | 4939000 | AltaLink | 2019 | 0% | 0% | 0% | 0% | 1.672% | 3.343% | 0 | 0% | 100% | 0% | 0 | 0 | 0 | 0 | 0 | 0 | 0
mercer Hill 728S | 1416 | 144 | 25 | 728S | 1896908 | ATCO | 2015 | 1.222% | 2.463% | 2.435% | 2.435% | 2.435% | 2.435% | 1827578.7597 | 0% | 100% | 0% | 0 | 1827578.7597 | 0 | 0 | 0 | 0 | 1827578.7597
Lambton substation | 1438 | 240 | 0 | 0 | 1059667 | EPCOR | 2015 | 2.061% | 4.16% | 4.115% | 4.115% | 4.115% | 4.115% | 994656.1164 | 0% | 0% | 100% | 0 | 0 | 994656.1164 | 994656.1164 | 0 | 0 | 0
Genesee 330S | 1440 | 500 | 0 | 330S | 36143376 | EPCOR | 2020 | 0% | 0% | 0% | 0% | 0% | 2.057% | 0 | 98.84% | 1.163% | 3.123e-15% | 0 | 0 | 0 | 0 | 0 | 0 | 0
Anthony Henday 309S | 1442 | 138 | 25 | 309S | 7721658.7024 | AltaLink | 2019 | 0% | 0% | 0% | 0% | 1.672% | 3.343% | 0 | 0% | 0% | 100% | 0 | 0 | 0 | 0 | 0 | 0 | 0
East Edmonton 38S | 1442 | 240 | 25 | 38S | 9142.3854 | AltaLink | 2019 | 0% | 0% | 0% | 0% | 1.672% | 3.343% | 0 | 0% | 100% | 0% | 0 | 0 | 0 | 0 | 0 | 0 | 0
Yassa 286S | 1442 | 138 | 25 | 286S | 20113.2479 | AltaLink | 2019 | 0% | 0% | 0% | 0% | 1.672% | 3.343% | 0 | 0% | 100% | 0% | 0 | 0 | 0 | 0 | 0 | 0 | 0
Cochrane 291S upgrade | 1450 | 138 | 25 | 291S | 6191000 | AltaLink | 2015 | 1.723% | 3.343% | 3.343% | 3.343% | 3.343% | 3.343% | 5880914.826 | 0% | 100% | 0% | 0 | 5880914.826 | 0 | 0 | 0 | 0 | 5880914.826
Cold Creek 602S | 1460 | 138 | 25 | 602S | 68876.3298 | AltaLink | 2019 | 0% | 0% | 0% | 0% | 1.672% | 3.343% | 0 | 0% | 100% | 0% | 0 | 0 | 0 | 0 | 0 | 0 | 0
Hornbeck 345S | 1460 | 138 | 25 | 345S | 8201448.9694 | AltaLink | 2019 | 0% | 0% | 0% | 0% | 1.672% | 3.343% | 0 | 0% | 0% | 100% | 0 | 0 | 0 | 0 | 0 | 0 | 0
Norcen 812S substation upgrade | 1466 | 138 | 25 | 812s | 6820540 | ATCO | 2016 | 0% | 1.232% | 2.435% | 2.435% | 2.435% | 2.435% | 6736536.693 | 0% | 100% | 0% | 0 | 6736536.693 | 0 | 0 | 0 | 0 | 6736536.693
Enmax Sub11 modify | 1480 | 25 | 25 | SS-11 | 1181844 | ENMAX | 2016 | 0% | 1.393% | 2.786% | 2.786% | 2.786% | 2.786% | 1165382.7931 | 0% | 100% | 0% | 0 | 1165382.7931 | 0 | 0 | 0 | 0 | 1165382.7931
Amelia 108S substation | 1481 | 240 | 25 | 108S | 1115000 | AltaLink | 2015 | 1.723% | 3.343% | 3.343% | 3.343% | 3.343% | 3.343% | 1059153.6151 | 0% | 100% | 0% | 0 | 1059153.6151 | 0 | 0 | 0 | 0 | 1059153.6151
Birchwood creek substation | 1482 | 240 | 0 | 0 | 2387527.436 | ATCO | 2016 | 0% | 1.232% | 2.435% | 2.435% | 2.435% | 2.435% | 2358122.1103 | 0% | 0% | 100% | 0 | 0 | 2358122.1103 | 2358122.1103 | 0 | 0 | 0
Yeo substation | 1482 | 240 | 0 | 0 | 15506138.0055 | ATCO | 2016 | 0% | 1.232% | 2.435% | 2.435% | 2.435% | 2.435% | 15315160.917 | 0% | 0% | 100% | 0 | 0 | 15315160.917 | 15315160.917 | 0 | 0 | 0
Wabasca 720S | 1491 | 240 | 25 | 720S | 2147024 | ATCO | 2018 | 0% | 0% | 0% | 1.218% | 2.435% | 2.435% | 0 | 0% | 100% | 0% | 0 | 0 | 0 | 0 | 0 | 0 | 0
v180 - Fortis 263S substation upgrade | 1494 | 138 | 25 | 263S | 7308312.4069 | AltaLink | 2015 | 1.723% | 3.343% | 3.343% | 3.343% | 3.343% | 3.343% | 6942265.0278 | 0% | 100% | 0% | 0 | 6942265.0278 | 0 | 0 | 0 | 0 | 6942265.0278
[Final]Hayter 277s substation | 1495 | 138 | 25 | 277S | 4998437 | AltaLink | 2015 | 1.723% | 3.343% | 3.343% | 3.343% | 3.343% | 3.343% | 4748083.0658 | 25.45% | 74.55% | 0% | 1208163.63 | 3539919.4358 | 0 | 0 | 1208163.63 | 0 | 3539919.4358
Hayter 277s substation | 1495 | 138 | 25 | 277S | 6860894.0286 | AltaLink | 2015 | 1.723% | 3.343% | 3.343% | 3.343% | 3.343% | 3.343% | 6517256.2449 | 25.45% | 74.55% | 0% | 1658334.9224 | 4858921.3226 | 0 | 0 | 1658334.9224 | 0 | 4858921.3226
Upgrade Scotford 409S substation | 1503 | 240 | 25 | 409S | 5335410.2564 | AltaLink | 2016 | 0% | 1.672% | 3.343% | 3.343% | 3.343% | 3.343% | 5246217.9936 | 29.08% | 70.92% | 0% | 1525496.0123 | 3720721.9812 | 0 | 0 | 1525496.0123 | 0 | 3720721.9812
North ST Albert 99S substation[180D] | 1510 | 138 | 25 | 99S | 968000 | AltaLink | 2015 | 1.723% | 3.343% | 3.343% | 3.343% | 3.343% | 3.343% | 919516.3223 | 0% | 100% | 0% | 0 | 919516.3223 | 0 | 0 | 0 | 0 | 919516.3223
Modify P&C at Benbow 397S | 1515 | 138 | 25 | 397S | 10972.3834 | AltaLink | 2016 | 0% | 1.672% | 3.343% | 3.343% | 3.343% | 3.343% | 10788.9576 | 0% | 100% | 0% | 0 | 10788.9576 | 0 | 0 | 0 | 0 | 10788.9576
Modify P&C at Bickerdike 39S | 1515 | 240 | 138 | 39S | 10972.3834 | AltaLink | 2016 | 0% | 1.672% | 3.343% | 3.343% | 3.343% | 3.343% | 10788.9576 | 0% | 0% | 100% | 0 | 0 | 10788.9576 | 0 | 0 | 10788.9576 | 0
Modify P&C at Marlboro 348S | 1515 | 138 | 25 | 348S | 6269.9334 | AltaLink | 2016 | 0% | 1.672% | 3.343% | 3.343% | 3.343% | 3.343% | 6165.1187 | 0% | 100% | 0% | 0 | 6165.1187 | 0 | 0 | 0 | 0 | 6165.1187
New Deerhill 1012S substation | 1515 | 138 | 25 | 1012S | 13162157.6402 | AltaLink | 2016 | 0% | 1.672% | 3.343% | 3.343% | 3.343% | 3.343% | 12942125.3339 | 0% | 100% | 0% | 0 | 12942125.3339 | 0 | 0 | 0 | 0 | 12942125.3339
Halsbury 306S | 1533 | 34 | 240 | 306S | 121881.1395 | AltaLink | 2017 | 0% | 0% | 1.672% | 3.343% | 3.343% | 3.343% | 0 | 0% | 0% | 100% | 0 | 0 | 0 | 0 | 0 | 0 | 0
Jenner 275S | 1533 | 240 | 25 | 275S | 4711112.3117 | AltaLink | 2017 | 0% | 0% | 1.672% | 3.343% | 3.343% | 3.343% | 0 | 0% | 100% | 0% | 0 | 0 | 0 | 0 | 0 | 0 | 0
Upgrade Bauer 918S substation | 1554 | 144 | 25 | 918S | 5879941 | ATCO | 2016 | 0% | 1.232% | 2.435% | 2.435% | 2.435% | 2.435% | 5807522.3222 | 0% | 100% | 0% | 0 | 5807522.3222 | 0 | 0 | 0 | 0 | 5807522.3222
Hardisty 377S | 1558 | 138 | 25 | 377S | 40190.9316 | AltaLink | 2018 | 0% | 0% | 0% | 1.672% | 3.343% | 3.343% | 0 | 0% | 100% | 0% | 0 | 0 | 0 | 0 | 0 | 0 | 0
Rosyth 296S | 1558 | 138 | 25 | 296S | 1504538.7885 | AltaLink | 2018 | 0% | 0% | 0% | 1.672% | 3.343% | 3.343% | 0 | 0% | 0% | 100% | 0 | 0 | 0 | 0 | 0 | 0 | 0
Blackfalds 198S | 1568 | 138 | 25 | 198S | 6213000 | AltaLink | 2016 | 0% | 1.672% | 3.343% | 3.343% | 3.343% | 3.343% | 6109137.0349 | 0% | 100% | 0% | 0 | 6109137.0349 | 0 | 0 | 0 | 0 | 6109137.0349
Colinton 159S | 1569 | 138 | 25 | 159S | 5247000 | AltaLink | 2016 | 0% | 1.672% | 3.343% | 3.343% | 3.343% | 3.343% | 5159285.6949 | 0% | 100% | 0% | 0 | 5159285.6949 | 0 | 0 | 0 | 0 | 5159285.6949
Bohn 931S | 1570 | 240 | 25 | 931S | 6197779.7303 | ATCO | 2017 | 0% | 0% | 1.218% | 2.435% | 2.435% | 2.435% | 0 | 0% | 100% | 0% | 0 | 0 | 0 | 0 | 0 | 0 | 0
Mahihkan 837S | 1571 | 138 | 25 | 837S | 1810762 | ATCO | 2017 | 0% | 0% | 1.218% | 2.435% | 2.435% | 2.435% | 0 | 0% | 100% | 0% | 0 | 0 | 0 | 0 | 0 | 0 | 0
Leduc 325S 180D | 1574 | 138 | 25 | 325S | 6315643 | AltaLink | 2016 | 0% | 1.672% | 3.343% | 3.343% | 3.343% | 3.343% | 6210064.1479 | 0% | 100% | 0% | 0 | 6210064.1479 | 0 | 0 | 0 | 0 | 6210064.1479
Modify Vilna 777S | 1579 | 138 | 25 | 777S | 196942 | ATCO | 2015 | 1.222% | 2.463% | 2.435% | 2.435% | 2.435% | 2.435% | 189744.0551 | 0% | 100% | 0% | 0 | 189744.0551 | 0 | 0 | 0 | 0 | 189744.0551
Upgrade Simonette 733S | 1581 | 144 | 25 | 733S | 6524691 | ATCO | 2016 | 0% | 1.232% | 2.435% | 2.435% | 2.435% | 2.435% | 6444331.436 | 0% | 100% | 0% | 0 | 6444331.436 | 0 | 0 | 0 | 0 | 6444331.436
Jarrow 252S | 1594 | 138 | 25 | 252S | 13928.7124 | AltaLink | 2018 | 0% | 0% | 0% | 1.672% | 3.343% | 3.343% | 0 | 0% | 100% | 0% | 0 | 0 | 0 | 0 | 0 | 0 | 0
Tucuman 478S | 1594 | 138 | 25 | 478S | 13928.7124 | AltaLink | 2018 | 0% | 0% | 0% | 1.672% | 3.343% | 3.343% | 0 | 0% | 100% | 0% | 0 | 0 | 0 | 0 | 0 | 0 | 0
Wainwright 51S | 1594 | 138 | 25 | 51S | 3535571.4849 | AltaLink | 2018 | 0% | 0% | 0% | 1.672% | 3.343% | 3.343% | 0 | 0% | 100% | 0% | 0 | 0 | 0 | 0 | 0 | 0 | 0
Fortis Broadmoor 420S | 1597 | 138 | 25 | 420S | 5892730 | AltaLink | 2016 | 0% | 1.672% | 3.343% | 3.343% | 3.343% | 3.343% | 5794221.0011 | 0% | 100% | 0% | 0 | 5794221.0011 | 0 | 0 | 0 | 0 | 5794221.0011
Upgrade Broadmoor 420S | 1597 | 138 | 25 | 420S | 4900000 | AltaLink | 2016 | 0% | 1.672% | 3.343% | 3.343% | 3.343% | 3.343% | 4818086.5075 | 0% | 100% | 0% | 0 | 4818086.5075 | 0 | 0 | 0 | 0 | 4818086.5075
Fox Creek 741S | 1616 | 138 | 25 | 741S | 1395036 | ATCO | 2016 | 0% | 1.232% | 2.435% | 2.435% | 2.435% | 2.435% | 1377854.4224 | 0% | 100% | 0% | 0 | 1377854.4224 | 0 | 0 | 0 | 0 | 1377854.4224
Clairmont Lake 811S | 1618 | 138 | 138 | 811S | 400830.5934 | ATCO | 2017 | 0% | 0% | 1.218% | 2.435% | 2.435% | 2.435% | 0 | 0% | 0% | 100% | 0 | 0 | 0 | 0 | 0 | 0 | 0
Mowat 233S | 1618 | 144 | 25 | 233S | 13185051.8112 | ATCO | 2017 | 0% | 0% | 1.218% | 2.435% | 2.435% | 2.435% | 0 | 0% | 100% | 0% | 0 | 0 | 0 | 0 | 0 | 0 | 0
Rycroft 730S | 1618 | 144 | 25 | 730S | 1174290.4338 | ATCO | 2017 | 0% | 0% | 1.218% | 2.435% | 2.435% | 2.435% | 0 | 0% | 100% | 0% | 0 | 0 | 0 | 0 | 0 | 0 | 0
Dome 810S_(v1) | 1634 | 138 | 25 | 810S | 39972.6646 | ATCO | 2016 | 0% | 1.232% | 2.435% | 2.435% | 2.435% | 2.435% | 39480.3523 | 0% | 100% | 0% | 0 | 39480.3523 | 0 | 0 | 0 | 0 | 39480.3523
HR Milner 740S_(v1) | 1634 | 240 | 25 | 740S | 56242.041 | ATCO | 2016 | 0% | 1.232% | 2.435% | 2.435% | 2.435% | 2.435% | 55549.3514 | 89.44% | 10.56% | 0% | 49681.8646 | 5867.4867 | 0 | 0 | 49681.8646 | 0 | 5867.4867
Thorton POD 2091S_(v1) | 1634 | 144 | 25 | 2091S | 12550982.645 | ATCO | 2016 | 0% | 1.232% | 2.435% | 2.435% | 2.435% | 2.435% | 12396401.9156 | 0% | 0% | 100% | 0 | 0 | 12396401.9156 | 0 | 0 | 0 | 12396401.9156
Boyle 56S substation | 1636 | 138 | 25 | 56S | 6332999.3866 | AltaLink | 2016 | 0% | 1.672% | 3.343% | 3.343% | 3.343% | 3.343% | 6227130.3871 | 0% | 100% | 0% | 0 | 6227130.3871 | 0 | 0 | 0 | 0 | 6227130.3871
Upgrade Benbow 397S | 1638 | 138 | 25 | 397S | 2192000 | AltaLink | 2016 | 0% | 1.672% | 3.343% | 3.343% | 3.343% | 3.343% | 2155356.2499 | 0% | 100% | 0% | 0 | 2155356.2499 | 0 | 0 | 0 | 0 | 2155356.2499
Plamondon 353S | 1640 | 138 | 25 | 353S | 8107603 | AltaLink | 2016 | 0% | 1.672% | 3.343% | 3.343% | 3.343% | 3.343% | 7972067.8822 | 0% | 100% | 0% | 0 | 7972067.8822 | 0 | 0 | 0 | 0 | 7972067.8822
Hughenden 213S | 1642 | 138 | 25 | 213S | 9130743.879 | AltaLink | 2016 | 0% | 1.672% | 3.343% | 3.343% | 3.343% | 3.343% | 8978104.8748 | 0% | 100% | 0% | 0 | 8978104.8748 | 0 | 0 | 0 | 0 | 8978104.8748
Sunnybrook 510S | 1655 | 500 | 500 | 510S | 33890666.716 | AltaLink | 2018 | 0% | 0% | 0% | 1.672% | 3.343% | 3.343% | 0 | 0% | 0% | 100% | 0 | 0 | 0 | 0 | 0 | 0 | 0
High river 65S | 1670 | 138 | 25 | 65S | 2865685.0135 | AltaLink | 2018 | 0% | 0% | 0% | 1.672% | 3.343% | 3.343% | 0 | 0% | 100% | 0% | 0 | 0 | 0 | 0 | 0 | 0 | 0
Okotoks 678S | 1670 | 138 | 25 | 678S | 17512173.9865 | AltaLink | 2018 | 0% | 0% | 0% | 1.672% | 3.343% | 3.343% | 0 | 0% | 100% | 0% | 0 | 0 | 0 | 0 | 0 | 0 | 0
Cooking Lake 522S | 1674 | 138 | 25 | 522S | 9946466 | AltaLink | 2018 | 0% | 0% | 0% | 1.672% | 3.343% | 3.343% | 0 | 0% | 100% | 0% | 0 | 0 | 0 | 0 | 0 | 0 | 0
Empress 394S | 1679 | 138 | 25 | 394S | 2924000 | AltaLink | 2017 | 0% | 0% | 1.672% | 3.343% | 3.343% | 3.343% | 0 | 0% | 100% | 0% | 0 | 0 | 0 | 0 | 0 | 0 | 0
Fortis Bullhead 523S | 1681 | 138 | 25 | 523S | 5566000 | AltaLink | 2017 | 0% | 0% | 1.672% | 3.343% | 3.343% | 3.343% | 0 | 0% | 100% | 0% | 0 | 0 | 0 | 0 | 0 | 0 | 0
Fox creek substation | 1722 | 144 | 0 | 0 | 4905391.5343 | ATCO | 2017 | 0% | 0% | 1.218% | 2.435% | 2.435% | 2.435% | 0 | 0% | 0% | 100% | 0 | 0 | 0 | 0 | 0 | 0 | 0
New Muir POD | 1722 | 144 | 0 | 0 | 12202149.6336 | ATCO | 2017 | 0% | 0% | 1.218% | 2.435% | 2.435% | 2.435% | 0 | 0% | 0% | 100% | 0 | 0 | 0 | 0 | 0 | 0 | 0
Calgary Downtown | 1456 | 138 | 25 | SS-2 | 70361149.1052 | ENMAX | 2020 | 0% | 0% | 0% | 0% | 0% | 1.393% | 0 | 0% | 100% | 0% | 0 | 0 | 0 | 0 | 0 | 0 | 0
PENV | 1781 | 240 | 144 | 0 | 25938027.3089 | AltaLink | 2021 | 0% | 0% | 0% | 0% | 0% | 0% | 0 | 0% | 0% | 100% | 0 | 0 | 0 | 0 | 0 | 0 | 0
PENV | 1781 | 240 | 144 | 0 | 22116340.5964 | ATCO | 2021 | 0% | 0% | 0% | 0% | 0% | 0% | 0 | 0% | 0% | 100% | 0 | 0 | 0 | 0 | 0 | 0 | 0
[5 empty] | 3497345536.4569 | [8 empty] | 2300834192.9125 |  |  |  | 35130077.0475 | 359899437.3357 | 1905804678.5293 | 124651619.9493 | 1438246700.0609 | 334869174.2537 | 403066698.6486
2397790849.9607
[21 empty] | 2176182572.9632 |  |  | 2176182572.9632

## Func Future Subs 2017
Inputs with sufficient data (Source: detailed cost estimates) | [5 empty] | Depreciation | [8 empty] | Substation POS/POD Breakdown (%) |  |  | Substation POS/POD Breakdown ($) |  |  | Unavailable Data | Functionalization - Book Value |  |  | Future substation functionalization results
Project name (Individual PDF Files) | AESO Reference No | substation voltage | Substation Secondary Voltage | Substation number | Substation Costs | TFO | In service | 2015 | 2016 | 2017 | 2018 | 2019 | 2020 | Substation Costs Depreciated to Dec 2017 | POS ratio - STS | POD ratio - DTS | Other | POS | POD | Other | Unavailable Data | Bulk (POS & BSYS) | Regional | POD |  | Bulk | Regional | POD
Brintnell 876S | 437 | 240 | 25 | 876S | 2902755.0596 | ATCO | 2016 | 0% | 1.232% | 2.435% | 2.435% | 2.435% | 2.435% | 2797188.1203 | 0% | 100% | 0% | 0 | 2797188.1203 | 0 | 0 | 0 | 0 | 2797188.1203 | By Value | 1410811862.4894 | 600395549.6266 | 588854717.181
Paintearth 863S | 437 | 240 | 25 | 863S | 1919444.9404 | ATCO | 2016 | 0% | 1.232% | 2.435% | 2.435% | 2.435% | 2.435% | 1849638.8688 | 0% | 100% | 0% | 0 | 1849638.8688 | 0 | 0 | 0 | 0 | 1849638.8688 | By Percentage | 54.26% | 23.09% | 22.65%
Bowmanton 244S_(v1) | 479 | 240 | 138 | 244S | 6192429.9563 | AltaLink | 2019 | 0% | 0% | 0% | 0% | 1.672% | 3.343% | 0 | 0% | 0% | 100% | 0 | 0 | 0 | 0 | 0 | 0 | 0
Elkwater 264S_(v1) | 479 | 240 | 240 | 264S | 3207190.9955 | AltaLink | 2019 | 0% | 0% | 0% | 0% | 1.672% | 3.343% | 0 | 0% | 0% | 100% | 0 | 0 | 0 | 0 | 0 | 0 | 0 | Total Value of Future Substations | 2817619557.0345
WildRose1 547S_(v1) | 479 | 240 | 0 | 547S | 694965.9363 | AltaLink | 2019 | 0% | 0% | 0% | 0% | 1.672% | 3.343% | 0 | 0% | 0% | 100% | 0 | 0 | 0 | 0 | 0 | 0 | 0
Bullshead 532S | 513 | 145 | 0 | 532S | 637591.7215 | AltaLink | 2017 | 0% | 0% | 1.672% | 3.343% | 3.343% | 3.343% | 626933.0757 | 0% | 0% | 100% | 0 | 0 | 626933.0757 | 626933.0757 | 0 | 0 | 0 | Future substation functionalization results
Medicine Hat 41S | 513 | 240 | 69 | 41S | 338720.6021 | AltaLink | 2017 | 0% | 0% | 1.672% | 3.343% | 3.343% | 3.343% | 333058.1965 | 79.69% | 20.31% | 0% | 265405.7503 | 67652.4462 | 0 | 0 | 265405.7503 | 0 | 67652.4462 |  | Bulk | Regional | POD
Taber 83S | 513 | 240 | 25 | 83S | 282267.1684 | AltaLink | 2017 | 0% | 0% | 1.672% | 3.343% | 3.343% | 3.343% | 277548.497 | 0% | 100% | 0% | 0 | 277548.497 | 0 | 0 | 0 | 0 | 277548.497 | By Value (incl Unavailable) | 1528860041.5564 | 650633007.3896 | 638126508.0884
Tothill 219S | 513 | 138 | 0 | 219S | 597742.2389 | AltaLink | 2017 | 0% | 0% | 1.672% | 3.343% | 3.343% | 3.343% | 587749.7585 | 0% | 0% | 100% | 0 | 0 | 587749.7585 | 587749.7585 | 0 | 0 | 0
Castle Rock Ridge 205S Substation | 524 | 240 | 25 | 205S | 3365840 | AltaLink | 2017 | 0% | 0% | 1.672% | 3.343% | 3.343% | 3.343% | 3309573.1205 | 99.83% | 0.1736% | 4.922e-15% | 3303827.3338 | 5745.7867 | 1.6291e-10 | 0 | 3303827.3338 | 0 | 5745.7867
Bannerman 681S | 559 | 240 | 25 | 681S | 40330685.0473 | AltaLink | 2015 | 1.723% | 3.343% | 3.343% | 3.343% | 3.343% | 3.343% | 37029782.6892 | 0% | 100% | 0% | 0 | 37029782.6892 | 0 | 0 | 0 | 0 | 37029782.6892
Deerland 013S | 559 | 240 | 138 | 13S | 5142.2813 | AltaLink | 2015 | 1.723% | 3.343% | 3.343% | 3.343% | 3.343% | 3.343% | 4721.4065 | 0% | 0% | 100% | 0 | 0 | 4721.4065 | 0 | 0 | 4721.4065 | 0
Lamoureux 071S | 559 | 240 | 138 | 71S | 80730.1509 | AltaLink | 2015 | 1.723% | 3.343% | 3.343% | 3.343% | 3.343% | 3.343% | 74122.7168 | 0% | 0% | 100% | 0 | 0 | 74122.7168 | 0 | 0 | 74122.7168 | 0
Bannerman 681S | 629 | 240 | 25 | 681S | 10135.4322 | AltaLink | 2015 | 1.723% | 3.343% | 3.343% | 3.343% | 3.343% | 3.343% | 9305.8883 | 0% | 100% | 0% | 0 | 9305.8883 | 0 | 0 | 0 | 0 | 9305.8883
Deerland 013S | 629 | 240 | 138 | 13S | 516260.418 | AltaLink | 2015 | 1.723% | 3.343% | 3.343% | 3.343% | 3.343% | 3.343% | 474006.6048 | 0% | 0% | 100% | 0 | 0 | 474006.6048 | 0 | 0 | 474006.6048 | 0
Ellerslie 089S | 629 | 500 | 240 | 89S | 23778913.9619 | AltaLink | 2015 | 1.723% | 3.343% | 3.343% | 3.343% | 3.343% | 3.343% | 21832706.6738 | 0% | 0% | 100% | 0 | 0 | 21832706.6738 | 0 | 21832706.6738 | 0 | 0
Heartland 012S_(v199) | 629 | 500 | 240 | 12S | 66671500.4366 | AltaLink | 2015 | 1.723% | 3.343% | 3.343% | 3.343% | 3.343% | 3.343% | 61214709.5898 | 0% | 0% | 100% | 0 | 0 | 61214709.5898 | 0 | 61214709.5898 | 0 | 0
Lamoureux 071S_(v199) | 629 | 240 | 138 | 71S | 706122.9289 | AltaLink | 2015 | 1.723% | 3.343% | 3.343% | 3.343% | 3.343% | 3.343% | 648329.6423 | 0% | 0% | 100% | 0 | 0 | 648329.6423 | 0 | 0 | 648329.6423 | 0
Mother Moutain 2055S Switching Substation | 635 | 240 | 240 | 2055S | 17584069.1949 | ATCO | 2019 | 0% | 0% | 0% | 0% | 1.218% | 2.435% | 0 | 0% | 0% | 100% | 0 | 0 | 0 | 0 | 0 | 0 | 0
Coyote Lake 963S version 2 | 678 | 240 | 138 | 963S | 5823406.552 | ATCO | 2018 | 0% | 0% | 0% | 1.218% | 2.435% | 2.435% | 0 | 0% | 0% | 100% | 0 | 0 | 0 | 0 | 0 | 0 | 0
Cassils 324S_(v1) | 693 | 240 | 240 | 324S | 113408.3773 | AltaLink | 2019 | 0% | 0% | 0% | 0% | 1.672% | 3.343% | 0 | 0% | 0% | 100% | 0 | 0 | 0 | 0 | 0 | 0 | 0
Eagle Buttle 274S_(v1) | 693 | 240 | 240 | 274S | 201366.1309 | AltaLink | 2019 | 0% | 0% | 0% | 0% | 1.672% | 3.343% | 0 | 0% | 0% | 100% | 0 | 0 | 0 | 0 | 0 | 0 | 0
Elkwater 264S_(v1) | 693 | 240 | 240 | 264S | 15828490.5152 | AltaLink | 2019 | 0% | 0% | 0% | 0% | 1.672% | 3.343% | 0 | 0% | 0% | 100% | 0 | 0 | 0 | 0 | 0 | 0 | 0
Whitla 251S_(v1) | 693 | 240 | 240 | 251S | 169902.6211 | AltaLink | 2019 | 0% | 0% | 0% | 0% | 1.672% | 3.343% | 0 | 0% | 0% | 100% | 0 | 0 | 0 | 0 | 0 | 0 | 0
East Calgary 5S | 719 | 240 | 240 | 5S | 33632105.5811 | AltaLink | 2015 | 1.723% | 3.343% | 3.343% | 3.343% | 3.343% | 3.343% | 30879454.6779 | 0% | 0% | 100% | 0 | 0 | 30879454.6779 | 0 | 30879454.6779 | 0 | 0
Enmax No. 2 | 719 | 138 | 25 | SS-2 | 37801368.2034 | ENMAX | 2015 | 1.393% | 2.786% | 2.786% | 2.786% | 2.786% | 2.786% | 35227062.8919 | 0% | 100% | 0% | 0 | 35227062.8919 | 0 | 0 | 0 | 0 | 35227062.8919
Enmax No. 23 | 719 | 138 | 25 | SS-23 | 822893.4344 | ENMAX | 2015 | 1.393% | 2.786% | 2.786% | 2.786% | 2.786% | 2.786% | 766853.692 | 0% | 100% | 0% | 0 | 766853.692 | 0 | 0 | 0 | 0 | 766853.692
Enmax No. 25 | 719 | 240 | 25 | SS-25 | 17323675 | ENMAX | 2015 | 1.393% | 2.786% | 2.786% | 2.786% | 2.786% | 2.786% | 16143918.0048 | 97.59% | 2.408% | 4.857e-15% | 15755130.9886 | 388787.0162 | 7.8415e-10 | 0 | 15755130.9886 | 0 | 388787.0162
Janet 74S | 719 | 240 | 138 | 74S | 1242846.8878 | AltaLink | 2015 | 1.723% | 3.343% | 3.343% | 3.343% | 3.343% | 3.343% | 1141124.9305 | 0% | 0% | 100% | 0 | 0 | 1141124.9305 | 0 | 0 | 1141124.9305 | 0
Langdon 102S substation | 719 | 240 | 240 | 102S | 11146.6089 | AltaLink | 2015 | 1.723% | 3.343% | 3.343% | 3.343% | 3.343% | 3.343% | 10234.3043 | 0% | 0% | 100% | 0 | 0 | 10234.3043 | 0 | 10234.3043 | 0 | 0
Peigan 59S substation | 719 | 240 | 138 | 59S | 13933.2611 | AltaLink | 2015 | 1.723% | 3.343% | 3.343% | 3.343% | 3.343% | 3.343% | 12792.8804 | 0% | 0% | 100% | 0 | 0 | 12792.8804 | 0 | 0 | 12792.8804 | 0
S.42S | 719 | 240 | 138 | 42S | 128186.0019 | AltaLink | 2015 | 1.723% | 3.343% | 3.343% | 3.343% | 3.343% | 3.343% | 117694.4996 | 0% | 0% | 100% | 0 | 0 | 117694.4996 | 0 | 0 | 117694.4996 | 0
805S Jasper Sub | 786 | 240 | 0 | 805S | 977096.3241 | EPCOR | 2016 | 0% | 2.08% | 4.115% | 4.115% | 4.115% | 4.115% | 917406.0288 | 0% | 0% | 100% | 0 | 0 | 917406.0288 | 917406.0288 | 0 | 0 | 0
816S Petrolia Sub | 786 | 240 | 25 | 816S | 1459886.8314 | EPCOR | 2016 | 0% | 2.08% | 4.115% | 4.115% | 4.115% | 4.115% | 1370703.1205 | 0% | 0% | 100% | 0 | 0 | 1370703.1205 | 0 | 0 | 0 | 1370703.1205
Bellamy 814S | 786 | 240 | 0 | 814S | 700514.655 | EPCOR | 2016 | 0% | 2.08% | 4.115% | 4.115% | 4.115% | 4.115% | 657720.5869 | 0% | 0% | 100% | 0 | 0 | 657720.5869 | 657720.5869 | 0 | 0 | 0
Dome 665S | 786 | 240 | 0 | 665S | 616310.2169 | EPCOR | 2016 | 0% | 2.08% | 4.115% | 4.115% | 4.115% | 4.115% | 578660.1532 | 0% | 0% | 100% | 0 | 0 | 578660.1532 | 578660.1532 | 0 | 0 | 0
Genesee 330P | 786 | 500 | 240 | 330P | 112557.4943 | EPCOR | 2016 | 0% | 2.08% | 4.115% | 4.115% | 4.115% | 4.115% | 105681.4168 | 0% | 0% | 100% | 0 | 0 | 105681.4168 | 0 | 105681.4168 | 0 | 0
Keephills 320P | 786 | 240 | 25 | 320P | 5431229.6126 | AltaLink | 2016 | 0% | 1.672% | 3.343% | 3.343% | 3.343% | 3.343% | 5161882.9926 | 96.2% | 3.796% | 0% | 4965913.2665 | 195969.7261 | 0 | 0 | 4965913.2665 | 0 | 195969.7261
lambton E803S | 786 | 240 | 25 | 803S | 681829.4783 | EPCOR | 2016 | 0% | 2.08% | 4.115% | 4.115% | 4.115% | 4.115% | 640176.8777 | 0% | 100% | 0% | 0 | 640176.8777 | 0 | 0 | 0 | 0 | 640176.8777
Livock PST | 786 | 240 | 0 | 0 | 31168613.7418 | ATCO | 2016 | 0% | 1.232% | 2.435% | 2.435% | 2.435% | 2.435% | 30035078.501 | 0% | 0% | 100% | 0 | 0 | 30035078.501 | 30035078.501 | 0 | 0 | 0
Sundance 310P | 786 | 240 | 25 | 310P | 314796.8853 | AltaLink | 2016 | 0% | 1.672% | 3.343% | 3.343% | 3.343% | 3.343% | 299185.4155 | 100% | 0% | 0% | 299185.4155 | 0 | 0 | 0 | 299185.4155 | 0 | 0
Wabamun 19S | 786 | 240 | 138 | 19S | 314793.3353 | AltaLink | 2016 | 0% | 1.672% | 3.343% | 3.343% | 3.343% | 3.343% | 299182.0416 | 0% | 0% | 100% | 0 | 0 | 299182.0416 | 0 | 0 | 299182.0416 | 0
Arcenciel 930S | 803 | 138 | 138 | 930S | 119288.5465 | ATCO | 2017 | 0% | 0% | 1.218% | 2.435% | 2.435% | 2.435% | 117836.1168 | 0% | 0% | 100% | 0 | 0 | 117836.1168 | 0 | 0 | 117836.1168 | 0
Blumenort substation 832S | 803 | 138 | 25 | 832S | 3476988.1419 | ATCO | 2017 | 0% | 0% | 1.218% | 2.435% | 2.435% | 2.435% | 3434653.1402 | 0% | 100% | 0% | 0 | 3434653.1402 | 0 | 0 | 0 | 0 | 3434653.1402
High Level substation | 803 | 138 | 0 | 0 | 660698.1343 | ATCO | 2017 | 0% | 0% | 1.218% | 2.435% | 2.435% | 2.435% | 652653.6269 | 0% | 0% | 100% | 0 | 0 | 652653.6269 | 652653.6269 | 0 | 0 | 0
Keg River 789S | 803 | 138 | 138 | 789S | 242204.414 | ATCO | 2017 | 0% | 0% | 1.218% | 2.435% | 2.435% | 2.435% | 239255.3892 | 0% | 0% | 100% | 0 | 0 | 239255.3892 | 0 | 0 | 239255.3892 | 0
Ring Creek 853S | 803 | 138 | 25 | 853S | 85463.5897 | ATCO | 2017 | 0% | 0% | 1.218% | 2.435% | 2.435% | 2.435% | 84423.0048 | 0% | 100% | 0% | 0 | 84423.0048 | 0 | 0 | 0 | 0 | 84423.0048
Sulphur Point 828S | 803 | 138 | 25 | 828S | 66376.9717 | ATCO | 2017 | 0% | 0% | 1.218% | 2.435% | 2.435% | 2.435% | 65568.781 | 0% | 100% | 0% | 0 | 65568.781 | 0 | 0 | 0 | 0 | 65568.781
Bourque 970S(180) | 811 | 144 | 144 | 970S | 20557692.6827 | ATCO | 2017 | 0% | 0% | 1.218% | 2.435% | 2.435% | 2.435% | 20307386.9816 | 0% | 0% | 100% | 0 | 0 | 20307386.9816 | 0 | 0 | 20307386.9816 | 0
Heisler 764S180 | 811 | 144 | 25 | 764S | 14655875.32 | ATCO | 2017 | 0% | 0% | 1.218% | 2.435% | 2.435% | 2.435% | 14477428.7792 | 0% | 100% | 0% | 0 | 14477428.7792 | 0 | 0 | 0 | 0 | 14477428.7792
Kitscoty 705S180 | 811 | 144 | 25 | 705S | 13565760.5794 | ATCO | 2017 | 0% | 0% | 1.218% | 2.435% | 2.435% | 2.435% | 13400587.0229 | 0% | 100% | 0% | 0 | 13400587.0229 | 0 | 0 | 0 | 0 | 13400587.0229
Leming Lake 715S(180) | 811 | 144 | 25 | 715S | 267528.1621 | ATCO | 2017 | 0% | 0% | 1.218% | 2.435% | 2.435% | 2.435% | 264270.8012 | 0% | 100% | 0% | 0 | 264270.8012 | 0 | 0 | 0 | 0 | 264270.8012
Mahihkan 837S(180) | 811 | 144 | 25 | 837S | 1431346.4419 | ATCO | 2017 | 0% | 0% | 1.218% | 2.435% | 2.435% | 2.435% | 1413918.6994 | 0% | 100% | 0% | 0 | 1413918.6994 | 0 | 0 | 0 | 0 | 1413918.6994
Marguerite Lake 826S(180) | 811 | 144 | 138 | 826S | 688730.2426 | ATCO | 2017 | 0% | 0% | 1.218% | 2.435% | 2.435% | 2.435% | 680344.4228 | 0% | 0% | 100% | 0 | 0 | 680344.4228 | 0 | 0 | 680344.4228 | 0
unknown sub St.Paul | 811 | 0 | 0 | 0 | 33228963.9733 | ATCO | 2017 | 0% | 0% | 1.218% | 2.435% | 2.435% | 2.435% | 32824375.81 | 0% | 0% | 100% | 0 | 0 | 32824375.81 | 32824375.81 | 0 | 0 | 0
unknown sub Vermilion 710S | 811 | 0 | 25 | 710S | 8709690 | ATCO | 2017 | 0% | 0% | 1.218% | 2.435% | 2.435% | 2.435% | 8603642.8333 | 0% | 100% | 0% | 0 | 8603642.8333 | 0 | 0 | 0 | 0 | 8603642.8333
Wolf Lake 822S(180) | 811 | 144 | 25 | 822S | 1030247.2205 | ATCO | 2017 | 0% | 0% | 1.218% | 2.435% | 2.435% | 2.435% | 1017703.1691 | 0% | 100% | 0% | 0 | 1017703.1691 | 0 | 0 | 0 | 0 | 1017703.1691
74S | 813 | 240 | 138 | 74S | 395882.3304 | AltaLink | 2017 | 0% | 0% | 1.672% | 3.343% | 3.343% | 3.343% | 389264.3499 | 0% | 0% | 100% | 0 | 0 | 389264.3499 | 0 | 0 | 389264.3499 | 0
Beddington 162S | 813 | 240 | 25 | 162S | 39588.233 | AltaLink | 2017 | 0% | 0% | 1.672% | 3.343% | 3.343% | 3.343% | 38926.435 | 91.17% | 8.832% | 0% | 35488.4877 | 3437.9472 | 0 | 0 | 35488.4877 | 0 | 3437.9472
Benalto 17S | 813 | 240 | 25 | 17S | 8444000 | AltaLink | 2017 | 0% | 0% | 1.672% | 3.343% | 3.343% | 3.343% | 8302841.3203 | 0% | 100% | 0% | 0 | 8302841.3203 | 0 | 0 | 0 | 0 | 8302841.3203
Benalto 17S (GD - Johnson) | 813 | 240 | 25 | 17S | 134255.7468 | AltaLink | 2017 | 0% | 0% | 1.672% | 3.343% | 3.343% | 3.343% | 132011.3882 | 0% | 100% | 0% | 0 | 132011.3882 | 0 | 0 | 0 | 0 | 132011.3882
Benalto 17S (GD Hazel) | 813 | 240 | 25 | 17S | 20654.7303 | AltaLink | 2017 | 0% | 0% | 1.672% | 3.343% | 3.343% | 3.343% | 20309.4443 | 0% | 100% | 0% | 0 | 20309.4443 | 0 | 0 | 0 | 0 | 20309.4443
Benalto 17S (LR) | 813 | 138 | 25 | 17S | 655703.2937 | AltaLink | 2017 | 0% | 0% | 1.672% | 3.343% | 3.343% | 3.343% | 644741.876 | 0% | 100% | 0% | 0 | 644741.876 | 0 | 0 | 0 | 0 | 644741.876
Capacitor Bank at Joffre 535S | 813 | 138 | 25 | 535S | 2796588.4995 | AltaLink | 2017 | 0% | 0% | 1.672% | 3.343% | 3.343% | 3.343% | 2749837.8197 | 74.03% | 25.97% | 0% | 2035761.8613 | 714075.9584 | 0 | 0 | 2035761.8613 | 0 | 714075.9584
Capacitor Bank at Joffre 535S (dev12) | 813 | 138 | 25 | 535S | 323419.8602 | AltaLink | 2017 | 0% | 0% | 1.672% | 3.343% | 3.343% | 3.343% | 318013.2377 | 74.03% | 25.97% | 0% | 235431.7829 | 82581.4548 | 0 | 0 | 235431.7829 | 0 | 82581.4548
Development at Beddington 162S | 813 | 240 | 25 | 162S | 36791.1459 | AltaLink | 2017 | 0% | 0% | 1.672% | 3.343% | 3.343% | 3.343% | 36176.1069 | 91.17% | 8.832% | 0% | 32981.0661 | 3195.0408 | 0 | 0 | 32981.0661 | 0 | 3195.0408
Development at Benalto 17S | 813 | 240 | 25 | 17S | 5892088.7617 | AltaLink | 2017 | 0% | 0% | 1.672% | 3.343% | 3.343% | 3.343% | 5793590.4824 | 0% | 100% | 0% | 0 | 5793590.4824 | 0 | 0 | 0 | 0 | 5793590.4824
Development at Benalto 17S (dev2) | 813 | 240 | 25 | 17S | 36791.1459 | AltaLink | 2017 | 0% | 0% | 1.672% | 3.343% | 3.343% | 3.343% | 36176.1069 | 0% | 100% | 0% | 0 | 36176.1069 | 0 | 0 | 0 | 0 | 36176.1069
Development at Benalto 17S (dev21) | 813 | 240 | 25 | 17S | 350767.6777 | AltaLink | 2017 | 0% | 0% | 1.672% | 3.343% | 3.343% | 3.343% | 344903.8806 | 0% | 100% | 0% | 0 | 344903.8806 | 0 | 0 | 0 | 0 | 344903.8806
Development at Didsbury 152S | 813 | 240 | 0 | 152S | 447651.4772 | AltaLink | 2017 | 0% | 0% | 1.672% | 3.343% | 3.343% | 3.343% | 440168.0699 | 0% | 0% | 100% | 0 | 0 | 440168.0699 | 440168.0699 | 0 | 0 | 0
Development at Ellis 332S | 813 | 138 | 25 | 332S | 3030739.6252 | AltaLink | 2017 | 0% | 0% | 1.672% | 3.343% | 3.343% | 3.343% | 2980074.6319 | 0% | 100% | 0% | 0 | 2980074.6319 | 0 | 0 | 0 | 0 | 2980074.6319
Development at Ellis 332S (dev3) | 813 | 138 | 25 | 332S | 2498374.0235 | AltaLink | 2017 | 0% | 0% | 1.672% | 3.343% | 3.343% | 3.343% | 2456608.6068 | 0% | 100% | 0% | 0 | 2456608.6068 | 0 | 0 | 0 | 0 | 2456608.6068
Development at Harmattan 256S | 813 | 138 | 25 | 256S | 446170.8602 | AltaLink | 2017 | 0% | 0% | 1.672% | 3.343% | 3.343% | 3.343% | 438712.2044 | 54.51% | 45.49% | 0% | 239146.3798 | 199565.8246 | 0 | 0 | 239146.3798 | 0 | 199565.8246
Development at Innisfail 214S | 813 | 240 | 25 | 214S | 3173918.3395 | AltaLink | 2017 | 0% | 0% | 1.672% | 3.343% | 3.343% | 3.343% | 3120859.8219 | 0% | 100% | 0% | 0 | 3120859.8219 | 0 | 0 | 0 | 0 | 3120859.8219
Development at Piper Creek 247S | 813 | 138 | 138 | 247S | 624990.2139 | AltaLink | 2017 | 0% | 0% | 1.672% | 3.343% | 3.343% | 3.343% | 614542.2279 | 0% | 0% | 100% | 0 | 0 | 614542.2279 | 0 | 0 | 614542.2279 | 0
Development at Ponoka 331S | 813 | 138 | 25 | 331S | 3065380.5529 | AltaLink | 2017 | 0% | 0% | 1.672% | 3.343% | 3.343% | 3.343% | 3014136.4658 | 0% | 100% | 0% | 0 | 3014136.4658 | 0 | 0 | 0 | 0 | 3014136.4658
Development at Prentiss 276S | 813 | 138 | 25 | 276S | 3186555.949 | AltaLink | 2017 | 0% | 0% | 1.672% | 3.343% | 3.343% | 3.343% | 3133286.168 | 0% | 0% | 100% | 0 | 0 | 3133286.168 | 0 | 0 | 0 | 3133286.168
Development at Red Deer 63S | 813 | 240 | 25 | 63S | 1318872.5454 | AltaLink | 2017 | 0% | 0% | 1.672% | 3.343% | 3.343% | 3.343% | 1296824.9012 | 0% | 100% | 0% | 0 | 1296824.9012 | 0 | 0 | 0 | 0 | 1296824.9012
Development at Red Deer 63S (dev12) | 813 | 240 | 25 | 63S | 437105.3799 | AltaLink | 2017 | 0% | 0% | 1.672% | 3.343% | 3.343% | 3.343% | 429798.2721 | 0% | 100% | 0% | 0 | 429798.2721 | 0 | 0 | 0 | 0 | 429798.2721
Development at Red Deer 63S (dev21) | 813 | 240 | 25 | 63S | 335873.2174 | AltaLink | 2017 | 0% | 0% | 1.672% | 3.343% | 3.343% | 3.343% | 330258.4117 | 0% | 100% | 0% | 0 | 330258.4117 | 0 | 0 | 0 | 0 | 330258.4117
Development at South Red Deer 194S | 813 | 138 | 138 | 194S | 1494037.1072 | AltaLink | 2017 | 0% | 0% | 1.672% | 3.343% | 3.343% | 3.343% | 1469061.2302 | 0% | 0% | 100% | 0 | 0 | 1469061.2302 | 0 | 0 | 1469061.2302 | 0
Development at South Red Deer 194S (dev11) | 813 | 138 | 138 | 194S | 1533469.4238 | AltaLink | 2017 | 0% | 0% | 1.672% | 3.343% | 3.343% | 3.343% | 1507834.3552 | 0% | 0% | 100% | 0 | 0 | 1507834.3552 | 0 | 0 | 1507834.3552 | 0
Development at Sylvan Lake 580S | 813 | 138 | 25 | 580S | 517837.0121 | AltaLink | 2017 | 0% | 0% | 1.672% | 3.343% | 3.343% | 3.343% | 509180.3104 | 0% | 100% | 0% | 0 | 509180.3104 | 0 | 0 | 0 | 0 | 509180.3104
Didsbury 152S | 813 | 240 | 0 | 152S | 89503.8312 | AltaLink | 2017 | 0% | 0% | 1.672% | 3.343% | 3.343% | 3.343% | 88007.5922 | 0% | 0% | 100% | 0 | 0 | 88007.5922 | 88007.5922 | 0 | 0 | 0
Eagle Hill 9433R (GD Hazel) | 813 | 240 | 0 | 0 | 554235.2625 | AltaLink | 2017 | 0% | 0% | 1.672% | 3.343% | 3.343% | 3.343% | 544970.0899 | 0% | 0% | 100% | 0 | 0 | 544970.0899 | 544970.0899 | 0 | 0 | 0
Ellerslie 89S | 813 | 240 | 240 | 89S | 117043.4716 | AltaLink | 2017 | 0% | 0% | 1.672% | 3.343% | 3.343% | 3.343% | 115086.8513 | 0% | 0% | 100% | 0 | 0 | 115086.8513 | 0 | 115086.8513 | 0 | 0
Ellis 332S | 813 | 138 | 25 | 332S | 4803000 | AltaLink | 2017 | 0% | 0% | 1.672% | 3.343% | 3.343% | 3.343% | 4722708.0603 | 0% | 100% | 0% | 0 | 4722708.0603 | 0 | 0 | 0 | 0 | 4722708.0603
Ellis 332S (GD) | 813 | 138 | 25 | 332S | 1561153.3637 | AltaLink | 2017 | 0% | 0% | 1.672% | 3.343% | 3.343% | 3.343% | 1535055.5016 | 0% | 100% | 0% | 0 | 1535055.5016 | 0 | 0 | 0 | 0 | 1535055.5016
Gaetz 87S | 813 | 240 | 138 | 87S | 3058127.6637 | AltaLink | 2017 | 0% | 0% | 1.672% | 3.343% | 3.343% | 3.343% | 3007004.8234 | 0% | 0% | 100% | 0 | 0 | 3007004.8234 | 0 | 0 | 3007004.8234 | 0
Harmattan 256S | 813 | 240 | 25 | 256S | 185892.5725 | AltaLink | 2017 | 0% | 0% | 1.672% | 3.343% | 3.343% | 3.343% | 182784.9991 | 54.51% | 45.49% | 0% | 99637.9184 | 83147.0807 | 0 | 0 | 99637.9184 | 0 | 83147.0807
Hazelwood 287S | 813 | 240 | 0 | 287S | 24486182.7475 | AltaLink | 2017 | 0% | 0% | 1.672% | 3.343% | 3.343% | 3.343% | 24076846.2686 | 0% | 0% | 100% | 0 | 0 | 24076846.2686 | 24076846.2686 | 0 | 0 | 0
Innisfail 214S | 813 | 138 | 25 | 214S | 4439045.7828 | AltaLink | 2017 | 0% | 0% | 1.672% | 3.343% | 3.343% | 3.343% | 4364838.0801 | 0% | 100% | 0% | 0 | 4364838.0801 | 0 | 0 | 0 | 0 | 4364838.0801
Joffre 535S | 813 | 138 | 25 | 535S | 5111000 | AltaLink | 2017 | 0% | 0% | 1.672% | 3.343% | 3.343% | 3.343% | 5025559.2122 | 74.03% | 25.97% | 0% | 3720525.517 | 1305033.6952 | 0 | 0 | 3720525.517 | 0 | 1305033.6952
Joffre 535S | 813 | 138 | 25 | 535S | 974788.8537 | AltaLink | 2017 | 0% | 0% | 1.672% | 3.343% | 3.343% | 3.343% | 958493.2702 | 74.03% | 25.97% | 0% | 709592.4093 | 248900.8609 | 0 | 0 | 709592.4093 | 0 | 248900.8609
Johnson 281S | 813 | 240 | 138 | 281S | 27577507.3795 | AltaLink | 2017 | 0% | 0% | 1.672% | 3.343% | 3.343% | 3.343% | 27116493.1053 | 0% | 0% | 100% | 0 | 0 | 27116493.1053 | 0 | 0 | 27116493.1053 | 0
N.E. Lacombe 212S | 813 | 138 | 25 | 212S | 5363344.9628 | AltaLink | 2017 | 0% | 0% | 1.672% | 3.343% | 3.343% | 3.343% | 5273685.7144 | 0% | 100% | 0% | 0 | 5273685.7144 | 0 | 0 | 0 | 0 | 5273685.7144
New 240/138kV Substation Hazelwood 287S | 813 | 240 | 0 | 287S | 19156315.5193 | AltaLink | 2017 | 0% | 0% | 1.672% | 3.343% | 3.343% | 3.343% | 18836078.6403 | 0% | 0% | 100% | 0 | 0 | 18836078.6403 | 18836078.6403 | 0 | 0 | 0
New 240/138kV Substation Johnson 281S | 813 | 240 | 138 | 281S | 20096056.3432 | AltaLink | 2017 | 0% | 0% | 1.672% | 3.343% | 3.343% | 3.343% | 19760109.7799 | 0% | 0% | 100% | 0 | 0 | 19760109.7799 | 0 | 0 | 19760109.7799 | 0
New 240/138kV Substation Wolf Creek 288S | 813 | 240 | 138 | 288S | 16806672.4872 | AltaLink | 2017 | 0% | 0% | 1.672% | 3.343% | 3.343% | 3.343% | 16525714.683 | 0% | 0% | 100% | 0 | 0 | 16525714.683 | 0 | 0 | 16525714.683 | 0
New additions at Gaetz 87S | 813 | 240 | 138 | 87S | 2595668.4901 | AltaLink | 2017 | 0% | 0% | 1.672% | 3.343% | 3.343% | 3.343% | 2552276.598 | 0% | 0% | 100% | 0 | 0 | 2552276.598 | 0 | 0 | 2552276.598 | 0
New additions at N.E Lacombe 212S | 813 | 138 | 25 | 212S | 3773036.0916 | AltaLink | 2017 | 0% | 0% | 1.672% | 3.343% | 3.343% | 3.343% | 3709962.0991 | 0% | 100% | 0% | 0 | 3709962.0991 | 0 | 0 | 0 | 0 | 3709962.0991
New Additions at North Red Deer 217S | 813 | 138 | 25 | 217S | 1453039.2523 | AltaLink | 2017 | 0% | 0% | 1.672% | 3.343% | 3.343% | 3.343% | 1428748.7381 | 0% | 100% | 0% | 0 | 1428748.7381 | 0 | 0 | 0 | 0 | 1428748.7381
New Additions at North Red Deer 217S (dev10) | 813 | 138 | 25 | 217S | 1479296.807 | AltaLink | 2017 | 0% | 0% | 1.672% | 3.343% | 3.343% | 3.343% | 1454567.3442 | 0% | 100% | 0% | 0 | 1454567.3442 | 0 | 0 | 0 | 0 | 1454567.3442
North Red Deer 217S | 813 | 138 | 25 | 217S | 187594.2578 | AltaLink | 2017 | 0% | 0% | 1.672% | 3.343% | 3.343% | 3.343% | 184458.2372 | 0% | 100% | 0% | 0 | 184458.2372 | 0 | 0 | 0 | 0 | 184458.2372
Olds 55S (GD Hazel) | 813 | 138 | 25 | 55S | 98109.9688 | AltaLink | 2017 | 0% | 0% | 1.672% | 3.343% | 3.343% | 3.343% | 96469.8606 | 0% | 100% | 0% | 0 | 96469.8606 | 0 | 0 | 0 | 0 | 96469.8606
Olds 55S (GD Johnson) | 813 | 240 | 25 | 55S | 390718.6478 | AltaLink | 2017 | 0% | 0% | 1.672% | 3.343% | 3.343% | 3.343% | 384186.9888 | 0% | 100% | 0% | 0 | 384186.9888 | 0 | 0 | 0 | 0 | 384186.9888
Piper Creek 247S | 813 | 138 | 138 | 247S | 1998667.7937 | AltaLink | 2017 | 0% | 0% | 1.672% | 3.343% | 3.343% | 3.343% | 1965255.9856 | 0% | 0% | 100% | 0 | 0 | 1965255.9856 | 0 | 0 | 1965255.9856 | 0
Ponoka 331S | 813 | 138 | 25 | 331S | 3179107.2357 | AltaLink | 2017 | 0% | 0% | 1.672% | 3.343% | 3.343% | 3.343% | 3125961.9751 | 0% | 100% | 0% | 0 | 3125961.9751 | 0 | 0 | 0 | 0 | 3125961.9751
Prentiss 276S | 813 | 138 | 25 | 276S | 4288175.2446 | AltaLink | 2017 | 0% | 0% | 1.672% | 3.343% | 3.343% | 3.343% | 4216489.6506 | 0% | 0% | 100% | 0 | 0 | 4216489.6506 | 0 | 0 | 0 | 4216489.6506
RAS in 256S_(v2) | 813 | 138 | 25 | 256S | 140996.1225 | AltaLink | 2017 | 0% | 0% | 1.672% | 3.343% | 3.343% | 3.343% | 138639.0848 | 54.51% | 45.49% | 0% | 75573.542 | 63065.5427 | 0 | 0 | 75573.542 | 0 | 63065.5427
Red Deer 217S | 813 | 138 | 25 | 217S | 2898997.8883 | AltaLink | 2017 | 0% | 0% | 1.672% | 3.343% | 3.343% | 3.343% | 2850535.2267 | 0% | 100% | 0% | 0 | 2850535.2267 | 0 | 0 | 0 | 0 | 2850535.2267
Red Deer 63S (648L) | 813 | 138 | 25 | 63S | 759143.1181 | AltaLink | 2017 | 0% | 0% | 1.672% | 3.343% | 3.343% | 3.343% | 746452.4928 | 0% | 100% | 0% | 0 | 746452.4928 | 0 | 0 | 0 | 0 | 746452.4928
Red Deer 63S (755/427L) | 813 | 138 | 25 | 63S | 682001.5541 | AltaLink | 2017 | 0% | 0% | 1.672% | 3.343% | 3.343% | 3.343% | 670600.5074 | 0% | 100% | 0% | 0 | 670600.5074 | 0 | 0 | 0 | 0 | 670600.5074
Red Deer 63S (80/426L) | 813 | 138 | 25 | 63S | 1044917.5483 | AltaLink | 2017 | 0% | 0% | 1.672% | 3.343% | 3.343% | 3.343% | 1027449.6206 | 0% | 100% | 0% | 0 | 1027449.6206 | 0 | 0 | 0 | 0 | 1027449.6206
Red Deer 63S (GD Hazel) | 813 | 240 | 25 | 63S | 406209.6955 | AltaLink | 2017 | 0% | 0% | 1.672% | 3.343% | 3.343% | 3.343% | 399419.0721 | 0% | 100% | 0% | 0 | 399419.0721 | 0 | 0 | 0 | 0 | 399419.0721
Red Deer 63S (GD Wolf) | 813 | 240 | 25 | 63S | 89503.8312 | AltaLink | 2017 | 0% | 0% | 1.672% | 3.343% | 3.343% | 3.343% | 88007.5922 | 0% | 100% | 0% | 0 | 88007.5922 | 0 | 0 | 0 | 0 | 88007.5922
Shell Caroline 378S RAS_(v2) | 813 | 138 | 25 | 378S | 107820.5642 | AltaLink | 2017 | 0% | 0% | 1.672% | 3.343% | 3.343% | 3.343% | 106018.1236 | 31.21% | 68.79% | 0% | 33085.0805 | 72933.0432 | 0 | 0 | 33085.0805 | 0 | 72933.0432
South Red Deer 194S (80/425L) | 813 | 138 | 138 | 194S | 1236018.2408 | AltaLink | 2017 | 0% | 0% | 1.672% | 3.343% | 3.343% | 3.343% | 1215355.6753 | 0% | 0% | 100% | 0 | 0 | 1215355.6753 | 0 | 0 | 1215355.6753 | 0
South Red Deer 194S (80/426L) | 813 | 138 | 138 | 194S | 1628738.9301 | AltaLink | 2017 | 0% | 0% | 1.672% | 3.343% | 3.343% | 3.343% | 1601511.2374 | 0% | 0% | 100% | 0 | 0 | 1601511.2374 | 0 | 0 | 1601511.2374 | 0
Substation Harmattan 256S_(v2) | 813 | 138 | 25 | 256S | 5094521.6606 | AltaLink | 2017 | 0% | 0% | 1.672% | 3.343% | 3.343% | 3.343% | 5009356.3419 | 54.51% | 45.49% | 0% | 2730649.8937 | 2278706.4482 | 0 | 0 | 2730649.8937 | 0 | 2278706.4482
Substation Johnson 281S_(v2) | 813 | 240 | 138 | 281S | 841829.7901 | AltaLink | 2017 | 0% | 0% | 1.672% | 3.343% | 3.343% | 3.343% | 827756.8884 | 0% | 0% | 100% | 0 | 0 | 827756.8884 | 0 | 0 | 827756.8884 | 0
Sundre 575S RAS_(v2) | 813 | 138 | 25 | 575S | 109894.0366 | AltaLink | 2017 | 0% | 0% | 1.672% | 3.343% | 3.343% | 3.343% | 108056.9337 | 0% | 100% | 0% | 0 | 108056.9337 | 0 | 0 | 0 | 0 | 108056.9337
Sylvan Lake 580S | 813 | 138 | 25 | 580S | 932711.637 | AltaLink | 2017 | 0% | 0% | 1.672% | 3.343% | 3.343% | 3.343% | 917119.46 | 0% | 100% | 0% | 0 | 917119.46 | 0 | 0 | 0 | 0 | 917119.46
Waiparous 639S | 813 | 240 | 0 | 639S | 957002.503 | AltaLink | 2017 | 0% | 0% | 1.672% | 3.343% | 3.343% | 3.343% | 941004.2546 | 0% | 0% | 100% | 0 | 0 | 941004.2546 | 941004.2546 | 0 | 0 | 0
Wolf Creek 288S | 813 | 240 | 138 | 288S | 35639737.099 | AltaLink | 2017 | 0% | 0% | 1.672% | 3.343% | 3.343% | 3.343% | 35043946.2139 | 0% | 0% | 100% | 0 | 0 | 35043946.2139 | 0 | 0 | 35043946.2139 | 0
Acheson 305S | 850 | 138 | 25 | 305S | 8772223.6609 | AltaLink | 2017 | 0% | 0% | 1.672% | 3.343% | 3.343% | 3.343% | 8625578.0534 | 0% | 100% | 0% | 0 | 8625578.0534 | 0 | 0 | 0 | 0 | 8625578.0534
Bardo 197S | 850 | 138 | 138 | 197S | 1637012.1502 | AltaLink | 2017 | 0% | 0% | 1.672% | 3.343% | 3.343% | 3.343% | 1609646.1538 | 0% | 0% | 100% | 0 | 0 | 1609646.1538 | 0 | 0 | 1609646.1538 | 0
Bigstone 86S | 850 | 240 | 138 | 86S | 413798.7758 | AltaLink | 2017 | 0% | 0% | 1.672% | 3.343% | 3.343% | 3.343% | 406881.2854 | 0% | 0% | 100% | 0 | 0 | 406881.2854 | 0 | 0 | 406881.2854 | 0
Bilby 105S | 850 | 138 | 25 | 105S | 109864.1935 | AltaLink | 2017 | 0% | 0% | 1.672% | 3.343% | 3.343% | 3.343% | 108027.5894 | 0% | 100% | 0% | 0 | 108027.5894 | 0 | 0 | 0 | 0 | 108027.5894
Bretona 45S | 850 | 138 | 25 | 45S | 22946.8712 | AltaLink | 2017 | 0% | 0% | 1.672% | 3.343% | 3.343% | 3.343% | 22563.2675 | 0% | 100% | 0% | 0 | 22563.2675 | 0 | 0 | 0 | 0 | 22563.2675
Carvel 432S | 850 | 138 | 25 | 432S | 125476.4137 | AltaLink | 2017 | 0% | 0% | 1.672% | 3.343% | 3.343% | 3.343% | 123378.8195 | 0% | 100% | 0% | 0 | 123378.8195 | 0 | 0 | 0 | 0 | 123378.8195
Cooking Lake 522S | 850 | 138 | 25 | 522S | 6420665.4816 | AltaLink | 2017 | 0% | 0% | 1.672% | 3.343% | 3.343% | 3.343% | 6313330.9645 | 0% | 100% | 0% | 0 | 6313330.9645 | 0 | 0 | 0 | 0 | 6313330.9645
East Camrose 285S | 850 | 138 | 25 | 285S | 22946.8712 | AltaLink | 2017 | 0% | 0% | 1.672% | 3.343% | 3.343% | 3.343% | 22563.2675 | 0% | 100% | 0% | 0 | 22563.2675 | 0 | 0 | 0 | 0 | 22563.2675
East Edmonton 38S | 850 | 240 | 25 | 38S | 101645.4381 | AltaLink | 2017 | 0% | 0% | 1.672% | 3.343% | 3.343% | 3.343% | 99946.2273 | 0% | 100% | 0% | 0 | 99946.2273 | 0 | 0 | 0 | 0 | 99946.2273
East Edmonton 38S dev3 | 850 | 240 | 25 | 38S | 98365.1454 | AltaLink | 2017 | 0% | 0% | 1.672% | 3.343% | 3.343% | 3.343% | 96720.7714 | 0% | 100% | 0% | 0 | 96720.7714 | 0 | 0 | 0 | 0 | 96720.7714
Ellerslie 89S | 850 | 500 | 240 | 89S | 655238.9439 | AltaLink | 2017 | 0% | 0% | 1.672% | 3.343% | 3.343% | 3.343% | 644285.2888 | 0% | 0% | 100% | 0 | 0 | 644285.2888 | 0 | 644285.2888 | 0 | 0
Harry smith 376S | 850 | 240 | 138 | 376S | 55595620.8305 | AltaLink | 2017 | 0% | 0% | 1.672% | 3.343% | 3.343% | 3.343% | 54666226.6531 | 0% | 0% | 100% | 0 | 0 | 54666226.6531 | 0 | 0 | 54666226.6531 | 0
Keephills 320P | 850 | 500 | 25 | 320P | 507255.814 | AltaLink | 2017 | 0% | 0% | 1.672% | 3.343% | 3.343% | 3.343% | 498775.9986 | 96.2% | 3.796% | 0% | 479840.0801 | 18935.9185 | 0 | 0 | 479840.0801 | 0 | 18935.9185
Keephills 320P | 850 | 500 | 25 | 320P | 507255.814 | AltaLink | 2017 | 0% | 0% | 1.672% | 3.343% | 3.343% | 3.343% | 498775.9986 | 96.2% | 3.796% | 0% | 479840.0801 | 18935.9185 | 0 | 0 | 479840.0801 | 0 | 18935.9185
Leduc 325S | 850 | 138 | 25 | 325S | 3055561.359 | AltaLink | 2017 | 0% | 0% | 1.672% | 3.343% | 3.343% | 3.343% | 3004481.4198 | 0% | 100% | 0% | 0 | 3004481.4198 | 0 | 0 | 0 | 0 | 3004481.4198
Nisku 149S | 850 | 138 | 25 | 149S | 4164342.0352 | AltaLink | 2017 | 0% | 0% | 1.672% | 3.343% | 3.343% | 3.343% | 4094726.5658 | 0% | 100% | 0% | 0 | 4094726.5658 | 0 | 0 | 0 | 0 | 4094726.5658
Petrolia 816S | 850 | 240 | 25 | 816S | 171568 | EPCOR | 2017 | 0% | 0% | 2.057% | 4.115% | 4.115% | 4.115% | 168038.3947 | 0% | 0% | 100% | 0 | 0 | 168038.3947 | 0 | 0 | 0 | 168038.3947
Saunders Lake 289S | 850 | 240 | 138 | 289S | 59647159.8791 | AltaLink | 2017 | 0% | 0% | 1.672% | 3.343% | 3.343% | 3.343% | 58650035.9643 | 0% | 0% | 100% | 0 | 0 | 58650035.9643 | 0 | 0 | 58650035.9643 | 0
Spruce Grove 595S | 850 | 138 | 25 | 595S | 83551.6546 | AltaLink | 2017 | 0% | 0% | 1.672% | 3.343% | 3.343% | 3.343% | 82154.9183 | 0% | 100% | 0% | 0 | 82154.9183 | 0 | 0 | 0 | 0 | 82154.9183
Stony Plain 434S | 850 | 138 | 25 | 434S | 1277016.6255 | AltaLink | 2017 | 0% | 0% | 1.672% | 3.343% | 3.343% | 3.343% | 1255668.6884 | 0% | 100% | 0% | 0 | 1255668.6884 | 0 | 0 | 0 | 0 | 1255668.6884
Viscount 92S | 850 | 138 | 25 | 92S | 84454.7312 | AltaLink | 2017 | 0% | 0% | 1.672% | 3.343% | 3.343% | 3.343% | 83042.8981 | 0% | 100% | 0% | 0 | 83042.8981 | 0 | 0 | 0 | 0 | 83042.8981
Wetaskiwin 40S | 850 | 138 | 25 | 40S | 1153188.8957 | AltaLink | 2017 | 0% | 0% | 1.672% | 3.343% | 3.343% | 3.343% | 1133910.9916 | 0% | 100% | 0% | 0 | 1133910.9916 | 0 | 0 | 0 | 0 | 1133910.9916
Wolf Creek 288S | 850 | 240 | 138 | 288S | 475507.7409 | AltaLink | 2017 | 0% | 0% | 1.672% | 3.343% | 3.343% | 3.343% | 467558.6594 | 0% | 0% | 100% | 0 | 0 | 467558.6594 | 0 | 0 | 467558.6594 | 0
Enmax No. 5 | 859 | 138 | 25 | SS-5 | 37991871.5915 | ENMAX | 2015 | 1.393% | 2.786% | 2.786% | 2.786% | 2.786% | 2.786% | 35404592.8374 | 0% | 100% | 0% | 0 | 35404592.8374 | 0 | 0 | 0 | 0 | 35404592.8374
Foothills 237S | 882 | 240 | 138 | 237S | 358753.3316 | AltaLink | 2015 | 1.723% | 3.343% | 3.343% | 3.343% | 3.343% | 3.343% | 329390.8321 | 0% | 0% | 100% | 0 | 0 | 329390.8321 | 0 | 0 | 329390.8321 | 0
Peigan 59S | 882 | 240 | 138 | 59S | 309435.0176 | AltaLink | 2015 | 1.723% | 3.343% | 3.343% | 3.343% | 3.343% | 3.343% | 284109.0213 | 0% | 0% | 100% | 0 | 0 | 284109.0213 | 0 | 0 | 284109.0213 | 0
Station - Stavely Series Capacitor SC1 266S | 882 | 240 | 240 | 266S | 42547759.9694 | AltaLink | 2015 | 1.723% | 3.343% | 3.343% | 3.343% | 3.343% | 3.343% | 39065399.056 | 0% | 0% | 100% | 0 | 0 | 39065399.056 | 0 | 39065399.056 | 0 | 0
Windy Flats 138S | 882 | 240 | 138 | 138S | 73372187.6476 | AltaLink | 2015 | 1.723% | 3.343% | 3.343% | 3.343% | 3.343% | 3.343% | 67366972.8355 | 0% | 0% | 100% | 0 | 0 | 67366972.8355 | 0 | 0 | 67366972.8355 | 0
Bowmanton 244S 138kV | 888 | 240 | 138 | 244S | 31598804.4676 | AltaLink | 2016 | 0% | 1.672% | 3.343% | 3.343% | 3.343% | 3.343% | 30031750.2668 | 0% | 0% | 100% | 0 | 0 | 30031750.2668 | 0 | 0 | 30031750.2668 | 0
Bullshead 523S | 888 | 240 | 25 | 523S | 1075414.0279 | AltaLink | 2016 | 0% | 1.672% | 3.343% | 3.343% | 3.343% | 3.343% | 1022081.8814 | 0% | 100% | 0% | 0 | 1022081.8814 | 0 | 0 | 0 | 0 | 1022081.8814
Burdett 368S line protection | 888 | 138 | 25 | 368S | 300701.1676 | AltaLink | 2016 | 0% | 1.672% | 3.343% | 3.343% | 3.343% | 3.343% | 285788.7354 | 0% | 100% | 0% | 0 | 285788.7354 | 0 | 0 | 0 | 0 | 285788.7354
Chappice Lake 649S | 888 | 138 | 25 | 649S | 51845.0289 | AltaLink | 2016 | 0% | 1.672% | 3.343% | 3.343% | 3.343% | 3.343% | 49273.9199 | 0% | 100% | 0% | 0 | 49273.9199 | 0 | 0 | 0 | 0 | 49273.9199
Cypress 562S line protection | 888 | 240 | 138 | 562S | 142203.5078 | AltaLink | 2016 | 0% | 1.672% | 3.343% | 3.343% | 3.343% | 3.343% | 135151.3232 | 0% | 0% | 100% | 0 | 0 | 135151.3232 | 0 | 0 | 135151.3232 | 0
Medicine Hat 41S | 888 | 138 | 69 | 41S | 1193916.9511 | AltaLink | 2016 | 0% | 1.672% | 3.343% | 3.343% | 3.343% | 3.343% | 1134707.984 | 79.69% | 20.31% | 0% | 904220.4248 | 230487.5593 | 0 | 0 | 904220.4248 | 0 | 230487.5593
Suffield 895S line protection | 888 | 138 | 25 | 895S | 103690.0578 | AltaLink | 2016 | 0% | 1.672% | 3.343% | 3.343% | 3.343% | 3.343% | 98547.8398 | 23.38% | 76.62% | 0% | 23038.6534 | 75509.1864 | 0 | 0 | 23038.6534 | 0 | 75509.1864
Birchwood Creek 960S | 948 | 240 | 240 | 960S | 13129855.568 | ATCO | 2015 | 1.222% | 2.463% | 2.435% | 2.435% | 2.435% | 2.435% | 12341931.953 | 0% | 0% | 100% | 0 | 0 | 12341931.953 | 0 | 12341931.953 | 0 | 0
0244S Bowmanton180 | 737 | 240 | 138 | 244S | 598925.2053 | AltaLink | 2015 | 1.723% | 3.343% | 3.343% | 3.343% | 3.343% | 3.343% | 549905.6159 | 0% | 0% | 100% | 0 | 0 | 549905.6159 | 0 | 0 | 549905.6159 | 0
089S Ellerslie180 | 737 | 240 | 240 | 89S | 701881.1316 | AltaLink | 2015 | 1.723% | 3.343% | 3.343% | 3.343% | 3.343% | 3.343% | 644435.0188 | 0% | 0% | 100% | 0 | 0 | 644435.0188 | 0 | 644435.0188 | 0 | 0
320P Keephills180 | 737 | 240 | 25 | 320P | 314443.8905 | AltaLink | 2015 | 1.723% | 3.343% | 3.343% | 3.343% | 3.343% | 3.343% | 288707.9384 | 96.2% | 3.796% | 0% | 277747.2065 | 10960.7319 | 0 | 0 | 277747.2065 | 0 | 10960.7319
324S Cassils180 | 737 | 240 | 240 | 324S | 1228267.796 | AltaLink | 2015 | 1.723% | 3.343% | 3.343% | 3.343% | 3.343% | 3.343% | 1127739.078 | 0% | 0% | 100% | 0 | 0 | 1127739.078 | 0 | 1127739.078 | 0 | 0
356S Milo180 | 737 | 240 | 240 | 356S | 509558.7047 | AltaLink | 2015 | 1.723% | 3.343% | 3.343% | 3.343% | 3.343% | 3.343% | 467853.3995 | 0% | 0% | 100% | 0 | 0 | 467853.3995 | 0 | 467853.3995 | 0 | 0
Converter Station (Heathfield 2029S)180 | 737 | 500 | 500 | 2029S | 532569282.5 | ATCO | 2015 | 1.222% | 2.463% | 2.435% | 2.435% | 2.435% | 2.435% | 500609760.0107 | 0% | 0% | 100% | 0 | 0 | 500609760.0107 | 0 | 500609760.0107 | 0 | 0
Genesee 330P 961 | 737 | 500 | 240 | 330P | 107206.2819 | EPCOR | 2015 | 2.061% | 4.16% | 4.115% | 4.115% | 4.115% | 4.115% | 96488.7322 | 0% | 0% | 100% | 0 | 0 | 96488.7322 | 0 | 96488.7322 | 0 | 0
Heartland 12S180 | 737 | 500 | 240 | 12S | 33005662.7473 | AltaLink | 2015 | 1.723% | 3.343% | 3.343% | 3.343% | 3.343% | 3.343% | 30304283.6394 | 0% | 0% | 100% | 0 | 0 | 30304283.6394 | 0 | 30304283.6394 | 0 | 0
320P[2]_180 | 737 | 240 | 25 | 320P | 551841.8758 | AltaLink | 2015 | 1.723% | 3.343% | 3.343% | 3.343% | 3.343% | 3.343% | 506675.8652 | 96.2% | 3.796% | 0% | 487440.03 | 19235.8352 | 0 | 0 | 487440.03 | 0 | 19235.8352
330P_180 | 737 | 240 | 240 | 330P | 223583.1527 | AltaLink | 2015 | 1.723% | 3.343% | 3.343% | 3.343% | 3.343% | 3.343% | 205283.782 | 0% | 0% | 100% | 0 | 0 | 205283.782 | 0 | 205283.782 | 0 | 0
74S_180 | 737 | 240 | 138 | 74S | 315408.5092 | AltaLink | 2015 | 1.723% | 3.343% | 3.343% | 3.343% | 3.343% | 3.343% | 289593.6069 | 0% | 0% | 100% | 0 | 0 | 289593.6069 | 0 | 0 | 289593.6069 | 0
89S_180 | 737 | 240 | 240 | 89S | 273015.7652 | AltaLink | 2015 | 1.723% | 3.343% | 3.343% | 3.343% | 3.343% | 3.343% | 250670.5364 | 0% | 0% | 100% | 0 | 0 | 250670.5364 | 0 | 250670.5364 | 0 | 0
Bennett 503S Substation | 737 | 500 | 0 | 503S | 59049851.8609 | AltaLink | 2015 | 1.723% | 3.343% | 3.343% | 3.343% | 3.343% | 3.343% | 54216861.9172 | 0% | 0% | 100% | 0 | 0 | 54216861.9172 | 54216861.9172 | 0 | 0 | 0
Crossings 511S Substation | 737 | 500 | 240 | 511S | 248522285.1 | AltaLink | 2015 | 1.723% | 3.343% | 3.343% | 3.343% | 3.343% | 3.343% | 228181747.9637 | 0% | 0% | 100% | 0 | 0 | 228181747.9637 | 0 | 228181747.9637 | 0 | 0
Genesee 330P 962 | 737 | 500 | 240 | 330P | 418379.5331 | EPCOR | 2015 | 2.061% | 4.16% | 4.115% | 4.115% | 4.115% | 4.115% | 376553.5936 | 0% | 0% | 100% | 0 | 0 | 376553.5936 | 0 | 376553.5936 | 0 | 0
Langdon 102S Substation | 737 | 240 | 240 | 102S | 61400098.2397 | AltaLink | 2015 | 1.723% | 3.343% | 3.343% | 3.343% | 3.343% | 3.343% | 56374750.1994 | 0% | 0% | 100% | 0 | 0 | 56374750.1994 | 0 | 56374750.1994 | 0 | 0
Milo 356S_180 | 737 | 240 | 240 | 356S | 403965.625 | AltaLink | 2015 | 1.723% | 3.343% | 3.343% | 3.343% | 3.343% | 3.343% | 370902.6834 | 0% | 0% | 100% | 0 | 0 | 370902.6834 | 0 | 370902.6834 | 0 | 0
RPT1 17S_180 | 737 | 240 | 25 | 17S | 748276.1041 | AltaLink | 2015 | 1.723% | 3.343% | 3.343% | 3.343% | 3.343% | 3.343% | 687032.7517 | 0% | 100% | 0% | 0 | 687032.7517 | 0 | 0 | 0 | 0 | 687032.7517
RPT2- Jackville_180 | 737 | 240 | 0 | 0 | 440477.5493 | AltaLink | 2015 | 1.723% | 3.343% | 3.343% | 3.343% | 3.343% | 3.343% | 404426.2554 | 0% | 0% | 100% | 0 | 0 | 404426.2554 | 404426.2554 | 0 | 0 | 0
RPT3- Knob Hill_180 | 737 | 240 | 0 | 0 | 413456.9886 | AltaLink | 2015 | 1.723% | 3.343% | 3.343% | 3.343% | 3.343% | 3.343% | 379617.2176 | 0% | 0% | 100% | 0 | 0 | 379617.2176 | 379617.2176 | 0 | 0 | 0
Sunnybrook 510S Substation | 737 | 500 | 500 | 510S | 355813227.3 | AltaLink | 2015 | 1.723% | 3.343% | 3.343% | 3.343% | 3.343% | 3.343% | 326691363.3972 | 0% | 0% | 100% | 0 | 0 | 326691363.3972 | 0 | 326691363.3972 | 0 | 0
825S Whitefish Lake_v181 | 1101 | 240 | 240 | 825S | 53066.0772 | ATCO | 2016 | 0% | 1.232% | 2.435% | 2.435% | 2.435% | 2.435% | 51136.1784 | 0% | 0% | 100% | 0 | 0 | 51136.1784 | 0 | 51136.1784 | 0 | 0
898S Heart Lake_v181 | 1101 | 240 | 144 | 898S | 16501631.6806 | ATCO | 2016 | 0% | 1.232% | 2.435% | 2.435% | 2.435% | 2.435% | 15901502.9358 | 0% | 0% | 100% | 0 | 0 | 15901502.9358 | 0 | 0 | 15901502.9358 | 0
Black Spruce 154S mod 180 | 1101 | 240 | 240 | 154S | 412500.8589 | AltaLink | 2016 | 0% | 1.672% | 3.343% | 3.343% | 3.343% | 3.343% | 392044.0342 | 0% | 0% | 100% | 0 | 0 | 392044.0342 | 0 | 392044.0342 | 0 | 0
Black spruce substation 154S180 | 1101 | 240 | 240 | 154S | 26377454.7444 | AltaLink | 2016 | 0% | 1.672% | 3.343% | 3.343% | 3.343% | 3.343% | 25069338.7584 | 0% | 0% | 100% | 0 | 0 | 25069338.7584 | 0 | 25069338.7584 | 0 | 0
Christina Lake 723S upg 180 | 1101 | 240 | 25 | 723S | 3002680.4093 | AltaLink | 2016 | 0% | 1.672% | 3.343% | 3.343% | 3.343% | 3.343% | 2853770.8848 | 0% | 100% | 0% | 0 | 2853770.8848 | 0 | 0 | 0 | 0 | 2853770.8848
Conklin 762S180 | 1101 | 240 | 25 | 762S | 17282.9301 | AltaLink | 2016 | 0% | 1.672% | 3.343% | 3.343% | 3.343% | 3.343% | 16425.8315 | 92.31% | 7.692% | 0% | 15162.306 | 1263.5255 | 0 | 0 | 15162.306 | 0 | 1263.5255
Ipiatik 167S 180 | 1101 | 240 | 138 | 167S | 51249492.0178 | AltaLink | 2016 | 0% | 1.672% | 3.343% | 3.343% | 3.343% | 3.343% | 48707917.0087 | 0% | 0% | 100% | 0 | 0 | 48707917.0087 | 0 | 0 | 48707917.0087 | 0
Jackfish 698S mod 180 | 1101 | 240 | 25 | 698S | 485910.4957 | AltaLink | 2016 | 0% | 1.672% | 3.343% | 3.343% | 3.343% | 3.343% | 461813.1257 | 0% | 0% | 100% | 0 | 0 | 461813.1257 | 0 | 0 | 0 | 461813.1257
Jackfish 698S180 | 1101 | 240 | 25 | 698S | 17282.9301 | AltaLink | 2016 | 0% | 1.672% | 3.343% | 3.343% | 3.343% | 3.343% | 16425.8315 | 0% | 0% | 100% | 0 | 0 | 16425.8315 | 0 | 0 | 0 | 16425.8315
Pike 170S mod 180 | 1101 | 240 | 138 | 170S | 31472.7351 | AltaLink | 2016 | 0% | 1.672% | 3.343% | 3.343% | 3.343% | 3.343% | 29911.933 | 0% | 0% | 100% | 0 | 0 | 29911.933 | 0 | 0 | 29911.933 | 0
Pike 170S180 | 1101 | 240 | 138 | 170S | 49648445.3397 | AltaLink | 2016 | 0% | 1.672% | 3.343% | 3.343% | 3.343% | 3.343% | 47186269.7561 | 0% | 0% | 100% | 0 | 0 | 47186269.7561 | 0 | 0 | 47186269.7561 | 0
Winefred 818S mod 180 | 1101 | 240 | 25 | 818S | 467632.8514 | AltaLink | 2016 | 0% | 1.672% | 3.343% | 3.343% | 3.343% | 3.343% | 444441.91 | 0% | 100% | 0% | 0 | 444441.91 | 0 | 0 | 0 | 0 | 444441.91
ENMAX No. 47 | 1107 | 138 | 25 | SS-47 | 9408588 | AltaLink | 2015 | 1.723% | 3.343% | 3.343% | 3.343% | 3.343% | 3.343% | 8638533.3808 | 0% | 0% | 100% | 0 | 0 | 8638533.3808 | 0 | 0 | 0 | 8638533.3808
Carseland 525S_180 | 1117 | 138 | 25 | 525S | 179071.0208 | AltaLink | 2015 | 1.723% | 3.343% | 3.343% | 3.343% | 3.343% | 3.343% | 164414.7868 | 73.46% | 26.54% | 0% | 120782.2126 | 43632.5743 | 0 | 0 | 120782.2126 | 0 | 43632.5743
Enmax No. 25_v180 | 1117 | 240 | 25 | SS-25 | 712675.2914 | ENMAX | 2015 | 1.393% | 2.786% | 2.786% | 2.786% | 2.786% | 2.786% | 664141.4982 | 97.59% | 2.408% | 4.857e-15% | 648147.2649 | 15994.2333 | 3.2259e-11 | 0 | 648147.2649 | 0 | 15994.2333
Enmax No. 65_v180 | 1117 | 240 | 138 | SS-65 | 3684124.7086 | ENMAX | 2015 | 1.393% | 2.786% | 2.786% | 2.786% | 2.786% | 2.786% | 3433232.6839 | 0% | 0% | 100% | 0 | 0 | 3433232.6839 | 0 | 0 | 3433232.6839 | 0
Foothills 237S 138kV_180 | 1117 | 240 | 138 | 237S | 50320527.6379 | AltaLink | 2015 | 1.723% | 3.343% | 3.343% | 3.343% | 3.343% | 3.343% | 46201997.339 | 0% | 0% | 100% | 0 | 0 | 46201997.339 | 0 | 0 | 46201997.339 | 0
Foothills 237S_180 | 1117 | 240 | 138 | 237S | 7942848.7389 | AltaLink | 2015 | 1.723% | 3.343% | 3.343% | 3.343% | 3.343% | 3.343% | 7292758.9103 | 0% | 0% | 100% | 0 | 0 | 7292758.9103 | 0 | 0 | 7292758.9103 | 0
High River 65S_180 | 1117 | 138 | 25 | 65S | 7010473.3837 | AltaLink | 2015 | 1.723% | 3.343% | 3.343% | 3.343% | 3.343% | 3.343% | 6436694.6816 | 0% | 100% | 0% | 0 | 6436694.6816 | 0 | 0 | 0 | 0 | 6436694.6816
Janet 74S expansion_(v180) | 1117 | 240 | 138 | 74S | 26955252.7694 | AltaLink | 2015 | 1.723% | 3.343% | 3.343% | 3.343% | 3.343% | 3.343% | 24749075.083 | 0% | 0% | 100% | 0 | 0 | 24749075.083 | 0 | 0 | 24749075.083 | 0
Langdon 102S_(v180) | 1117 | 500 | 240 | 102S | 26111161.3042 | AltaLink | 2015 | 1.723% | 3.343% | 3.343% | 3.343% | 3.343% | 3.343% | 23974069.0673 | 0% | 0% | 100% | 0 | 0 | 23974069.0673 | 0 | 23974069.0673 | 0 | 0
Okotok 678S_180 | 1117 | 138 | 25 | 678S | 5976888.0182 | AltaLink | 2015 | 1.723% | 3.343% | 3.343% | 3.343% | 3.343% | 3.343% | 5487704.0698 | 0% | 100% | 0% | 0 | 5487704.0698 | 0 | 0 | 0 | 0 | 5487704.0698
2060S Engstrom Substation | 1128 | 144 | 25 | 2060S | 3013835.5297 | ATCO | 2015 | 1.222% | 2.463% | 2.435% | 2.435% | 2.435% | 2.435% | 2832975.0341 | 0% | 100% | 0% | 0 | 2832975.0341 | 0 | 0 | 0 | 0 | 2832975.0341
856S Kinosis Substation | 1128 | 240 | 25 | 856S | 26494192.5722 | ATCO | 2015 | 1.222% | 2.463% | 2.435% | 2.435% | 2.435% | 2.435% | 24904274.0936 | 0% | 100% | 0% | 0 | 24904274.0936 | 0 | 0 | 0 | 0 | 24904274.0936
989S Quigley substation | 1128 | 144 | 25 | 989S | 2933649.2336 | ATCO | 2015 | 1.222% | 2.463% | 2.435% | 2.435% | 2.435% | 2.435% | 2757600.7236 | 0% | 100% | 0% | 0 | 2757600.7236 | 0 | 0 | 0 | 0 | 2757600.7236
Engstorm 2060S substation | 1128 | 144 | 25 | 2060S | 25809473.342 | ATCO | 2015 | 1.222% | 2.463% | 2.435% | 2.435% | 2.435% | 2.435% | 24260644.9157 | 0% | 100% | 0% | 0 | 24260644.9157 | 0 | 0 | 0 | 0 | 24260644.9157
Construction of a new switching station, Birchwood Creek 2060S 180day | 1180 | 240 | 25 | 2060S | 0 | ATCO | 2100 | 0% | 0% | 0% | 0% | 0% | 0% | 0 | 0% | 100% | 0% | 0 | 0 | 0 | 0 | 0 | 0 | 0
Ells River 2079S | 1180 | 240 | 240 | 2079S | 0 | ATCO | 2100 | 0% | 0% | 0% | 0% | 0% | 0% | 0 | 0% | 0% | 100% | 0 | 0 | 0 | 0 | 0 | 0 | 0
Modify Dover 888S substation | 1180 | 240 | 240 | 888S | 0 | ATCO | 2100 | 0% | 0% | 0% | 0% | 0% | 0% | 0 | 0% | 0% | 100% | 0 | 0 | 0 | 0 | 0 | 0 | 0
Modify Joslyn 849S substation | 1180 | 240 | 25 | 849S | 0 | ATCO | 2100 | 0% | 0% | 0% | 0% | 0% | 0% | 0 | 0% | 100% | 0% | 0 | 0 | 0 | 0 | 0 | 0 | 0
New Ells River 2079S switching station | 1180 | 240 | 240 | 2079S | 0 | ATCO | 2100 | 0% | 0% | 0% | 0% | 0% | 0% | 0 | 0% | 0% | 100% | 0 | 0 | 0 | 0 | 0 | 0 | 0
Dawes | 1186 | 240 | 0 | 0 | 75896.276 | ATCO | 2018 | 0% | 0% | 0% | 1.218% | 2.435% | 2.435% | 0 | 0% | 0% | 100% | 0 | 0 | 0 | 0 | 0 | 0 | 0
Dover | 1186 | 240 | 0 | 0 | 107010.6695 | ATCO | 2018 | 0% | 0% | 0% | 1.218% | 2.435% | 2.435% | 0 | 0% | 0% | 100% | 0 | 0 | 0 | 0 | 0 | 0 | 0
Ruth Lake sub | 1186 | 240 | 0 | 0 | 75646.1464 | ATCO | 2018 | 0% | 0% | 0% | 1.218% | 2.435% | 2.435% | 0 | 0% | 0% | 100% | 0 | 0 | 0 | 0 | 0 | 0 | 0
Thickwood Hills 951S substation | 1186 | 240 | 240 | 951S | 36719404.286 | ATCO | 2018 | 0% | 0% | 0% | 1.218% | 2.435% | 2.435% | 0 | 0% | 0% | 100% | 0 | 0 | 0 | 0 | 0 | 0 | 0
Thickwood Hills 951S substation_SVS | 1186 | 240 | 240 | 951S | 35229814.2624 | ATCO | 2018 | 0% | 0% | 0% | 1.218% | 2.435% | 2.435% | 0 | 0% | 0% | 100% | 0 | 0 | 0 | 0 | 0 | 0 | 0
Steele 2016S | 1250 | 144 | 144 | 2016S | 7531332.8673 | ATCO | 2017 | 0% | 0% | 1.218% | 2.435% | 2.435% | 2.435% | 7439633.104 | 0% | 0% | 100% | 0 | 0 | 7439633.104 | 0 | 0 | 7439633.104 | 0
Vegreville 709S | 1250 | 138 | 25 | 709S | 153452.1755 | ATCO | 2017 | 0% | 0% | 1.218% | 2.435% | 2.435% | 2.435% | 151583.7774 | 0% | 100% | 0% | 0 | 151583.7774 | 0 | 0 | 0 | 0 | 151583.7774
Vermillion 710S | 1250 | 144 | 25 | 710S | 796710.4558 | ATCO | 2017 | 0% | 0% | 1.218% | 2.435% | 2.435% | 2.435% | 787009.8939 | 0% | 100% | 0% | 0 | 787009.8939 | 0 | 0 | 0 | 0 | 787009.8939
Vincent 2019S | 1250 | 144 | 25 | 2019S | 2371467.6462 | ATCO | 2017 | 0% | 0% | 1.218% | 2.435% | 2.435% | 2.435% | 2342593.2058 | 0% | 0% | 100% | 0 | 0 | 2342593.2058 | 0 | 0 | 0 | 2342593.2058
Grist Lake 190S Substation A | 1258 | 138 | 25 | 190S | 41252104.1865 | AltaLink | 2019 | 0% | 0% | 0% | 0% | 1.672% | 3.343% | 0 | 0% | 0% | 100% | 0 | 0 | 0 | 0 | 0 | 0 | 0
Pike 170S Substation A | 1258 | 138 | 138 | 170S | 4886932.8274 | AltaLink | 2019 | 0% | 0% | 0% | 0% | 1.672% | 3.343% | 0 | 0% | 0% | 100% | 0 | 0 | 0 | 0 | 0 | 0 | 0
Chinook 181S substation[v180] | 1260 | 240 | 25 | 181S | 10887667.6974 | ENMAX | 2016 | 0% | 1.393% | 2.786% | 2.786% | 2.786% | 2.786% | 10436948.4502 | 0% | 0% | 100% | 0 | 0 | 10436948.4502 | 0 | 0 | 0 | 10436948.4502
North Lethbridge 370s substation | 1260 | 240 | 25 | 370S | 484549.8083 | AltaLink | 2016 | 0% | 1.672% | 3.343% | 3.343% | 3.343% | 3.343% | 460519.9178 | 0% | 100% | 0% | 0 | 460519.9178 | 0 | 0 | 0 | 0 | 460519.9178
Gaetz 87S | 1263 | 240 | 138 | 87S | 452029.4118 | AltaLink | 2016 | 0% | 1.672% | 3.343% | 3.343% | 3.343% | 3.343% | 429612.2792 | 0% | 0% | 100% | 0 | 0 | 429612.2792 | 0 | 0 | 429612.2792 | 0
North Red Deer 217S | 1263 | 138 | 25 | 217S | 369088.2353 | AltaLink | 2016 | 0% | 1.672% | 3.343% | 3.343% | 3.343% | 3.343% | 350784.3381 | 0% | 100% | 0% | 0 | 350784.3381 | 0 | 0 | 0 | 0 | 350784.3381
Algar Substation 875S_180 | 1267 | 144 | 25 | 875S | 3416800.4605 | ATCO | 2015 | 1.222% | 2.463% | 2.435% | 2.435% | 2.435% | 2.435% | 3211758.0093 | 0% | 100% | 0% | 0 | 3211758.0093 | 0 | 0 | 0 | 0 | 3211758.0093
Dawes Substation 2011S_180 | 1267 | 240 | 144 | 2011S | 30016954.6003 | ATCO | 2015 | 1.222% | 2.463% | 2.435% | 2.435% | 2.435% | 2.435% | 28215634.9089 | 0% | 0% | 100% | 0 | 0 | 28215634.9089 | 0 | 0 | 28215634.9089 | 0
Dover Substation 888S_180 | 1267 | 240 | 240 | 888S | 362081.2344 | ATCO | 2015 | 1.222% | 2.463% | 2.435% | 2.435% | 2.435% | 2.435% | 340352.7124 | 0% | 0% | 100% | 0 | 0 | 340352.7124 | 0 | 340352.7124 | 0 | 0
Gregoire Substation 883S_180 | 1267 | 138 | 25 | 883S | 89644.2738 | ATCO | 2015 | 1.222% | 2.463% | 2.435% | 2.435% | 2.435% | 2.435% | 84264.7142 | 0% | 100% | 0% | 0 | 84264.7142 | 0 | 0 | 0 | 0 | 84264.7142
Hangingston Substation 820S_180 | 1267 | 138 | 25 | 820S | 147566.7927 | ATCO | 2015 | 1.222% | 2.463% | 2.435% | 2.435% | 2.435% | 2.435% | 138711.2984 | 0% | 100% | 0% | 0 | 138711.2984 | 0 | 0 | 0 | 0 | 138711.2984
MacMillan Substation 885S_180 | 1267 | 240 | 144 | 885S | 143610.552 | ATCO | 2015 | 1.222% | 2.463% | 2.435% | 2.435% | 2.435% | 2.435% | 134992.472 | 0% | 0% | 100% | 0 | 0 | 134992.472 | 0 | 0 | 134992.472 | 0
Edwards Lake 189S preferred | 1287 | 240 | 25 | 189S | 36842122.5144 | AltaLink | 2019 | 0% | 0% | 0% | 0% | 1.672% | 3.343% | 0 | 0% | 0% | 100% | 0 | 0 | 0 | 0 | 0 | 0 | 0
Heart Lake 898S | 1287 | 240 | 144 | 898S | 267302.3699 | ATCO | 2019 | 0% | 0% | 0% | 0% | 1.218% | 2.435% | 0 | 0% | 0% | 100% | 0 | 0 | 0 | 0 | 0 | 0 | 0
Deerland 13S substation | 1289 | 138 | 138 | 13S | 3106833.1974 | AltaLink | 2017 | 0% | 0% | 1.672% | 3.343% | 3.343% | 3.343% | 3054896.1448 | 0% | 0% | 100% | 0 | 0 | 3054896.1448 | 0 | 0 | 3054896.1448 | 0
New Whitetail Peaking Station 976S(part of scope) | 1290 | 144 | 144 | 976S | 561275.4675 | ATCO | 2018 | 0% | 0% | 0% | 1.218% | 2.435% | 2.435% | 0 | 0% | 0% | 100% | 0 | 0 | 0 | 0 | 0 | 0 | 0
[Final]659S substation | 1294 | 69 | 25 | 659S | 4433924 | AltaLink | 2015 | 1.723% | 3.343% | 3.343% | 3.343% | 3.343% | 3.343% | 4071025.374 | 54.09% | 45.91% | 0% | 2202054.6341 | 1868970.7399 | 0 | 0 | 2202054.6341 | 0 | 1868970.7399
659S substation | 1294 | 69 | 25 | 659S | 5633000 | AltaLink | 2015 | 1.723% | 3.343% | 3.343% | 3.343% | 3.343% | 3.343% | 5171961.8857 | 54.09% | 45.91% | 0% | 2797561.2018 | 2374400.6839 | 0 | 0 | 2797561.2018 | 0 | 2374400.6839
162SS | 1314 | 138 | 0 | 162SS | 16742409.7261 | ENMAX | 2015 | 1.393% | 2.786% | 2.786% | 2.786% | 2.786% | 2.786% | 15602237.3902 | 0% | 0% | 100% | 0 | 0 | 15602237.3902 | 15602237.3902 | 0 | 0 | 0
Monitor 774S | 1319 | 138 | 25 | 774S | 3798763 | ATCO | 2015 | 1.222% | 2.463% | 2.435% | 2.435% | 2.435% | 2.435% | 3570798.9481 | 0% | 100% | 0% | 0 | 3570798.9481 | 0 | 0 | 0 | 0 | 3570798.9481
Brintnell | 1321 | 138 | 0 | 0 | 51372.1237 | ATCO | 2017 | 0% | 0% | 1.218% | 2.435% | 2.435% | 2.435% | 50746.6286 | 0% | 0% | 100% | 0 | 0 | 50746.6286 | 50746.6286 | 0 | 0 | 0
Little Smoky 813S | 1321 | 240 | 138 | 813S | 71234.8749 | ATCO | 2017 | 0% | 0% | 1.218% | 2.435% | 2.435% | 2.435% | 70367.5356 | 0% | 0% | 100% | 0 | 0 | 70367.5356 | 0 | 0 | 70367.5356 | 0
Louise Creek 809S | 1321 | 240 | 144 | 809S | 67376.6744 | ATCO | 2017 | 0% | 0% | 1.218% | 2.435% | 2.435% | 2.435% | 66556.3116 | 0% | 0% | 100% | 0 | 0 | 66556.3116 | 0 | 0 | 66556.3116 | 0
Wesley 834S Substation | 1321 | 240 | 144 | 834S | 6851820.2018 | ATCO | 2017 | 0% | 0% | 1.218% | 2.435% | 2.435% | 2.435% | 6768394.0271 | 0% | 0% | 100% | 0 | 0 | 6768394.0271 | 0 | 0 | 6768394.0271 | 0
West Pease A793S | 1321 | 138 | 25 | A793S | 43376.4624 | ATCO | 2017 | 0% | 0% | 1.218% | 2.435% | 2.435% | 2.435% | 42848.3207 | 0% | 100% | 0% | 0 | 42848.3207 | 0 | 0 | 0 | 0 | 42848.3207
Al Rothbauer 321S | 1326 | 138 | 138 | 321S | 6469865.2232 | AltaLink | 2017 | 0% | 0% | 1.672% | 3.343% | 3.343% | 3.343% | 6361708.2321 | 0% | 0% | 100% | 0 | 0 | 6361708.2321 | 0 | 0 | 6361708.2321 | 0
Bowmanton 244S | 1326 | 240 | 138 | 244S | 14949.6244 | AltaLink | 2017 | 0% | 0% | 1.672% | 3.343% | 3.343% | 3.343% | 14699.7109 | 0% | 0% | 100% | 0 | 0 | 14699.7109 | 0 | 0 | 14699.7109 | 0
Bullhead 523S | 1326 | 240 | 25 | 523S | 116274.8564 | AltaLink | 2017 | 0% | 0% | 1.672% | 3.343% | 3.343% | 3.343% | 114331.085 | 0% | 100% | 0% | 0 | 114331.085 | 0 | 0 | 0 | 0 | 114331.085
Fort Macleod 15S_(v1) | 1336 | 138 | 25 | 15S | 267677.3937 | AltaLink | 2018 | 0% | 0% | 0% | 1.672% | 3.343% | 3.343% | 0 | 16.33% | 83.67% | 0% | 0 | 0 | 0 | 0 | 0 | 0 | 0
McGregor Lake 200S_(v1) | 1336 | 138 | 138 | 200S | 732176.4005 | AltaLink | 2018 | 0% | 0% | 0% | 1.672% | 3.343% | 3.343% | 0 | 0% | 0% | 100% | 0 | 0 | 0 | 0 | 0 | 0 | 0
Queenstown 504S_(v1) | 1336 | 138 | 138 | 504S | 2125673.4207 | AltaLink | 2018 | 0% | 0% | 0% | 1.672% | 3.343% | 3.343% | 0 | 0% | 0% | 100% | 0 | 0 | 0 | 0 | 0 | 0 | 0
Vulcan 255S_(v1) | 1336 | 240 | 25 | 255S | 799095.7489 | AltaLink | 2018 | 0% | 0% | 0% | 1.672% | 3.343% | 3.343% | 0 | 0% | 100% | 0% | 0 | 0 | 0 | 0 | 0 | 0 | 0
West Brooks 28S_(v1) | 1336 | 240 | 25 | 28S | 407420.739 | AltaLink | 2018 | 0% | 0% | 0% | 1.672% | 3.343% | 3.343% | 0 | 0% | 100% | 0% | 0 | 0 | 0 | 0 | 0 | 0 | 0
Castle Rock Ridge 205S | 1343 | 240 | 25 | 205S | 296511.623 | AltaLink | 2015 | 1.723% | 3.343% | 3.343% | 3.343% | 3.343% | 3.343% | 272243.354 | 99.83% | 0.1736% | 4.922e-15% | 271770.7093 | 472.6447 | 1.3401e-11 | 0 | 271770.7093 | 0 | 472.6447
Fidler 312S Stage 1 | 1343 | 240 | 138 | 312S | 31755235.2817 | AltaLink | 2019 | 0% | 0% | 0% | 0% | 1.672% | 3.343% | 0 | 0% | 0% | 100% | 0 | 0 | 0 | 0 | 0 | 0 | 0
Fidler 312S stage 2 | 1343 | 240 | 138 | 312S | 9276667.4068 | AltaLink | 2019 | 0% | 0% | 0% | 0% | 1.672% | 3.343% | 0 | 0% | 0% | 100% | 0 | 0 | 0 | 0 | 0 | 0 | 0
Goose Lake 103S stage 1 | 1343 | 240 | 138 | 103S | 296511.623 | AltaLink | 2019 | 0% | 0% | 0% | 0% | 1.672% | 3.343% | 0 | 0% | 0% | 100% | 0 | 0 | 0 | 0 | 0 | 0 | 0
Goose Lake stage 2 | 1343 | 240 | 0 | 0 | 198194.9567 | AltaLink | 2019 | 0% | 0% | 0% | 0% | 1.672% | 3.343% | 0 | 0% | 0% | 100% | 0 | 0 | 0 | 0 | 0 | 0 | 0
Oldman River 806S stage 2 | 1343 | 138 | 25 | 806S | 198194.9567 | AltaLink | 2015 | 1.723% | 3.343% | 3.343% | 3.343% | 3.343% | 3.343% | 181973.5065 | 96.97% | 3.03% | -2.776e-15% | 176459.1578 | 5514.3487 | -5.0508e-12 | 0 | 176459.1578 | 0 | 5514.3487
Oldman River Dam 806S stage 1 | 1343 | 138 | 25 | 806S | 160679.4829 | AltaLink | 2015 | 1.723% | 3.343% | 3.343% | 3.343% | 3.343% | 3.343% | 147528.5214 | 96.97% | 3.03% | -2.776e-15% | 143057.9602 | 4470.5613 | -4.0947e-12 | 0 | 143057.9602 | 0 | 4470.5613
Summerview 354S stage 2 | 1343 | 138 | 25 | 354S | 198194.9567 | AltaLink | 2015 | 1.723% | 3.343% | 3.343% | 3.343% | 3.343% | 3.343% | 181973.5065 | 98.82% | 1.176% | -4.163e-15% | 179832.6417 | 2140.8648 | -7.5762e-12 | 0 | 179832.6417 | 0 | 2140.8648
Summerview 806S stage 1 | 1343 | 138 | 25 | 806S | 183870.3361 | AltaLink | 2015 | 1.723% | 3.343% | 3.343% | 3.343% | 3.343% | 3.343% | 168821.2977 | 96.97% | 3.03% | -2.776e-15% | 163705.5008 | 5115.7969 | -4.6857e-12 | 0 | 163705.5008 | 0 | 5115.7969
Windy Point 112S stage 1 | 1343 | 138 | 25 | 112S | 160679.4829 | AltaLink | 2015 | 1.723% | 3.343% | 3.343% | 3.343% | 3.343% | 3.343% | 147528.5214 | 98.71% | 1.288% | 3.816e-15% | 145629.0126 | 1899.5089 | 5.6303e-12 | 0 | 145629.0126 | 0 | 1899.5089
Windy Point 112S stage 2 | 1343 | 138 | 25 | 112S | 198194.9567 | AltaLink | 2015 | 1.723% | 3.343% | 3.343% | 3.343% | 3.343% | 3.343% | 181973.5065 | 98.71% | 1.288% | 3.816e-15% | 179630.5 | 2343.0065 | 6.9448e-12 | 0 | 179630.5 | 0 | 2343.0065
Secord 2005S | 1348 | 240 | 25 | 2005S | 19212616.5949 | ATCO | 2016 | 0% | 1.232% | 2.435% | 2.435% | 2.435% | 2.435% | 18513895.1773 | 0% | 100% | 0% | 0 | 18513895.1773 | 0 | 0 | 0 | 0 | 18513895.1773
Substation Joslyn 849S | 1348 | 240 | 25 | 849S | 60415.9135 | ATCO | 2016 | 0% | 1.232% | 2.435% | 2.435% | 2.435% | 2.435% | 58218.7171 | 0% | 100% | 0% | 0 | 58218.7171 | 0 | 0 | 0 | 0 | 58218.7171
Substation McClelland 957S | 1348 | 240 | 25 | 957S | 68295.5912 | ATCO | 2016 | 0% | 1.232% | 2.435% | 2.435% | 2.435% | 2.435% | 65811.8279 | 0% | 100% | 0% | 0 | 65811.8279 | 0 | 0 | 0 | 0 | 65811.8279
Queensland 301S | 1349 | 138 | 25 | 301S | 9656869.9129 | AltaLink | 2015 | 1.723% | 3.343% | 3.343% | 3.343% | 3.343% | 3.343% | 8866494.4301 | 0% | 0% | 100% | 0 | 0 | 8866494.4301 | 0 | 0 | 0 | 8866494.4301
Strome 223S | 1350 | 138 | 25 | 223S | 6530875 | AltaLink | 2015 | 1.723% | 3.343% | 3.343% | 3.343% | 3.343% | 3.343% | 5996349.4728 | 0% | 100% | 0% | 0 | 5996349.4728 | 0 | 0 | 0 | 0 | 5996349.4728
Substation No.26 | 1354 | 138 | 25 | SS-26 | 114690.5751 | ENMAX | 2017 | 0% | 0% | 1.393% | 2.786% | 2.786% | 2.786% | 113093.1178 | 0% | 0% | 100% | 0 | 0 | 113093.1178 | 0 | 0 | 0 | 113093.1178
Substation No.32 | 1354 | 138 | 25 | SS-32 | 114690.5751 | ENMAX | 2017 | 0% | 0% | 1.393% | 2.786% | 2.786% | 2.786% | 113093.1178 | 0% | 100% | 0% | 0 | 113093.1178 | 0 | 0 | 0 | 0 | 113093.1178
Substation No.41 | 1354 | 138 | 25 | SS-41 | 2523427.6016 | ENMAX | 2017 | 0% | 0% | 1.393% | 2.786% | 2.786% | 2.786% | 2488280.2692 | 0% | 100% | 0% | 0 | 2488280.2692 | 0 | 0 | 0 | 0 | 2488280.2692
Substation No.54 | 1354 | 138 | 25 | SS-54 | 114690.5751 | ENMAX | 2017 | 0% | 0% | 1.393% | 2.786% | 2.786% | 2.786% | 113093.1178 | 0% | 0% | 100% | 0 | 0 | 113093.1178 | 0 | 0 | 0 | 113093.1178
Substation No.65 | 1354 | 138 | 138 | SS-65 | 1396717.4284 | ENMAX | 2017 | 0% | 0% | 1.393% | 2.786% | 2.786% | 2.786% | 1377263.3764 | 0% | 0% | 100% | 0 | 0 | 1377263.3764 | 0 | 0 | 1377263.3764 | 0
Bonnyville 700S | 1364 | 138 | 25 | 700S | 57289.3595 | AltaLink | 2015 | 1.723% | 3.343% | 3.343% | 3.343% | 3.343% | 3.343% | 52600.4587 | 0% | 100% | 0% | 0 | 52600.4587 | 0 | 0 | 0 | 0 | 52600.4587
La Corey 721S | 1364 | 138 | 25 | 721S | 8476582.5248 | AltaLink | 2015 | 1.723% | 3.343% | 3.343% | 3.343% | 3.343% | 3.343% | 7782808.7589 | 0% | 100% | 0% | 0 | 7782808.7589 | 0 | 0 | 0 | 0 | 7782808.7589
Marguerite Lake 826S | 1364 | 240 | 138 | 826S | 57289.3595 | AltaLink | 2015 | 1.723% | 3.343% | 3.343% | 3.343% | 3.343% | 3.343% | 52600.4587 | 0% | 0% | 100% | 0 | 0 | 52600.4587 | 0 | 0 | 52600.4587 | 0
Josephburg 410S upgrade_(Alt3) | 1381 | 240 | 138 | 410S | 5362918.7902 | AltaLink | 2019 | 0% | 0% | 0% | 0% | 1.672% | 3.343% | 0 | 0% | 0% | 100% | 0 | 0 | 0 | 0 | 0 | 0 | 0
Red Deer 63S | 1394 | 240 | 25 | 63S | 5222000 | AltaLink | 2015 | 1.723% | 3.343% | 3.343% | 3.343% | 3.343% | 3.343% | 4794600.5622 | 0% | 100% | 0% | 0 | 4794600.5622 | 0 | 0 | 0 | 0 | 4794600.5622
Black Spruce 154S | 1404 | 240 | 240 | 154S | 278684.5805 | AltaLink | 2017 | 0% | 0% | 1.672% | 3.343% | 3.343% | 3.343% | 274025.7995 | 0% | 0% | 100% | 0 | 0 | 274025.7995 | 0 | 274025.7995 | 0 | 0
Boreal 193S | 1404 | 240 | 25 | 193S | 404849.1713 | AltaLink | 2017 | 0% | 0% | 1.672% | 3.343% | 3.343% | 3.343% | 398081.2918 | 0% | 0% | 100% | 0 | 0 | 398081.2918 | 0 | 0 | 0 | 398081.2918
Conklin 762S | 1404 | 240 | 25 | 762S | 168402.5483 | AltaLink | 2017 | 0% | 0% | 1.672% | 3.343% | 3.343% | 3.343% | 165587.3563 | 92.31% | 7.692% | 0% | 152849.8673 | 12737.4889 | 0 | 0 | 152849.8673 | 0 | 12737.4889
Modify Vermillion 710S substation | 1410 | 240 | 25 | 710S | 15324.2498 | ATCO | 2017 | 0% | 0% | 1.218% | 2.435% | 2.435% | 2.435% | 15137.6652 | 0% | 100% | 0% | 0 | 15137.6652 | 0 | 0 | 0 | 0 | 15137.6652
New Vincent 2019S POD substation | 1410 | 144 | 25 | 2019S | 8044760.2896 | ATCO | 2017 | 0% | 0% | 1.218% | 2.435% | 2.435% | 2.435% | 7946809.1529 | 0% | 0% | 100% | 0 | 0 | 7946809.1529 | 0 | 0 | 0 | 7946809.1529
Upgrade Irish Creek 706S substation | 1410 | 144 | 25 | 706S | 3971812.5089 | ATCO | 2017 | 0% | 0% | 1.218% | 2.435% | 2.435% | 2.435% | 3923452.6404 | 0% | 100% | 0% | 0 | 3923452.6404 | 0 | 0 | 0 | 0 | 3923452.6404
Upgrade Vegreville 709S substation | 1410 | 144 | 25 | 709S | 775183.9038 | ATCO | 2017 | 0% | 0% | 1.218% | 2.435% | 2.435% | 2.435% | 765745.4443 | 0% | 100% | 0% | 0 | 765745.4443 | 0 | 0 | 0 | 0 | 765745.4443
Gainford 165S | 1412 | 138 | 25 | 165S | 4939000 | AltaLink | 2019 | 0% | 0% | 0% | 0% | 1.672% | 3.343% | 0 | 0% | 100% | 0% | 0 | 0 | 0 | 0 | 0 | 0 | 0
mercer Hill 728S | 1416 | 144 | 25 | 728S | 1896908 | ATCO | 2015 | 1.222% | 2.463% | 2.435% | 2.435% | 2.435% | 2.435% | 1783074.409 | 0% | 100% | 0% | 0 | 1783074.409 | 0 | 0 | 0 | 0 | 1783074.409
Lambton substation | 1438 | 240 | 0 | 0 | 1059667 | EPCOR | 2015 | 2.061% | 4.16% | 4.115% | 4.115% | 4.115% | 4.115% | 953730.7284 | 0% | 0% | 100% | 0 | 0 | 953730.7284 | 953730.7284 | 0 | 0 | 0
Genesee 330S | 1440 | 500 | 0 | 330S | 36143376 | EPCOR | 2020 | 0% | 0% | 0% | 0% | 0% | 2.057% | 0 | 98.84% | 1.163% | 3.123e-15% | 0 | 0 | 0 | 0 | 0 | 0 | 0
Anthony Henday 309S | 1442 | 138 | 25 | 309S | 7721658.7024 | AltaLink | 2019 | 0% | 0% | 0% | 0% | 1.672% | 3.343% | 0 | 0% | 0% | 100% | 0 | 0 | 0 | 0 | 0 | 0 | 0
East Edmonton 38S | 1442 | 240 | 25 | 38S | 9142.3854 | AltaLink | 2019 | 0% | 0% | 0% | 0% | 1.672% | 3.343% | 0 | 0% | 100% | 0% | 0 | 0 | 0 | 0 | 0 | 0 | 0
Yassa 286S | 1442 | 138 | 25 | 286S | 20113.2479 | AltaLink | 2019 | 0% | 0% | 0% | 0% | 1.672% | 3.343% | 0 | 0% | 100% | 0% | 0 | 0 | 0 | 0 | 0 | 0 | 0
Cochrane 291S upgrade | 1450 | 138 | 25 | 291S | 6191000 | AltaLink | 2015 | 1.723% | 3.343% | 3.343% | 3.343% | 3.343% | 3.343% | 5684291.8577 | 0% | 100% | 0% | 0 | 5684291.8577 | 0 | 0 | 0 | 0 | 5684291.8577
Cold Creek 602S | 1460 | 138 | 25 | 602S | 68876.3298 | AltaLink | 2019 | 0% | 0% | 0% | 0% | 1.672% | 3.343% | 0 | 0% | 100% | 0% | 0 | 0 | 0 | 0 | 0 | 0 | 0
Hornbeck 345S | 1460 | 138 | 25 | 345S | 8201448.9694 | AltaLink | 2019 | 0% | 0% | 0% | 0% | 1.672% | 3.343% | 0 | 0% | 0% | 100% | 0 | 0 | 0 | 0 | 0 | 0 | 0
Norcen 812S substation upgrade | 1466 | 138 | 25 | 812s | 6820540 | ATCO | 2016 | 0% | 1.232% | 2.435% | 2.435% | 2.435% | 2.435% | 6572491.6744 | 0% | 100% | 0% | 0 | 6572491.6744 | 0 | 0 | 0 | 0 | 6572491.6744
Enmax Sub11 modify | 1480 | 25 | 25 | SS-11 | 1181844 | ENMAX | 2016 | 0% | 1.393% | 2.786% | 2.786% | 2.786% | 2.786% | 1132918.9361 | 0% | 100% | 0% | 0 | 1132918.9361 | 0 | 0 | 0 | 0 | 1132918.9361
Amelia 108S substation | 1481 | 240 | 25 | 108S | 1115000 | AltaLink | 2015 | 1.723% | 3.343% | 3.343% | 3.343% | 3.343% | 3.343% | 1023741.7899 | 0% | 100% | 0% | 0 | 1023741.7899 | 0 | 0 | 0 | 0 | 1023741.7899
Birchwood creek substation | 1482 | 240 | 0 | 0 | 2387527.436 | ATCO | 2016 | 0% | 1.232% | 2.435% | 2.435% | 2.435% | 2.435% | 2300698.2138 | 0% | 0% | 100% | 0 | 0 | 2300698.2138 | 2300698.2138 | 0 | 0 | 0
Yeo substation | 1482 | 240 | 0 | 0 | 15506138.0055 | ATCO | 2016 | 0% | 1.232% | 2.435% | 2.435% | 2.435% | 2.435% | 14942213.218 | 0% | 0% | 100% | 0 | 0 | 14942213.218 | 14942213.218 | 0 | 0 | 0
Wabasca 720S | 1491 | 240 | 25 | 720S | 2147024 | ATCO | 2018 | 0% | 0% | 0% | 1.218% | 2.435% | 2.435% | 0 | 0% | 100% | 0% | 0 | 0 | 0 | 0 | 0 | 0 | 0
v180 - Fortis 263S substation upgrade | 1494 | 138 | 25 | 263S | 7308312.4069 | AltaLink | 2015 | 1.723% | 3.343% | 3.343% | 3.343% | 3.343% | 3.343% | 6710156.7934 | 0% | 100% | 0% | 0 | 6710156.7934 | 0 | 0 | 0 | 0 | 6710156.7934
[Final]Hayter 277s substation | 1495 | 138 | 25 | 277S | 4998437 | AltaLink | 2015 | 1.723% | 3.343% | 3.343% | 3.343% | 3.343% | 3.343% | 4589335.2835 | 25.45% | 74.55% | 0% | 1167769.7922 | 3421565.4913 | 0 | 0 | 1167769.7922 | 0 | 3421565.4913
Hayter 277s substation | 1495 | 138 | 25 | 277S | 6860894.0286 | AltaLink | 2015 | 1.723% | 3.343% | 3.343% | 3.343% | 3.343% | 3.343% | 6299357.7876 | 25.45% | 74.55% | 0% | 1602890.0223 | 4696467.7653 | 0 | 0 | 1602890.0223 | 0 | 4696467.7653
Upgrade Scotford 409S substation | 1503 | 240 | 25 | 409S | 5335410.2564 | AltaLink | 2016 | 0% | 1.672% | 3.343% | 3.343% | 3.343% | 3.343% | 5070815.529 | 29.08% | 70.92% | 0% | 1474492.4588 | 3596323.0702 | 0 | 0 | 1474492.4588 | 0 | 3596323.0702
North ST Albert 99S substation[180D] | 1510 | 138 | 25 | 99S | 968000 | AltaLink | 2015 | 1.723% | 3.343% | 3.343% | 3.343% | 3.343% | 3.343% | 888773.1414 | 0% | 100% | 0% | 0 | 888773.1414 | 0 | 0 | 0 | 0 | 888773.1414
Modify P&C at Benbow 397S | 1515 | 138 | 25 | 397S | 10972.3834 | AltaLink | 2016 | 0% | 1.672% | 3.343% | 3.343% | 3.343% | 3.343% | 10428.2388 | 0% | 100% | 0% | 0 | 10428.2388 | 0 | 0 | 0 | 0 | 10428.2388
Modify P&C at Bickerdike 39S | 1515 | 240 | 138 | 39S | 10972.3834 | AltaLink | 2016 | 0% | 1.672% | 3.343% | 3.343% | 3.343% | 3.343% | 10428.2388 | 0% | 0% | 100% | 0 | 0 | 10428.2388 | 0 | 0 | 10428.2388 | 0
Modify P&C at Marlboro 348S | 1515 | 138 | 25 | 348S | 6269.9334 | AltaLink | 2016 | 0% | 1.672% | 3.343% | 3.343% | 3.343% | 3.343% | 5958.9936 | 0% | 100% | 0% | 0 | 5958.9936 | 0 | 0 | 0 | 0 | 5958.9936
New Deerhill 1012S substation | 1515 | 138 | 25 | 1012S | 13162157.6402 | AltaLink | 2016 | 0% | 1.672% | 3.343% | 3.343% | 3.343% | 3.343% | 12509417.2987 | 0% | 100% | 0% | 0 | 12509417.2987 | 0 | 0 | 0 | 0 | 12509417.2987
Halsbury 306S | 1533 | 34 | 240 | 306S | 121881.1395 | AltaLink | 2017 | 0% | 0% | 1.672% | 3.343% | 3.343% | 3.343% | 119843.6477 | 0% | 0% | 100% | 0 | 0 | 119843.6477 | 0 | 119843.6477 | 0 | 0
Jenner 275S | 1533 | 240 | 25 | 275S | 4711112.3117 | AltaLink | 2017 | 0% | 0% | 1.672% | 3.343% | 3.343% | 3.343% | 4632356.4621 | 0% | 100% | 0% | 0 | 4632356.4621 | 0 | 0 | 0 | 0 | 4632356.4621
Upgrade Bauer 918S substation | 1554 | 144 | 25 | 918S | 5879941 | ATCO | 2016 | 0% | 1.232% | 2.435% | 2.435% | 2.435% | 2.435% | 5666100.2308 | 0% | 100% | 0% | 0 | 5666100.2308 | 0 | 0 | 0 | 0 | 5666100.2308
Hardisty 377S | 1558 | 138 | 25 | 377S | 40190.9316 | AltaLink | 2018 | 0% | 0% | 0% | 1.672% | 3.343% | 3.343% | 0 | 0% | 100% | 0% | 0 | 0 | 0 | 0 | 0 | 0 | 0
Rosyth 296S | 1558 | 138 | 25 | 296S | 1504538.7885 | AltaLink | 2018 | 0% | 0% | 0% | 1.672% | 3.343% | 3.343% | 0 | 0% | 0% | 100% | 0 | 0 | 0 | 0 | 0 | 0 | 0
Blackfalds 198S | 1568 | 138 | 25 | 198S | 6213000 | AltaLink | 2016 | 0% | 1.672% | 3.343% | 3.343% | 3.343% | 3.343% | 5904883.6673 | 0% | 100% | 0% | 0 | 5904883.6673 | 0 | 0 | 0 | 0 | 5904883.6673
Colinton 159S | 1569 | 138 | 25 | 159S | 5247000 | AltaLink | 2016 | 0% | 1.672% | 3.343% | 3.343% | 3.343% | 3.343% | 4986789.7316 | 0% | 100% | 0% | 0 | 4986789.7316 | 0 | 0 | 0 | 0 | 4986789.7316
Bohn 931S | 1570 | 240 | 25 | 931S | 6197779.7303 | ATCO | 2017 | 0% | 0% | 1.218% | 2.435% | 2.435% | 2.435% | 6122317.0009 | 0% | 100% | 0% | 0 | 6122317.0009 | 0 | 0 | 0 | 0 | 6122317.0009
Mahihkan 837S | 1571 | 138 | 25 | 837S | 1810762 | ATCO | 2017 | 0% | 0% | 1.218% | 2.435% | 2.435% | 2.435% | 1788714.5816 | 0% | 100% | 0% | 0 | 1788714.5816 | 0 | 0 | 0 | 0 | 1788714.5816
Leduc 325S 180D | 1574 | 138 | 25 | 325S | 6315643 | AltaLink | 2016 | 0% | 1.672% | 3.343% | 3.343% | 3.343% | 3.343% | 6002436.3752 | 0% | 100% | 0% | 0 | 6002436.3752 | 0 | 0 | 0 | 0 | 6002436.3752
Modify Vilna 777S | 1579 | 138 | 25 | 777S | 196942 | ATCO | 2015 | 1.222% | 2.463% | 2.435% | 2.435% | 2.435% | 2.435% | 185123.4958 | 0% | 100% | 0% | 0 | 185123.4958 | 0 | 0 | 0 | 0 | 185123.4958
Upgrade Simonette 733S | 1581 | 144 | 25 | 733S | 6524691 | ATCO | 2016 | 0% | 1.232% | 2.435% | 2.435% | 2.435% | 2.435% | 6287402.0642 | 0% | 100% | 0% | 0 | 6287402.0642 | 0 | 0 | 0 | 0 | 6287402.0642
Jarrow 252S | 1594 | 138 | 25 | 252S | 13928.7124 | AltaLink | 2018 | 0% | 0% | 0% | 1.672% | 3.343% | 3.343% | 0 | 0% | 100% | 0% | 0 | 0 | 0 | 0 | 0 | 0 | 0
Tucuman 478S | 1594 | 138 | 25 | 478S | 13928.7124 | AltaLink | 2018 | 0% | 0% | 0% | 1.672% | 3.343% | 3.343% | 0 | 0% | 100% | 0% | 0 | 0 | 0 | 0 | 0 | 0 | 0
Wainwright 51S | 1594 | 138 | 25 | 51S | 3535571.4849 | AltaLink | 2018 | 0% | 0% | 0% | 1.672% | 3.343% | 3.343% | 0 | 0% | 100% | 0% | 0 | 0 | 0 | 0 | 0 | 0 | 0
Fortis Broadmoor 420S | 1597 | 138 | 25 | 420S | 5892730 | AltaLink | 2016 | 0% | 1.672% | 3.343% | 3.343% | 3.343% | 3.343% | 5600496.5609 | 0% | 100% | 0% | 0 | 5600496.5609 | 0 | 0 | 0 | 0 | 5600496.5609
Upgrade Broadmoor 420S | 1597 | 138 | 25 | 420S | 4900000 | AltaLink | 2016 | 0% | 1.672% | 3.343% | 3.343% | 3.343% | 3.343% | 4656998.2247 | 0% | 100% | 0% | 0 | 4656998.2247 | 0 | 0 | 0 | 0 | 4656998.2247
Fox Creek 741S | 1616 | 138 | 25 | 741S | 1395036 | ATCO | 2016 | 0% | 1.232% | 2.435% | 2.435% | 2.435% | 2.435% | 1344301.5502 | 0% | 100% | 0% | 0 | 1344301.5502 | 0 | 0 | 0 | 0 | 1344301.5502
Clairmont Lake 811S | 1618 | 138 | 138 | 811S | 400830.5934 | ATCO | 2017 | 0% | 0% | 1.218% | 2.435% | 2.435% | 2.435% | 395950.173 | 0% | 0% | 100% | 0 | 0 | 395950.173 | 0 | 0 | 395950.173 | 0
Mowat 233S | 1618 | 144 | 25 | 233S | 13185051.8112 | ATCO | 2017 | 0% | 0% | 1.218% | 2.435% | 2.435% | 2.435% | 13024513.6765 | 0% | 100% | 0% | 0 | 13024513.6765 | 0 | 0 | 0 | 0 | 13024513.6765
Rycroft 730S | 1618 | 144 | 25 | 730S | 1174290.4338 | ATCO | 2017 | 0% | 0% | 1.218% | 2.435% | 2.435% | 2.435% | 1159992.5457 | 0% | 100% | 0% | 0 | 1159992.5457 | 0 | 0 | 0 | 0 | 1159992.5457
Dome 810S_(v1) | 1634 | 138 | 25 | 810S | 39972.6646 | ATCO | 2016 | 0% | 1.232% | 2.435% | 2.435% | 2.435% | 2.435% | 38518.945 | 0% | 100% | 0% | 0 | 38518.945 | 0 | 0 | 0 | 0 | 38518.945
HR Milner 740S_(v1) | 1634 | 240 | 25 | 740S | 56242.041 | ATCO | 2016 | 0% | 1.232% | 2.435% | 2.435% | 2.435% | 2.435% | 54196.6393 | 89.44% | 10.56% | 0% | 48472.0349 | 5724.6044 | 0 | 0 | 48472.0349 | 0 | 5724.6044
Thorton POD 2091S_(v1) | 1634 | 144 | 25 | 2091S | 12550982.645 | ATCO | 2016 | 0% | 1.232% | 2.435% | 2.435% | 2.435% | 2.435% | 12094530.4828 | 0% | 0% | 100% | 0 | 0 | 12094530.4828 | 0 | 0 | 0 | 12094530.4828
Boyle 56S substation | 1636 | 138 | 25 | 56S | 6332999.3866 | AltaLink | 2016 | 0% | 1.672% | 3.343% | 3.343% | 3.343% | 3.343% | 6018932.0205 | 0% | 100% | 0% | 0 | 6018932.0205 | 0 | 0 | 0 | 0 | 6018932.0205
Upgrade Benbow 397S | 1638 | 138 | 25 | 397S | 2192000 | AltaLink | 2016 | 0% | 1.672% | 3.343% | 3.343% | 3.343% | 3.343% | 2083293.8997 | 0% | 100% | 0% | 0 | 2083293.8997 | 0 | 0 | 0 | 0 | 2083293.8997
Plamondon 353S | 1640 | 138 | 25 | 353S | 8107603 | AltaLink | 2016 | 0% | 1.672% | 3.343% | 3.343% | 3.343% | 3.343% | 7705529.1382 | 0% | 100% | 0% | 0 | 7705529.1382 | 0 | 0 | 0 | 0 | 7705529.1382
Hughenden 213S | 1642 | 138 | 25 | 213S | 9130743.879 | AltaLink | 2016 | 0% | 1.672% | 3.343% | 3.343% | 3.343% | 3.343% | 8677930.2111 | 0% | 100% | 0% | 0 | 8677930.2111 | 0 | 0 | 0 | 0 | 8677930.2111
Sunnybrook 510S | 1655 | 500 | 500 | 510S | 33890666.716 | AltaLink | 2018 | 0% | 0% | 0% | 1.672% | 3.343% | 3.343% | 0 | 0% | 0% | 100% | 0 | 0 | 0 | 0 | 0 | 0 | 0
High river 65S | 1670 | 138 | 25 | 65S | 2865685.0135 | AltaLink | 2018 | 0% | 0% | 0% | 1.672% | 3.343% | 3.343% | 0 | 0% | 100% | 0% | 0 | 0 | 0 | 0 | 0 | 0 | 0
Okotoks 678S | 1670 | 138 | 25 | 678S | 17512173.9865 | AltaLink | 2018 | 0% | 0% | 0% | 1.672% | 3.343% | 3.343% | 0 | 0% | 100% | 0% | 0 | 0 | 0 | 0 | 0 | 0 | 0
Cooking Lake 522S | 1674 | 138 | 25 | 522S | 9946466 | AltaLink | 2018 | 0% | 0% | 0% | 1.672% | 3.343% | 3.343% | 0 | 0% | 100% | 0% | 0 | 0 | 0 | 0 | 0 | 0 | 0
Empress 394S | 1679 | 138 | 25 | 394S | 2924000 | AltaLink | 2017 | 0% | 0% | 1.672% | 3.343% | 3.343% | 3.343% | 2875119.3771 | 0% | 100% | 0% | 0 | 2875119.3771 | 0 | 0 | 0 | 0 | 2875119.3771
Fortis Bullhead 523S | 1681 | 138 | 25 | 523S | 5566000 | AltaLink | 2017 | 0% | 0% | 1.672% | 3.343% | 3.343% | 3.343% | 5472952.9593 | 0% | 100% | 0% | 0 | 5472952.9593 | 0 | 0 | 0 | 0 | 5472952.9593
Fox creek substation | 1722 | 144 | 0 | 0 | 4905391.5343 | ATCO | 2017 | 0% | 0% | 1.218% | 2.435% | 2.435% | 2.435% | 4845664.624 | 0% | 0% | 100% | 0 | 0 | 4845664.624 | 4845664.624 | 0 | 0 | 0
New Muir POD | 1722 | 144 | 0 | 0 | 12202149.6336 | ATCO | 2017 | 0% | 0% | 1.218% | 2.435% | 2.435% | 2.435% | 12053579.0879 | 0% | 0% | 100% | 0 | 0 | 12053579.0879 | 12053579.0879 | 0 | 0 | 0
Calgary Downtown | 1456 | 138 | 25 | SS-2 | 70361149.1052 | ENMAX | 2020 | 0% | 0% | 0% | 0% | 0% | 1.393% | 0 | 0% | 100% | 0% | 0 | 0 | 0 | 0 | 0 | 0 | 0
PENV | 1781 | 240 | 144 | 0 | 25938027.3089 | AltaLink | 2021 | 0% | 0% | 0% | 0% | 0% | 0% | 0 | 0% | 0% | 100% | 0 | 0 | 0 | 0 | 0 | 0 | 0
PENV | 1781 | 240 | 144 | 0 | 22116340.5964 | ATCO | 2021 | 0% | 0% | 0% | 0% | 0% | 0% | 0 | 0% | 0% | 100% | 0 | 0 | 0 | 0 | 0 | 0 | 0
[5 empty] | 3497345536.4569 | [8 empty] | 2817619557.0345 |  |  |  | 48679730.4456 | 528537784.26 | 2240402042.3289 | 217557427.7375 | 1410811862.4894 | 600395549.6266 | 588854717.181
2993301918.419
[21 empty] | 2600062129.297 |  |  | 2600062129.297

## Func Future Subs 2018
Inputs with sufficient data (Source: detailed cost estimates) | [5 empty] | Depreciation | [8 empty] | Substation POS/POD Breakdown (%) |  |  | Substation POS/POD Breakdown ($) |  |  | Unavailable Data | Functionalization - Book Value |  |  | Future substation functionalization results
Project name (Individual PDF Files) | AESO Reference No | substation voltage | Substation Secondary Voltage | Substation number | Substation Costs | TFO | In service | 2015 | 2016 | 2017 | 2018 | 2019 | 2020 | Substation Costs Depreciated to Dec 2018 | POS ratio - STS | POD ratio - DTS | Other | POS | POD | Other | Unavailable Data | Bulk (POS & BSYS) | Regional | POD |  | Bulk | Regional | POD
Brintnell 876S | 437 | 240 | 25 | 876S | 2902755.0596 | ATCO | 2016 | 0% | 1.232% | 2.435% | 2.435% | 2.435% | 2.435% | 2729072.2919 | 0% | 100% | 0% | 0 | 2729072.2919 | 0 | 0 | 0 | 0 | 2729072.2919 | By Value | 1472832860.3646 | 590195397.6286 | 609813681.8842
Paintearth 863S | 437 | 240 | 25 | 863S | 1919444.9404 | ATCO | 2016 | 0% | 1.232% | 2.435% | 2.435% | 2.435% | 2.435% | 1804597.3205 | 0% | 100% | 0% | 0 | 1804597.3205 | 0 | 0 | 0 | 0 | 1804597.3205 | By Percentage | 55.1% | 22.08% | 22.82%
Bowmanton 244S_(v1) | 479 | 240 | 138 | 244S | 6192429.9563 | AltaLink | 2019 | 0% | 0% | 0% | 0% | 1.672% | 3.343% | 0 | 0% | 0% | 100% | 0 | 0 | 0 | 0 | 0 | 0 | 0
Elkwater 264S_(v1) | 479 | 240 | 240 | 264S | 3207190.9955 | AltaLink | 2019 | 0% | 0% | 0% | 0% | 1.672% | 3.343% | 0 | 0% | 0% | 100% | 0 | 0 | 0 | 0 | 0 | 0 | 0 | Total Value of Future Substations | 2884331405.4531
WildRose1 547S_(v1) | 479 | 240 | 0 | 547S | 694965.9363 | AltaLink | 2019 | 0% | 0% | 0% | 0% | 1.672% | 3.343% | 0 | 0% | 0% | 100% | 0 | 0 | 0 | 0 | 0 | 0 | 0
Bullshead 532S | 513 | 145 | 0 | 532S | 637591.7215 | AltaLink | 2017 | 0% | 0% | 1.672% | 3.343% | 3.343% | 3.343% | 605972.146 | 0% | 0% | 100% | 0 | 0 | 605972.146 | 605972.146 | 0 | 0 | 0 | Future substation functionalization results
Medicine Hat 41S | 513 | 240 | 69 | 41S | 338720.6021 | AltaLink | 2017 | 0% | 0% | 1.672% | 3.343% | 3.343% | 3.343% | 321922.7026 | 79.69% | 20.31% | 0% | 256532.1536 | 65390.549 | 0 | 0 | 256532.1536 | 0 | 65390.549 |  | Bulk | Regional | POD
Taber 83S | 513 | 240 | 25 | 83S | 282267.1684 | AltaLink | 2017 | 0% | 0% | 1.672% | 3.343% | 3.343% | 3.343% | 268268.9188 | 0% | 100% | 0% | 0 | 268268.9188 | 0 | 0 | 0 | 0 | 268268.9188 | By Value (incl Unavailable) | 1589371227.2143 | 636894795.512 | 658065382.7267
Tothill 219S | 513 | 138 | 0 | 219S | 597742.2389 | AltaLink | 2017 | 0% | 0% | 1.672% | 3.343% | 3.343% | 3.343% | 568098.8869 | 0% | 0% | 100% | 0 | 0 | 568098.8869 | 568098.8869 | 0 | 0 | 0
Castle Rock Ridge 205S Substation | 524 | 240 | 25 | 205S | 3365840 | AltaLink | 2017 | 0% | 0% | 1.672% | 3.343% | 3.343% | 3.343% | 3198920.5928 | 99.83% | 0.1736% | 4.922e-15% | 3193366.9112 | 5553.6816 | 1.5746e-10 | 0 | 3193366.9112 | 0 | 5553.6816
Bannerman 681S | 559 | 240 | 25 | 681S | 40330685.0473 | AltaLink | 2015 | 1.723% | 3.343% | 3.343% | 3.343% | 3.343% | 3.343% | 35791726.0254 | 0% | 100% | 0% | 0 | 35791726.0254 | 0 | 0 | 0 | 0 | 35791726.0254
Deerland 013S | 559 | 240 | 138 | 13S | 5142.2813 | AltaLink | 2015 | 1.723% | 3.343% | 3.343% | 3.343% | 3.343% | 3.343% | 4563.5506 | 0% | 0% | 100% | 0 | 0 | 4563.5506 | 0 | 0 | 4563.5506 | 0
Lamoureux 071S | 559 | 240 | 138 | 71S | 80730.1509 | AltaLink | 2015 | 1.723% | 3.343% | 3.343% | 3.343% | 3.343% | 3.343% | 71644.492 | 0% | 0% | 100% | 0 | 0 | 71644.492 | 0 | 0 | 71644.492 | 0
Bannerman 681S | 629 | 240 | 25 | 681S | 10135.4322 | AltaLink | 2015 | 1.723% | 3.343% | 3.343% | 3.343% | 3.343% | 3.343% | 8994.7545 | 0% | 100% | 0% | 0 | 8994.7545 | 0 | 0 | 0 | 0 | 8994.7545
Deerland 013S | 629 | 240 | 138 | 13S | 516260.418 | AltaLink | 2015 | 1.723% | 3.343% | 3.343% | 3.343% | 3.343% | 3.343% | 458158.6307 | 0% | 0% | 100% | 0 | 0 | 458158.6307 | 0 | 0 | 458158.6307 | 0
Ellerslie 089S | 629 | 500 | 240 | 89S | 23778913.9619 | AltaLink | 2015 | 1.723% | 3.343% | 3.343% | 3.343% | 3.343% | 3.343% | 21102750.2436 | 0% | 0% | 100% | 0 | 0 | 21102750.2436 | 0 | 21102750.2436 | 0 | 0
Heartland 012S_(v199) | 629 | 500 | 240 | 12S | 66671500.4366 | AltaLink | 2015 | 1.723% | 3.343% | 3.343% | 3.343% | 3.343% | 3.343% | 59168052.1799 | 0% | 0% | 100% | 0 | 0 | 59168052.1799 | 0 | 59168052.1799 | 0 | 0
Lamoureux 071S_(v199) | 629 | 240 | 138 | 71S | 706122.9289 | AltaLink | 2015 | 1.723% | 3.343% | 3.343% | 3.343% | 3.343% | 3.343% | 626653.3381 | 0% | 0% | 100% | 0 | 0 | 626653.3381 | 0 | 0 | 626653.3381 | 0
Mother Moutain 2055S Switching Substation | 635 | 240 | 240 | 2055S | 17584069.1949 | ATCO | 2019 | 0% | 0% | 0% | 0% | 1.218% | 2.435% | 0 | 0% | 0% | 100% | 0 | 0 | 0 | 0 | 0 | 0 | 0
Coyote Lake 963S version 2 | 678 | 240 | 138 | 963S | 5823406.552 | ATCO | 2018 | 0% | 0% | 0% | 1.218% | 2.435% | 2.435% | 5752502.1036 | 0% | 0% | 100% | 0 | 0 | 5752502.1036 | 0 | 0 | 5752502.1036 | 0
Cassils 324S_(v1) | 693 | 240 | 240 | 324S | 113408.3773 | AltaLink | 2019 | 0% | 0% | 0% | 0% | 1.672% | 3.343% | 0 | 0% | 0% | 100% | 0 | 0 | 0 | 0 | 0 | 0 | 0
Eagle Buttle 274S_(v1) | 693 | 240 | 240 | 274S | 201366.1309 | AltaLink | 2019 | 0% | 0% | 0% | 0% | 1.672% | 3.343% | 0 | 0% | 0% | 100% | 0 | 0 | 0 | 0 | 0 | 0 | 0
Elkwater 264S_(v1) | 693 | 240 | 240 | 264S | 15828490.5152 | AltaLink | 2019 | 0% | 0% | 0% | 0% | 1.672% | 3.343% | 0 | 0% | 0% | 100% | 0 | 0 | 0 | 0 | 0 | 0 | 0
Whitla 251S_(v1) | 693 | 240 | 240 | 251S | 169902.6211 | AltaLink | 2019 | 0% | 0% | 0% | 0% | 1.672% | 3.343% | 0 | 0% | 0% | 100% | 0 | 0 | 0 | 0 | 0 | 0 | 0
East Calgary 5S | 719 | 240 | 240 | 5S | 33632105.5811 | AltaLink | 2015 | 1.723% | 3.343% | 3.343% | 3.343% | 3.343% | 3.343% | 29847028.5641 | 0% | 0% | 100% | 0 | 0 | 29847028.5641 | 0 | 29847028.5641 | 0 | 0
Enmax No. 2 | 719 | 138 | 25 | SS-2 | 37801368.2034 | ENMAX | 2015 | 1.393% | 2.786% | 2.786% | 2.786% | 2.786% | 2.786% | 34245748.9933 | 0% | 100% | 0% | 0 | 34245748.9933 | 0 | 0 | 0 | 0 | 34245748.9933
Enmax No. 23 | 719 | 138 | 25 | SS-23 | 822893.4344 | ENMAX | 2015 | 1.393% | 2.786% | 2.786% | 2.786% | 2.786% | 2.786% | 745491.5878 | 0% | 100% | 0% | 0 | 745491.5878 | 0 | 0 | 0 | 0 | 745491.5878
Enmax No. 25 | 719 | 240 | 25 | SS-25 | 17323675 | ENMAX | 2015 | 1.393% | 2.786% | 2.786% | 2.786% | 2.786% | 2.786% | 15694199.8104 | 97.59% | 2.408% | 4.857e-15% | 15316243.1636 | 377956.6468 | 7.623e-10 | 0 | 15316243.1636 | 0 | 377956.6468
Janet 74S | 719 | 240 | 138 | 74S | 1242846.8878 | AltaLink | 2015 | 1.723% | 3.343% | 3.343% | 3.343% | 3.343% | 3.343% | 1102972.4699 | 0% | 0% | 100% | 0 | 0 | 1102972.4699 | 0 | 0 | 1102972.4699 | 0
Langdon 102S substation | 719 | 240 | 240 | 102S | 11146.6089 | AltaLink | 2015 | 1.723% | 3.343% | 3.343% | 3.343% | 3.343% | 3.343% | 9892.1298 | 0% | 0% | 100% | 0 | 0 | 9892.1298 | 0 | 9892.1298 | 0 | 0
Peigan 59S substation | 719 | 240 | 138 | 59S | 13933.2611 | AltaLink | 2015 | 1.723% | 3.343% | 3.343% | 3.343% | 3.343% | 3.343% | 12365.1622 | 0% | 0% | 100% | 0 | 0 | 12365.1622 | 0 | 0 | 12365.1622 | 0
S.42S | 719 | 240 | 138 | 42S | 128186.0019 | AltaLink | 2015 | 1.723% | 3.343% | 3.343% | 3.343% | 3.343% | 3.343% | 113759.4924 | 0% | 0% | 100% | 0 | 0 | 113759.4924 | 0 | 0 | 113759.4924 | 0
805S Jasper Sub | 786 | 240 | 0 | 805S | 977096.3241 | EPCOR | 2016 | 0% | 2.08% | 4.115% | 4.115% | 4.115% | 4.115% | 879659.116 | 0% | 0% | 100% | 0 | 0 | 879659.116 | 879659.116 | 0 | 0 | 0
816S Petrolia Sub | 786 | 240 | 25 | 816S | 1459886.8314 | EPCOR | 2016 | 0% | 2.08% | 4.115% | 4.115% | 4.115% | 4.115% | 1314305.1795 | 0% | 0% | 100% | 0 | 0 | 1314305.1795 | 0 | 0 | 0 | 1314305.1795
Bellamy 814S | 786 | 240 | 0 | 814S | 700514.655 | EPCOR | 2016 | 0% | 2.08% | 4.115% | 4.115% | 4.115% | 4.115% | 630658.5001 | 0% | 0% | 100% | 0 | 0 | 630658.5001 | 630658.5001 | 0 | 0 | 0
Dome 665S | 786 | 240 | 0 | 665S | 616310.2169 | EPCOR | 2016 | 0% | 2.08% | 4.115% | 4.115% | 4.115% | 4.115% | 554851.0288 | 0% | 0% | 100% | 0 | 0 | 554851.0288 | 554851.0288 | 0 | 0 | 0
Genesee 330P | 786 | 500 | 240 | 330P | 112557.4943 | EPCOR | 2016 | 0% | 2.08% | 4.115% | 4.115% | 4.115% | 4.115% | 101333.1271 | 0% | 0% | 100% | 0 | 0 | 101333.1271 | 0 | 101333.1271 | 0 | 0
Keephills 320P | 786 | 240 | 25 | 320P | 5431229.6126 | AltaLink | 2016 | 0% | 1.672% | 3.343% | 3.343% | 3.343% | 3.343% | 4989300.1911 | 96.2% | 3.796% | 0% | 4799882.5321 | 189417.6589 | 0 | 0 | 4799882.5321 | 0 | 189417.6589
lambton E803S | 786 | 240 | 25 | 803S | 681829.4783 | EPCOR | 2016 | 0% | 2.08% | 4.115% | 4.115% | 4.115% | 4.115% | 613836.6314 | 0% | 100% | 0% | 0 | 613836.6314 | 0 | 0 | 0 | 0 | 613836.6314
Livock PST | 786 | 240 | 0 | 0 | 31168613.7418 | ATCO | 2016 | 0% | 1.232% | 2.435% | 2.435% | 2.435% | 2.435% | 29303678.1927 | 0% | 0% | 100% | 0 | 0 | 29303678.1927 | 29303678.1927 | 0 | 0 | 0
Sundance 310P | 786 | 240 | 25 | 310P | 314796.8853 | AltaLink | 2016 | 0% | 1.672% | 3.343% | 3.343% | 3.343% | 3.343% | 289182.4268 | 100% | 0% | 0% | 289182.4268 | 0 | 0 | 0 | 289182.4268 | 0 | 0
Wabamun 19S | 786 | 240 | 138 | 19S | 314793.3353 | AltaLink | 2016 | 0% | 1.672% | 3.343% | 3.343% | 3.343% | 3.343% | 289179.1657 | 0% | 0% | 100% | 0 | 0 | 289179.1657 | 0 | 0 | 289179.1657 | 0
Arcenciel 930S | 803 | 138 | 138 | 930S | 119288.5465 | ATCO | 2017 | 0% | 0% | 1.218% | 2.435% | 2.435% | 2.435% | 114966.6263 | 0% | 0% | 100% | 0 | 0 | 114966.6263 | 0 | 0 | 114966.6263 | 0
Blumenort substation 832S | 803 | 138 | 25 | 832S | 3476988.1419 | ATCO | 2017 | 0% | 0% | 1.218% | 2.435% | 2.435% | 2.435% | 3351014.0591 | 0% | 100% | 0% | 0 | 3351014.0591 | 0 | 0 | 0 | 0 | 3351014.0591
High Level substation | 803 | 138 | 0 | 0 | 660698.1343 | ATCO | 2017 | 0% | 0% | 1.218% | 2.435% | 2.435% | 2.435% | 636760.5084 | 0% | 0% | 100% | 0 | 0 | 636760.5084 | 636760.5084 | 0 | 0 | 0
Keg River 789S | 803 | 138 | 138 | 789S | 242204.414 | ATCO | 2017 | 0% | 0% | 1.218% | 2.435% | 2.435% | 2.435% | 233429.1529 | 0% | 0% | 100% | 0 | 0 | 233429.1529 | 0 | 0 | 233429.1529 | 0
Ring Creek 853S | 803 | 138 | 25 | 853S | 85463.5897 | ATCO | 2017 | 0% | 0% | 1.218% | 2.435% | 2.435% | 2.435% | 82367.175 | 0% | 100% | 0% | 0 | 82367.175 | 0 | 0 | 0 | 0 | 82367.175
Sulphur Point 828S | 803 | 138 | 25 | 828S | 66376.9717 | ATCO | 2017 | 0% | 0% | 1.218% | 2.435% | 2.435% | 2.435% | 63972.0805 | 0% | 100% | 0% | 0 | 63972.0805 | 0 | 0 | 0 | 0 | 63972.0805
Bourque 970S(180) | 811 | 144 | 144 | 970S | 20557692.6827 | ATCO | 2017 | 0% | 0% | 1.218% | 2.435% | 2.435% | 2.435% | 19812870.9077 | 0% | 0% | 100% | 0 | 0 | 19812870.9077 | 0 | 0 | 19812870.9077 | 0
Heisler 764S180 | 811 | 144 | 25 | 764S | 14655875.32 | ATCO | 2017 | 0% | 0% | 1.218% | 2.435% | 2.435% | 2.435% | 14124881.1449 | 0% | 100% | 0% | 0 | 14124881.1449 | 0 | 0 | 0 | 0 | 14124881.1449
Kitscoty 705S180 | 811 | 144 | 25 | 705S | 13565760.5794 | ATCO | 2017 | 0% | 0% | 1.218% | 2.435% | 2.435% | 2.435% | 13074262.1399 | 0% | 100% | 0% | 0 | 13074262.1399 | 0 | 0 | 0 | 0 | 13074262.1399
Leming Lake 715S(180) | 811 | 144 | 25 | 715S | 267528.1621 | ATCO | 2017 | 0% | 0% | 1.218% | 2.435% | 2.435% | 2.435% | 257835.4012 | 0% | 100% | 0% | 0 | 257835.4012 | 0 | 0 | 0 | 0 | 257835.4012
Mahihkan 837S(180) | 811 | 144 | 25 | 837S | 1431346.4419 | ATCO | 2017 | 0% | 0% | 1.218% | 2.435% | 2.435% | 2.435% | 1379487.6067 | 0% | 100% | 0% | 0 | 1379487.6067 | 0 | 0 | 0 | 0 | 1379487.6067
Marguerite Lake 826S(180) | 811 | 144 | 138 | 826S | 688730.2426 | ATCO | 2017 | 0% | 0% | 1.218% | 2.435% | 2.435% | 2.435% | 663776.9908 | 0% | 0% | 100% | 0 | 0 | 663776.9908 | 0 | 0 | 663776.9908 | 0
unknown sub St.Paul | 811 | 0 | 0 | 0 | 33228963.9733 | ATCO | 2017 | 0% | 0% | 1.218% | 2.435% | 2.435% | 2.435% | 32025051.8267 | 0% | 0% | 100% | 0 | 0 | 32025051.8267 | 32025051.8267 | 0 | 0 | 0
unknown sub Vermilion 710S | 811 | 0 | 25 | 710S | 8709690 | ATCO | 2017 | 0% | 0% | 1.218% | 2.435% | 2.435% | 2.435% | 8394130.9115 | 0% | 100% | 0% | 0 | 8394130.9115 | 0 | 0 | 0 | 0 | 8394130.9115
Wolf Lake 822S(180) | 811 | 144 | 25 | 822S | 1030247.2205 | ATCO | 2017 | 0% | 0% | 1.218% | 2.435% | 2.435% | 2.435% | 992920.5333 | 0% | 100% | 0% | 0 | 992920.5333 | 0 | 0 | 0 | 0 | 992920.5333
74S | 813 | 240 | 138 | 74S | 395882.3304 | AltaLink | 2017 | 0% | 0% | 1.672% | 3.343% | 3.343% | 3.343% | 376249.655 | 0% | 0% | 100% | 0 | 0 | 376249.655 | 0 | 0 | 376249.655 | 0
Beddington 162S | 813 | 240 | 25 | 162S | 39588.233 | AltaLink | 2017 | 0% | 0% | 1.672% | 3.343% | 3.343% | 3.343% | 37624.9655 | 91.17% | 8.832% | 0% | 34301.9629 | 3323.0027 | 0 | 0 | 34301.9629 | 0 | 3323.0027
Benalto 17S | 813 | 240 | 25 | 17S | 8444000 | AltaLink | 2017 | 0% | 0% | 1.672% | 3.343% | 3.343% | 3.343% | 8025243.4713 | 0% | 100% | 0% | 0 | 8025243.4713 | 0 | 0 | 0 | 0 | 8025243.4713
Benalto 17S (GD - Johnson) | 813 | 240 | 25 | 17S | 134255.7468 | AltaLink | 2017 | 0% | 0% | 1.672% | 3.343% | 3.343% | 3.343% | 127597.7091 | 0% | 100% | 0% | 0 | 127597.7091 | 0 | 0 | 0 | 0 | 127597.7091
Benalto 17S (GD Hazel) | 813 | 240 | 25 | 17S | 20654.7303 | AltaLink | 2017 | 0% | 0% | 1.672% | 3.343% | 3.343% | 3.343% | 19630.4168 | 0% | 100% | 0% | 0 | 19630.4168 | 0 | 0 | 0 | 0 | 19630.4168
Benalto 17S (LR) | 813 | 138 | 25 | 17S | 655703.2937 | AltaLink | 2017 | 0% | 0% | 1.672% | 3.343% | 3.343% | 3.343% | 623185.5255 | 0% | 100% | 0% | 0 | 623185.5255 | 0 | 0 | 0 | 0 | 623185.5255
Capacitor Bank at Joffre 535S | 813 | 138 | 25 | 535S | 2796588.4995 | AltaLink | 2017 | 0% | 0% | 1.672% | 3.343% | 3.343% | 3.343% | 2657899.526 | 74.03% | 25.97% | 0% | 1967698.0393 | 690201.4867 | 0 | 0 | 1967698.0393 | 0 | 690201.4867
Capacitor Bank at Joffre 535S (dev12) | 813 | 138 | 25 | 535S | 323419.8602 | AltaLink | 2017 | 0% | 0% | 1.672% | 3.343% | 3.343% | 3.343% | 307380.7581 | 74.03% | 25.97% | 0% | 227560.3382 | 79820.4199 | 0 | 0 | 227560.3382 | 0 | 79820.4199
Development at Beddington 162S | 813 | 240 | 25 | 162S | 36791.1459 | AltaLink | 2017 | 0% | 0% | 1.672% | 3.343% | 3.343% | 3.343% | 34966.5921 | 91.17% | 8.832% | 0% | 31878.3746 | 3088.2175 | 0 | 0 | 31878.3746 | 0 | 3088.2175
Development at Benalto 17S | 813 | 240 | 25 | 17S | 5892088.7617 | AltaLink | 2017 | 0% | 0% | 1.672% | 3.343% | 3.343% | 3.343% | 5599887.123 | 0% | 100% | 0% | 0 | 5599887.123 | 0 | 0 | 0 | 0 | 5599887.123
Development at Benalto 17S (dev2) | 813 | 240 | 25 | 17S | 36791.1459 | AltaLink | 2017 | 0% | 0% | 1.672% | 3.343% | 3.343% | 3.343% | 34966.5921 | 0% | 100% | 0% | 0 | 34966.5921 | 0 | 0 | 0 | 0 | 34966.5921
Development at Benalto 17S (dev21) | 813 | 240 | 25 | 17S | 350767.6777 | AltaLink | 2017 | 0% | 0% | 1.672% | 3.343% | 3.343% | 3.343% | 333372.3372 | 0% | 100% | 0% | 0 | 333372.3372 | 0 | 0 | 0 | 0 | 333372.3372
Development at Didsbury 152S | 813 | 240 | 0 | 152S | 447651.4772 | AltaLink | 2017 | 0% | 0% | 1.672% | 3.343% | 3.343% | 3.343% | 425451.4561 | 0% | 0% | 100% | 0 | 0 | 425451.4561 | 425451.4561 | 0 | 0 | 0
Development at Ellis 332S | 813 | 138 | 25 | 332S | 3030739.6252 | AltaLink | 2017 | 0% | 0% | 1.672% | 3.343% | 3.343% | 3.343% | 2880438.5825 | 0% | 100% | 0% | 0 | 2880438.5825 | 0 | 0 | 0 | 0 | 2880438.5825
Development at Ellis 332S (dev3) | 813 | 138 | 25 | 332S | 2498374.0235 | AltaLink | 2017 | 0% | 0% | 1.672% | 3.343% | 3.343% | 3.343% | 2374474.1616 | 0% | 100% | 0% | 0 | 2374474.1616 | 0 | 0 | 0 | 0 | 2374474.1616
Development at Harmattan 256S | 813 | 138 | 25 | 256S | 446170.8602 | AltaLink | 2017 | 0% | 0% | 1.672% | 3.343% | 3.343% | 3.343% | 424044.2661 | 54.51% | 45.49% | 0% | 231150.7409 | 192893.5251 | 0 | 0 | 231150.7409 | 0 | 192893.5251
Development at Innisfail 214S | 813 | 240 | 25 | 214S | 3173918.3395 | AltaLink | 2017 | 0% | 0% | 1.672% | 3.343% | 3.343% | 3.343% | 3016516.7494 | 0% | 100% | 0% | 0 | 3016516.7494 | 0 | 0 | 0 | 0 | 3016516.7494
Development at Piper Creek 247S | 813 | 138 | 138 | 247S | 624990.2139 | AltaLink | 2017 | 0% | 0% | 1.672% | 3.343% | 3.343% | 3.343% | 593995.5748 | 0% | 0% | 100% | 0 | 0 | 593995.5748 | 0 | 0 | 593995.5748 | 0
Development at Ponoka 331S | 813 | 138 | 25 | 331S | 3065380.5529 | AltaLink | 2017 | 0% | 0% | 1.672% | 3.343% | 3.343% | 3.343% | 2913361.5904 | 0% | 100% | 0% | 0 | 2913361.5904 | 0 | 0 | 0 | 0 | 2913361.5904
Development at Prentiss 276S | 813 | 138 | 25 | 276S | 3186555.949 | AltaLink | 2017 | 0% | 0% | 1.672% | 3.343% | 3.343% | 3.343% | 3028527.6321 | 0% | 0% | 100% | 0 | 0 | 3028527.6321 | 0 | 0 | 0 | 3028527.6321
Development at Red Deer 63S | 813 | 240 | 25 | 63S | 1318872.5454 | AltaLink | 2017 | 0% | 0% | 1.672% | 3.343% | 3.343% | 3.343% | 1253466.7556 | 0% | 100% | 0% | 0 | 1253466.7556 | 0 | 0 | 0 | 0 | 1253466.7556
Development at Red Deer 63S (dev12) | 813 | 240 | 25 | 63S | 437105.3799 | AltaLink | 2017 | 0% | 0% | 1.672% | 3.343% | 3.343% | 3.343% | 415428.3629 | 0% | 100% | 0% | 0 | 415428.3629 | 0 | 0 | 0 | 0 | 415428.3629
Development at Red Deer 63S (dev21) | 813 | 240 | 25 | 63S | 335873.2174 | AltaLink | 2017 | 0% | 0% | 1.672% | 3.343% | 3.343% | 3.343% | 319216.526 | 0% | 100% | 0% | 0 | 319216.526 | 0 | 0 | 0 | 0 | 319216.526
Development at South Red Deer 194S | 813 | 138 | 138 | 194S | 1494037.1072 | AltaLink | 2017 | 0% | 0% | 1.672% | 3.343% | 3.343% | 3.343% | 1419944.5216 | 0% | 0% | 100% | 0 | 0 | 1419944.5216 | 0 | 0 | 1419944.5216 | 0
Development at South Red Deer 194S (dev11) | 813 | 138 | 138 | 194S | 1533469.4238 | AltaLink | 2017 | 0% | 0% | 1.672% | 3.343% | 3.343% | 3.343% | 1457421.3029 | 0% | 0% | 100% | 0 | 0 | 1457421.3029 | 0 | 0 | 1457421.3029 | 0
Development at Sylvan Lake 580S | 813 | 138 | 25 | 580S | 517837.0121 | AltaLink | 2017 | 0% | 0% | 1.672% | 3.343% | 3.343% | 3.343% | 492156.3359 | 0% | 100% | 0% | 0 | 492156.3359 | 0 | 0 | 0 | 0 | 492156.3359
Didsbury 152S | 813 | 240 | 0 | 152S | 89503.8312 | AltaLink | 2017 | 0% | 0% | 1.672% | 3.343% | 3.343% | 3.343% | 85065.1394 | 0% | 0% | 100% | 0 | 0 | 85065.1394 | 85065.1394 | 0 | 0 | 0
Eagle Hill 9433R (GD Hazel) | 813 | 240 | 0 | 0 | 554235.2625 | AltaLink | 2017 | 0% | 0% | 1.672% | 3.343% | 3.343% | 3.343% | 526749.5171 | 0% | 0% | 100% | 0 | 0 | 526749.5171 | 526749.5171 | 0 | 0 | 0
Ellerslie 89S | 813 | 240 | 240 | 89S | 117043.4716 | AltaLink | 2017 | 0% | 0% | 1.672% | 3.343% | 3.343% | 3.343% | 111239.0284 | 0% | 0% | 100% | 0 | 0 | 111239.0284 | 0 | 111239.0284 | 0 | 0
Ellis 332S | 813 | 138 | 25 | 332S | 4803000 | AltaLink | 2017 | 0% | 0% | 1.672% | 3.343% | 3.343% | 3.343% | 4564808.668 | 0% | 100% | 0% | 0 | 4564808.668 | 0 | 0 | 0 | 0 | 4564808.668
Ellis 332S (GD) | 813 | 138 | 25 | 332S | 1561153.3637 | AltaLink | 2017 | 0% | 0% | 1.672% | 3.343% | 3.343% | 3.343% | 1483732.3353 | 0% | 100% | 0% | 0 | 1483732.3353 | 0 | 0 | 0 | 0 | 1483732.3353
Gaetz 87S | 813 | 240 | 138 | 87S | 3058127.6637 | AltaLink | 2017 | 0% | 0% | 1.672% | 3.343% | 3.343% | 3.343% | 2906468.3879 | 0% | 0% | 100% | 0 | 0 | 2906468.3879 | 0 | 0 | 2906468.3879 | 0
Harmattan 256S | 813 | 240 | 25 | 256S | 185892.5725 | AltaLink | 2017 | 0% | 0% | 1.672% | 3.343% | 3.343% | 3.343% | 176673.7511 | 54.51% | 45.49% | 0% | 96306.6164 | 80367.1347 | 0 | 0 | 96306.6164 | 0 | 80367.1347
Hazelwood 287S | 813 | 240 | 0 | 287S | 24486182.7475 | AltaLink | 2017 | 0% | 0% | 1.672% | 3.343% | 3.343% | 3.343% | 23271859.0988 | 0% | 0% | 100% | 0 | 0 | 23271859.0988 | 23271859.0988 | 0 | 0 | 0
Innisfail 214S | 813 | 138 | 25 | 214S | 4439045.7828 | AltaLink | 2017 | 0% | 0% | 1.672% | 3.343% | 3.343% | 3.343% | 4218903.7408 | 0% | 100% | 0% | 0 | 4218903.7408 | 0 | 0 | 0 | 0 | 4218903.7408
Joffre 535S | 813 | 138 | 25 | 535S | 5111000 | AltaLink | 2017 | 0% | 0% | 1.672% | 3.343% | 3.343% | 3.343% | 4857534.2707 | 74.03% | 25.97% | 0% | 3596133.1746 | 1261401.0961 | 0 | 0 | 3596133.1746 | 0 | 1261401.0961
Joffre 535S | 813 | 138 | 25 | 535S | 974788.8537 | AltaLink | 2017 | 0% | 0% | 1.672% | 3.343% | 3.343% | 3.343% | 926446.9309 | 74.03% | 25.97% | 0% | 685867.841 | 240579.0899 | 0 | 0 | 685867.841 | 0 | 240579.0899
Johnson 281S | 813 | 240 | 138 | 281S | 27577507.3795 | AltaLink | 2017 | 0% | 0% | 1.672% | 3.343% | 3.343% | 3.343% | 26209878.1444 | 0% | 0% | 100% | 0 | 0 | 26209878.1444 | 0 | 0 | 26209878.1444 | 0
N.E. Lacombe 212S | 813 | 138 | 25 | 212S | 5363344.9628 | AltaLink | 2017 | 0% | 0% | 1.672% | 3.343% | 3.343% | 3.343% | 5097364.8919 | 0% | 100% | 0% | 0 | 5097364.8919 | 0 | 0 | 0 | 0 | 5097364.8919
New 240/138kV Substation Hazelwood 287S | 813 | 240 | 0 | 287S | 19156315.5193 | AltaLink | 2017 | 0% | 0% | 1.672% | 3.343% | 3.343% | 3.343% | 18206311.7071 | 0% | 0% | 100% | 0 | 0 | 18206311.7071 | 18206311.7071 | 0 | 0 | 0
New 240/138kV Substation Johnson 281S | 813 | 240 | 138 | 281S | 20096056.3432 | AltaLink | 2017 | 0% | 0% | 1.672% | 3.343% | 3.343% | 3.343% | 19099448.717 | 0% | 0% | 100% | 0 | 0 | 19099448.717 | 0 | 0 | 19099448.717 | 0
New 240/138kV Substation Wolf Creek 288S | 813 | 240 | 138 | 288S | 16806672.4872 | AltaLink | 2017 | 0% | 0% | 1.672% | 3.343% | 3.343% | 3.343% | 15973192.6399 | 0% | 0% | 100% | 0 | 0 | 15973192.6399 | 0 | 0 | 15973192.6399 | 0
New additions at Gaetz 87S | 813 | 240 | 138 | 87S | 2595668.4901 | AltaLink | 2017 | 0% | 0% | 1.672% | 3.343% | 3.343% | 3.343% | 2466943.5817 | 0% | 0% | 100% | 0 | 0 | 2466943.5817 | 0 | 0 | 2466943.5817 | 0
New additions at N.E Lacombe 212S | 813 | 138 | 25 | 212S | 3773036.0916 | AltaLink | 2017 | 0% | 0% | 1.672% | 3.343% | 3.343% | 3.343% | 3585922.9348 | 0% | 100% | 0% | 0 | 3585922.9348 | 0 | 0 | 0 | 0 | 3585922.9348
New Additions at North Red Deer 217S | 813 | 138 | 25 | 217S | 1453039.2523 | AltaLink | 2017 | 0% | 0% | 1.672% | 3.343% | 3.343% | 3.343% | 1380979.8405 | 0% | 100% | 0% | 0 | 1380979.8405 | 0 | 0 | 0 | 0 | 1380979.8405
New Additions at North Red Deer 217S (dev10) | 813 | 138 | 25 | 217S | 1479296.807 | AltaLink | 2017 | 0% | 0% | 1.672% | 3.343% | 3.343% | 3.343% | 1405935.2253 | 0% | 100% | 0% | 0 | 1405935.2253 | 0 | 0 | 0 | 0 | 1405935.2253
North Red Deer 217S | 813 | 138 | 25 | 217S | 187594.2578 | AltaLink | 2017 | 0% | 0% | 1.672% | 3.343% | 3.343% | 3.343% | 178291.0461 | 0% | 100% | 0% | 0 | 178291.0461 | 0 | 0 | 0 | 0 | 178291.0461
Olds 55S (GD Hazel) | 813 | 138 | 25 | 55S | 98109.9688 | AltaLink | 2017 | 0% | 0% | 1.672% | 3.343% | 3.343% | 3.343% | 93244.4797 | 0% | 100% | 0% | 0 | 93244.4797 | 0 | 0 | 0 | 0 | 93244.4797
Olds 55S (GD Johnson) | 813 | 240 | 25 | 55S | 390718.6478 | AltaLink | 2017 | 0% | 0% | 1.672% | 3.343% | 3.343% | 3.343% | 371342.0509 | 0% | 100% | 0% | 0 | 371342.0509 | 0 | 0 | 0 | 0 | 371342.0509
Piper Creek 247S | 813 | 138 | 138 | 247S | 1998667.7937 | AltaLink | 2017 | 0% | 0% | 1.672% | 3.343% | 3.343% | 3.343% | 1899549.4626 | 0% | 0% | 100% | 0 | 0 | 1899549.4626 | 0 | 0 | 1899549.4626 | 0
Ponoka 331S | 813 | 138 | 25 | 331S | 3179107.2357 | AltaLink | 2017 | 0% | 0% | 1.672% | 3.343% | 3.343% | 3.343% | 3021448.3169 | 0% | 100% | 0% | 0 | 3021448.3169 | 0 | 0 | 0 | 0 | 3021448.3169
Prentiss 276S | 813 | 138 | 25 | 276S | 4288175.2446 | AltaLink | 2017 | 0% | 0% | 1.672% | 3.343% | 3.343% | 3.343% | 4075515.2043 | 0% | 0% | 100% | 0 | 0 | 4075515.2043 | 0 | 0 | 0 | 4075515.2043
RAS in 256S_(v2) | 813 | 138 | 25 | 256S | 140996.1225 | AltaLink | 2017 | 0% | 0% | 1.672% | 3.343% | 3.343% | 3.343% | 134003.8147 | 54.51% | 45.49% | 0% | 73046.8103 | 60957.0044 | 0 | 0 | 73046.8103 | 0 | 60957.0044
Red Deer 217S | 813 | 138 | 25 | 217S | 2898997.8883 | AltaLink | 2017 | 0% | 0% | 1.672% | 3.343% | 3.343% | 3.343% | 2755230.208 | 0% | 100% | 0% | 0 | 2755230.208 | 0 | 0 | 0 | 0 | 2755230.208
Red Deer 63S (648L) | 813 | 138 | 25 | 63S | 759143.1181 | AltaLink | 2017 | 0% | 0% | 1.672% | 3.343% | 3.343% | 3.343% | 721495.5415 | 0% | 100% | 0% | 0 | 721495.5415 | 0 | 0 | 0 | 0 | 721495.5415
Red Deer 63S (755/427L) | 813 | 138 | 25 | 63S | 682001.5541 | AltaLink | 2017 | 0% | 0% | 1.672% | 3.343% | 3.343% | 3.343% | 648179.5973 | 0% | 100% | 0% | 0 | 648179.5973 | 0 | 0 | 0 | 0 | 648179.5973
Red Deer 63S (80/426L) | 813 | 138 | 25 | 63S | 1044917.5483 | AltaLink | 2017 | 0% | 0% | 1.672% | 3.343% | 3.343% | 3.343% | 993097.7892 | 0% | 100% | 0% | 0 | 993097.7892 | 0 | 0 | 0 | 0 | 993097.7892
Red Deer 63S (GD Hazel) | 813 | 240 | 25 | 63S | 406209.6955 | AltaLink | 2017 | 0% | 0% | 1.672% | 3.343% | 3.343% | 3.343% | 386064.8634 | 0% | 100% | 0% | 0 | 386064.8634 | 0 | 0 | 0 | 0 | 386064.8634
Red Deer 63S (GD Wolf) | 813 | 240 | 25 | 63S | 89503.8312 | AltaLink | 2017 | 0% | 0% | 1.672% | 3.343% | 3.343% | 3.343% | 85065.1394 | 0% | 100% | 0% | 0 | 85065.1394 | 0 | 0 | 0 | 0 | 85065.1394
Shell Caroline 378S RAS_(v2) | 813 | 138 | 25 | 378S | 107820.5642 | AltaLink | 2017 | 0% | 0% | 1.672% | 3.343% | 3.343% | 3.343% | 102473.5054 | 31.21% | 68.79% | 0% | 31978.9113 | 70494.5941 | 0 | 0 | 31978.9113 | 0 | 70494.5941
South Red Deer 194S (80/425L) | 813 | 138 | 138 | 194S | 1236018.2408 | AltaLink | 2017 | 0% | 0% | 1.672% | 3.343% | 3.343% | 3.343% | 1174721.3782 | 0% | 0% | 100% | 0 | 0 | 1174721.3782 | 0 | 0 | 1174721.3782 | 0
South Red Deer 194S (80/426L) | 813 | 138 | 138 | 194S | 1628738.9301 | AltaLink | 2017 | 0% | 0% | 1.672% | 3.343% | 3.343% | 3.343% | 1547966.1849 | 0% | 0% | 100% | 0 | 0 | 1547966.1849 | 0 | 0 | 1547966.1849 | 0
Substation Harmattan 256S_(v2) | 813 | 138 | 25 | 256S | 5094521.6606 | AltaLink | 2017 | 0% | 0% | 1.672% | 3.343% | 3.343% | 3.343% | 4841873.1284 | 54.51% | 45.49% | 0% | 2639353.1306 | 2202519.9978 | 0 | 0 | 2639353.1306 | 0 | 2202519.9978
Substation Johnson 281S_(v2) | 813 | 240 | 138 | 281S | 841829.7901 | AltaLink | 2017 | 0% | 0% | 1.672% | 3.343% | 3.343% | 3.343% | 800081.5996 | 0% | 0% | 100% | 0 | 0 | 800081.5996 | 0 | 0 | 800081.5996 | 0
Sundre 575S RAS_(v2) | 813 | 138 | 25 | 575S | 109894.0366 | AltaLink | 2017 | 0% | 0% | 1.672% | 3.343% | 3.343% | 3.343% | 104444.1497 | 0% | 100% | 0% | 0 | 104444.1497 | 0 | 0 | 0 | 0 | 104444.1497
Sylvan Lake 580S | 813 | 138 | 25 | 580S | 932711.637 | AltaLink | 2017 | 0% | 0% | 1.672% | 3.343% | 3.343% | 3.343% | 886456.4159 | 0% | 100% | 0% | 0 | 886456.4159 | 0 | 0 | 0 | 0 | 886456.4159
Waiparous 639S | 813 | 240 | 0 | 639S | 957002.503 | AltaLink | 2017 | 0% | 0% | 1.672% | 3.343% | 3.343% | 3.343% | 909542.6444 | 0% | 0% | 100% | 0 | 0 | 909542.6444 | 909542.6444 | 0 | 0 | 0
Wolf Creek 288S | 813 | 240 | 138 | 288S | 35639737.099 | AltaLink | 2017 | 0% | 0% | 1.672% | 3.343% | 3.343% | 3.343% | 33872284.1628 | 0% | 0% | 100% | 0 | 0 | 33872284.1628 | 0 | 0 | 33872284.1628 | 0
Acheson 305S | 850 | 138 | 25 | 305S | 8772223.6609 | AltaLink | 2017 | 0% | 0% | 1.672% | 3.343% | 3.343% | 3.343% | 8337189.799 | 0% | 100% | 0% | 0 | 8337189.799 | 0 | 0 | 0 | 0 | 8337189.799
Bardo 197S | 850 | 138 | 138 | 197S | 1637012.1502 | AltaLink | 2017 | 0% | 0% | 1.672% | 3.343% | 3.343% | 3.343% | 1555829.1178 | 0% | 0% | 100% | 0 | 0 | 1555829.1178 | 0 | 0 | 1555829.1178 | 0
Bigstone 86S | 850 | 240 | 138 | 86S | 413798.7758 | AltaLink | 2017 | 0% | 0% | 1.672% | 3.343% | 3.343% | 3.343% | 393277.5845 | 0% | 0% | 100% | 0 | 0 | 393277.5845 | 0 | 0 | 393277.5845 | 0
Bilby 105S | 850 | 138 | 25 | 105S | 109864.1935 | AltaLink | 2017 | 0% | 0% | 1.672% | 3.343% | 3.343% | 3.343% | 104415.7865 | 0% | 100% | 0% | 0 | 104415.7865 | 0 | 0 | 0 | 0 | 104415.7865
Bretona 45S | 850 | 138 | 25 | 45S | 22946.8712 | AltaLink | 2017 | 0% | 0% | 1.672% | 3.343% | 3.343% | 3.343% | 21808.8854 | 0% | 100% | 0% | 0 | 21808.8854 | 0 | 0 | 0 | 0 | 21808.8854
Carvel 432S | 850 | 138 | 25 | 432S | 125476.4137 | AltaLink | 2017 | 0% | 0% | 1.672% | 3.343% | 3.343% | 3.343% | 119253.7624 | 0% | 100% | 0% | 0 | 119253.7624 | 0 | 0 | 0 | 0 | 119253.7624
Cooking Lake 522S | 850 | 138 | 25 | 522S | 6420665.4816 | AltaLink | 2017 | 0% | 0% | 1.672% | 3.343% | 3.343% | 3.343% | 6102250.561 | 0% | 100% | 0% | 0 | 6102250.561 | 0 | 0 | 0 | 0 | 6102250.561
East Camrose 285S | 850 | 138 | 25 | 285S | 22946.8712 | AltaLink | 2017 | 0% | 0% | 1.672% | 3.343% | 3.343% | 3.343% | 21808.8854 | 0% | 100% | 0% | 0 | 21808.8854 | 0 | 0 | 0 | 0 | 21808.8854
East Edmonton 38S | 850 | 240 | 25 | 38S | 101645.4381 | AltaLink | 2017 | 0% | 0% | 1.672% | 3.343% | 3.343% | 3.343% | 96604.6173 | 0% | 100% | 0% | 0 | 96604.6173 | 0 | 0 | 0 | 0 | 96604.6173
East Edmonton 38S dev3 | 850 | 240 | 25 | 38S | 98365.1454 | AltaLink | 2017 | 0% | 0% | 1.672% | 3.343% | 3.343% | 3.343% | 93487.0015 | 0% | 100% | 0% | 0 | 93487.0015 | 0 | 0 | 0 | 0 | 93487.0015
Ellerslie 89S | 850 | 500 | 240 | 89S | 655238.9439 | AltaLink | 2017 | 0% | 0% | 1.672% | 3.343% | 3.343% | 3.343% | 622744.2038 | 0% | 0% | 100% | 0 | 0 | 622744.2038 | 0 | 622744.2038 | 0 | 0
Harry smith 376S | 850 | 240 | 138 | 376S | 55595620.8305 | AltaLink | 2017 | 0% | 0% | 1.672% | 3.343% | 3.343% | 3.343% | 52838511.7362 | 0% | 0% | 100% | 0 | 0 | 52838511.7362 | 0 | 0 | 52838511.7362 | 0
Keephills 320P | 850 | 500 | 25 | 320P | 507255.814 | AltaLink | 2017 | 0% | 0% | 1.672% | 3.343% | 3.343% | 3.343% | 482099.8827 | 96.2% | 3.796% | 0% | 463797.0691 | 18302.8136 | 0 | 0 | 463797.0691 | 0 | 18302.8136
Keephills 320P | 850 | 500 | 25 | 320P | 507255.814 | AltaLink | 2017 | 0% | 0% | 1.672% | 3.343% | 3.343% | 3.343% | 482099.8827 | 96.2% | 3.796% | 0% | 463797.0691 | 18302.8136 | 0 | 0 | 463797.0691 | 0 | 18302.8136
Leduc 325S | 850 | 138 | 25 | 325S | 3055561.359 | AltaLink | 2017 | 0% | 0% | 1.672% | 3.343% | 3.343% | 3.343% | 2904029.3519 | 0% | 100% | 0% | 0 | 2904029.3519 | 0 | 0 | 0 | 0 | 2904029.3519
Nisku 149S | 850 | 138 | 25 | 149S | 4164342.0352 | AltaLink | 2017 | 0% | 0% | 1.672% | 3.343% | 3.343% | 3.343% | 3957823.1561 | 0% | 100% | 0% | 0 | 3957823.1561 | 0 | 0 | 0 | 0 | 3957823.1561
Petrolia 816S | 850 | 240 | 25 | 816S | 171568 | EPCOR | 2017 | 0% | 0% | 2.057% | 4.115% | 4.115% | 4.115% | 161124.4107 | 0% | 0% | 100% | 0 | 0 | 161124.4107 | 0 | 0 | 0 | 161124.4107
Saunders Lake 289S | 850 | 240 | 138 | 289S | 59647159.8791 | AltaLink | 2017 | 0% | 0% | 1.672% | 3.343% | 3.343% | 3.343% | 56689126.0539 | 0% | 0% | 100% | 0 | 0 | 56689126.0539 | 0 | 0 | 56689126.0539 | 0
Spruce Grove 595S | 850 | 138 | 25 | 595S | 83551.6546 | AltaLink | 2017 | 0% | 0% | 1.672% | 3.343% | 3.343% | 3.343% | 79408.1443 | 0% | 100% | 0% | 0 | 79408.1443 | 0 | 0 | 0 | 0 | 79408.1443
Stony Plain 434S | 850 | 138 | 25 | 434S | 1277016.6255 | AltaLink | 2017 | 0% | 0% | 1.672% | 3.343% | 3.343% | 3.343% | 1213686.5629 | 0% | 100% | 0% | 0 | 1213686.5629 | 0 | 0 | 0 | 0 | 1213686.5629
Viscount 92S | 850 | 138 | 25 | 92S | 84454.7312 | AltaLink | 2017 | 0% | 0% | 1.672% | 3.343% | 3.343% | 3.343% | 80266.4353 | 0% | 100% | 0% | 0 | 80266.4353 | 0 | 0 | 0 | 0 | 80266.4353
Wetaskiwin 40S | 850 | 138 | 25 | 40S | 1153188.8957 | AltaLink | 2017 | 0% | 0% | 1.672% | 3.343% | 3.343% | 3.343% | 1095999.7225 | 0% | 100% | 0% | 0 | 1095999.7225 | 0 | 0 | 0 | 0 | 1095999.7225
Wolf Creek 288S | 850 | 240 | 138 | 288S | 475507.7409 | AltaLink | 2017 | 0% | 0% | 1.672% | 3.343% | 3.343% | 3.343% | 451926.2664 | 0% | 0% | 100% | 0 | 0 | 451926.2664 | 0 | 0 | 451926.2664 | 0
Enmax No. 5 | 859 | 138 | 25 | SS-5 | 37991871.5915 | ENMAX | 2015 | 1.393% | 2.786% | 2.786% | 2.786% | 2.786% | 2.786% | 34418333.5193 | 0% | 100% | 0% | 0 | 34418333.5193 | 0 | 0 | 0 | 0 | 34418333.5193
Foothills 237S | 882 | 240 | 138 | 237S | 358753.3316 | AltaLink | 2015 | 1.723% | 3.343% | 3.343% | 3.343% | 3.343% | 3.343% | 318377.9531 | 0% | 0% | 100% | 0 | 0 | 318377.9531 | 0 | 0 | 318377.9531 | 0
Peigan 59S | 882 | 240 | 138 | 59S | 309435.0176 | AltaLink | 2015 | 1.723% | 3.343% | 3.343% | 3.343% | 3.343% | 3.343% | 274610.098 | 0% | 0% | 100% | 0 | 0 | 274610.098 | 0 | 0 | 274610.098 | 0
Station - Stavely Series Capacitor SC1 266S | 882 | 240 | 240 | 266S | 42547759.9694 | AltaLink | 2015 | 1.723% | 3.343% | 3.343% | 3.343% | 3.343% | 3.343% | 37759283.4347 | 0% | 0% | 100% | 0 | 0 | 37759283.4347 | 0 | 37759283.4347 | 0 | 0
Windy Flats 138S | 882 | 240 | 138 | 138S | 73372187.6476 | AltaLink | 2015 | 1.723% | 3.343% | 3.343% | 3.343% | 3.343% | 3.343% | 65114620.1729 | 0% | 0% | 100% | 0 | 0 | 65114620.1729 | 0 | 0 | 65114620.1729 | 0
Bowmanton 244S 138kV | 888 | 240 | 138 | 244S | 31598804.4676 | AltaLink | 2016 | 0% | 1.672% | 3.343% | 3.343% | 3.343% | 3.343% | 29027666.3689 | 0% | 0% | 100% | 0 | 0 | 29027666.3689 | 0 | 0 | 29027666.3689 | 0
Bullshead 523S | 888 | 240 | 25 | 523S | 1075414.0279 | AltaLink | 2016 | 0% | 1.672% | 3.343% | 3.343% | 3.343% | 3.343% | 987909.5155 | 0% | 100% | 0% | 0 | 987909.5155 | 0 | 0 | 0 | 0 | 987909.5155
Burdett 368S line protection | 888 | 138 | 25 | 368S | 300701.1676 | AltaLink | 2016 | 0% | 1.672% | 3.343% | 3.343% | 3.343% | 3.343% | 276233.6524 | 0% | 100% | 0% | 0 | 276233.6524 | 0 | 0 | 0 | 0 | 276233.6524
Chappice Lake 649S | 888 | 138 | 25 | 649S | 51845.0289 | AltaLink | 2016 | 0% | 1.672% | 3.343% | 3.343% | 3.343% | 3.343% | 47626.4918 | 0% | 100% | 0% | 0 | 47626.4918 | 0 | 0 | 0 | 0 | 47626.4918
Cypress 562S line protection | 888 | 240 | 138 | 562S | 142203.5078 | AltaLink | 2016 | 0% | 1.672% | 3.343% | 3.343% | 3.343% | 3.343% | 130632.6632 | 0% | 0% | 100% | 0 | 0 | 130632.6632 | 0 | 0 | 130632.6632 | 0
Medicine Hat 41S | 888 | 138 | 69 | 41S | 1193916.9511 | AltaLink | 2016 | 0% | 1.672% | 3.343% | 3.343% | 3.343% | 3.343% | 1096770.0681 | 79.69% | 20.31% | 0% | 873988.648 | 222781.4201 | 0 | 0 | 873988.648 | 0 | 222781.4201
Suffield 895S line protection | 888 | 138 | 25 | 895S | 103690.0578 | AltaLink | 2016 | 0% | 1.672% | 3.343% | 3.343% | 3.343% | 3.343% | 95252.9836 | 23.38% | 76.62% | 0% | 22268.3772 | 72984.6064 | 0 | 0 | 22268.3772 | 0 | 72984.6064
Birchwood Creek 960S | 948 | 240 | 240 | 960S | 13129855.568 | ATCO | 2015 | 1.222% | 2.463% | 2.435% | 2.435% | 2.435% | 2.435% | 12041386.9475 | 0% | 0% | 100% | 0 | 0 | 12041386.9475 | 0 | 12041386.9475 | 0 | 0
0244S Bowmanton180 | 737 | 240 | 138 | 244S | 598925.2053 | AltaLink | 2015 | 1.723% | 3.343% | 3.343% | 3.343% | 3.343% | 3.343% | 531520.0283 | 0% | 0% | 100% | 0 | 0 | 531520.0283 | 0 | 0 | 531520.0283 | 0
089S Ellerslie180 | 737 | 240 | 240 | 89S | 701881.1316 | AltaLink | 2015 | 1.723% | 3.343% | 3.343% | 3.343% | 3.343% | 3.343% | 622888.9278 | 0% | 0% | 100% | 0 | 0 | 622888.9278 | 0 | 622888.9278 | 0 | 0
320P Keephills180 | 737 | 240 | 25 | 320P | 314443.8905 | AltaLink | 2015 | 1.723% | 3.343% | 3.343% | 3.343% | 3.343% | 3.343% | 279055.2545 | 96.2% | 3.796% | 0% | 268460.9845 | 10594.2699 | 0 | 0 | 268460.9845 | 0 | 10594.2699
324S Cassils180 | 737 | 240 | 240 | 324S | 1228267.796 | AltaLink | 2015 | 1.723% | 3.343% | 3.343% | 3.343% | 3.343% | 3.343% | 1090034.1611 | 0% | 0% | 100% | 0 | 0 | 1090034.1611 | 0 | 1090034.1611 | 0 | 0
356S Milo180 | 737 | 240 | 240 | 356S | 509558.7047 | AltaLink | 2015 | 1.723% | 3.343% | 3.343% | 3.343% | 3.343% | 3.343% | 452211.1522 | 0% | 0% | 100% | 0 | 0 | 452211.1522 | 0 | 452211.1522 | 0 | 0
Converter Station (Heathfield 2029S)180 | 737 | 500 | 500 | 2029S | 532569282.5 | ATCO | 2015 | 1.222% | 2.463% | 2.435% | 2.435% | 2.435% | 2.435% | 488419143.2037 | 0% | 0% | 100% | 0 | 0 | 488419143.2037 | 0 | 488419143.2037 | 0 | 0
Genesee 330P 961 | 737 | 500 | 240 | 330P | 107206.2819 | EPCOR | 2015 | 2.061% | 4.16% | 4.115% | 4.115% | 4.115% | 4.115% | 92518.6779 | 0% | 0% | 100% | 0 | 0 | 92518.6779 | 0 | 92518.6779 | 0 | 0
Heartland 12S180 | 737 | 500 | 240 | 12S | 33005662.7473 | AltaLink | 2015 | 1.723% | 3.343% | 3.343% | 3.343% | 3.343% | 3.343% | 29291087.8393 | 0% | 0% | 100% | 0 | 0 | 29291087.8393 | 0 | 29291087.8393 | 0 | 0
320P[2]_180 | 737 | 240 | 25 | 320P | 551841.8758 | AltaLink | 2015 | 1.723% | 3.343% | 3.343% | 3.343% | 3.343% | 3.343% | 489735.6245 | 96.2% | 3.796% | 0% | 471142.9218 | 18592.7028 | 0 | 0 | 471142.9218 | 0 | 18592.7028
330P_180 | 737 | 240 | 240 | 330P | 223583.1527 | AltaLink | 2015 | 1.723% | 3.343% | 3.343% | 3.343% | 3.343% | 3.343% | 198420.3079 | 0% | 0% | 100% | 0 | 0 | 198420.3079 | 0 | 198420.3079 | 0 | 0
74S_180 | 737 | 240 | 138 | 74S | 315408.5092 | AltaLink | 2015 | 1.723% | 3.343% | 3.343% | 3.343% | 3.343% | 3.343% | 279911.3115 | 0% | 0% | 100% | 0 | 0 | 279911.3115 | 0 | 0 | 279911.3115 | 0
89S_180 | 737 | 240 | 240 | 89S | 273015.7652 | AltaLink | 2015 | 1.723% | 3.343% | 3.343% | 3.343% | 3.343% | 3.343% | 242289.598 | 0% | 0% | 100% | 0 | 0 | 242289.598 | 0 | 242289.598 | 0 | 0
Bennett 503S Substation | 737 | 500 | 0 | 503S | 59049851.8609 | AltaLink | 2015 | 1.723% | 3.343% | 3.343% | 3.343% | 3.343% | 3.343% | 52404171.0962 | 0% | 0% | 100% | 0 | 0 | 52404171.0962 | 52404171.0962 | 0 | 0 | 0
Crossings 511S Substation | 737 | 500 | 240 | 511S | 248522285.1 | AltaLink | 2015 | 1.723% | 3.343% | 3.343% | 3.343% | 3.343% | 3.343% | 220552701.4746 | 0% | 0% | 100% | 0 | 0 | 220552701.4746 | 0 | 220552701.4746 | 0 | 0
Genesee 330P 962 | 737 | 500 | 240 | 330P | 418379.5331 | EPCOR | 2015 | 2.061% | 4.16% | 4.115% | 4.115% | 4.115% | 4.115% | 361060.1967 | 0% | 0% | 100% | 0 | 0 | 361060.1967 | 0 | 361060.1967 | 0 | 0
Langdon 102S Substation | 737 | 240 | 240 | 102S | 61400098.2397 | AltaLink | 2015 | 1.723% | 3.343% | 3.343% | 3.343% | 3.343% | 3.343% | 54489912.372 | 0% | 0% | 100% | 0 | 0 | 54489912.372 | 0 | 54489912.372 | 0 | 0
Milo 356S_180 | 737 | 240 | 240 | 356S | 403965.625 | AltaLink | 2015 | 1.723% | 3.343% | 3.343% | 3.343% | 3.343% | 3.343% | 358501.894 | 0% | 0% | 100% | 0 | 0 | 358501.894 | 0 | 358501.894 | 0 | 0
RPT1 17S_180 | 737 | 240 | 25 | 17S | 748276.1041 | AltaLink | 2015 | 1.723% | 3.343% | 3.343% | 3.343% | 3.343% | 3.343% | 664062.4447 | 0% | 100% | 0% | 0 | 664062.4447 | 0 | 0 | 0 | 0 | 664062.4447
RPT2- Jackville_180 | 737 | 240 | 0 | 0 | 440477.5493 | AltaLink | 2015 | 1.723% | 3.343% | 3.343% | 3.343% | 3.343% | 3.343% | 390904.6362 | 0% | 0% | 100% | 0 | 0 | 390904.6362 | 390904.6362 | 0 | 0 | 0
RPT3- Knob Hill_180 | 737 | 240 | 0 | 0 | 413456.9886 | AltaLink | 2015 | 1.723% | 3.343% | 3.343% | 3.343% | 3.343% | 3.343% | 366925.0657 | 0% | 0% | 100% | 0 | 0 | 366925.0657 | 366925.0657 | 0 | 0 | 0
Sunnybrook 510S Substation | 737 | 500 | 500 | 510S | 355813227.3 | AltaLink | 2015 | 1.723% | 3.343% | 3.343% | 3.343% | 3.343% | 3.343% | 315768738.6861 | 0% | 0% | 100% | 0 | 0 | 315768738.6861 | 0 | 315768738.6861 | 0 | 0
825S Whitefish Lake_v181 | 1101 | 240 | 240 | 825S | 53066.0772 | ATCO | 2016 | 0% | 1.232% | 2.435% | 2.435% | 2.435% | 2.435% | 49890.9339 | 0% | 0% | 100% | 0 | 0 | 49890.9339 | 0 | 49890.9339 | 0 | 0
898S Heart Lake_v181 | 1101 | 240 | 144 | 898S | 16501631.6806 | ATCO | 2016 | 0% | 1.232% | 2.435% | 2.435% | 2.435% | 2.435% | 15514276.9078 | 0% | 0% | 100% | 0 | 0 | 15514276.9078 | 0 | 0 | 15514276.9078 | 0
Black Spruce 154S mod 180 | 1101 | 240 | 240 | 154S | 412500.8589 | AltaLink | 2016 | 0% | 1.672% | 3.343% | 3.343% | 3.343% | 3.343% | 378936.4032 | 0% | 0% | 100% | 0 | 0 | 378936.4032 | 0 | 378936.4032 | 0 | 0
Black spruce substation 154S180 | 1101 | 240 | 240 | 154S | 26377454.7444 | AltaLink | 2016 | 0% | 1.672% | 3.343% | 3.343% | 3.343% | 3.343% | 24231168.5167 | 0% | 0% | 100% | 0 | 0 | 24231168.5167 | 0 | 24231168.5167 | 0 | 0
Christina Lake 723S upg 180 | 1101 | 240 | 25 | 723S | 3002680.4093 | AltaLink | 2016 | 0% | 1.672% | 3.343% | 3.343% | 3.343% | 3.343% | 2758357.6848 | 0% | 100% | 0% | 0 | 2758357.6848 | 0 | 0 | 0 | 0 | 2758357.6848
Conklin 762S180 | 1101 | 240 | 25 | 762S | 17282.9301 | AltaLink | 2016 | 0% | 1.672% | 3.343% | 3.343% | 3.343% | 3.343% | 15876.649 | 92.31% | 7.692% | 0% | 14655.3683 | 1221.2807 | 0 | 0 | 14655.3683 | 0 | 1221.2807
Ipiatik 167S 180 | 1101 | 240 | 138 | 167S | 51249492.0178 | AltaLink | 2016 | 0% | 1.672% | 3.343% | 3.343% | 3.343% | 3.343% | 47079412.6845 | 0% | 0% | 100% | 0 | 0 | 47079412.6845 | 0 | 0 | 47079412.6845 | 0
Jackfish 698S mod 180 | 1101 | 240 | 25 | 698S | 485910.4957 | AltaLink | 2016 | 0% | 1.672% | 3.343% | 3.343% | 3.343% | 3.343% | 446372.8294 | 0% | 0% | 100% | 0 | 0 | 446372.8294 | 0 | 0 | 0 | 446372.8294
Jackfish 698S180 | 1101 | 240 | 25 | 698S | 17282.9301 | AltaLink | 2016 | 0% | 1.672% | 3.343% | 3.343% | 3.343% | 3.343% | 15876.649 | 0% | 0% | 100% | 0 | 0 | 15876.649 | 0 | 0 | 0 | 15876.649
Pike 170S mod 180 | 1101 | 240 | 138 | 170S | 31472.7351 | AltaLink | 2016 | 0% | 1.672% | 3.343% | 3.343% | 3.343% | 3.343% | 28911.8551 | 0% | 0% | 100% | 0 | 0 | 28911.8551 | 0 | 0 | 28911.8551 | 0
Pike 170S180 | 1101 | 240 | 138 | 170S | 49648445.3397 | AltaLink | 2016 | 0% | 1.672% | 3.343% | 3.343% | 3.343% | 3.343% | 45608640.3058 | 0% | 0% | 100% | 0 | 0 | 45608640.3058 | 0 | 0 | 45608640.3058 | 0
Winefred 818S mod 180 | 1101 | 240 | 25 | 818S | 467632.8514 | AltaLink | 2016 | 0% | 1.672% | 3.343% | 3.343% | 3.343% | 3.343% | 429582.4042 | 0% | 100% | 0% | 0 | 429582.4042 | 0 | 0 | 0 | 0 | 429582.4042
ENMAX No. 47 | 1107 | 138 | 25 | SS-47 | 9408588 | AltaLink | 2015 | 1.723% | 3.343% | 3.343% | 3.343% | 3.343% | 3.343% | 8349711.977 | 0% | 0% | 100% | 0 | 0 | 8349711.977 | 0 | 0 | 0 | 8349711.977
Carseland 525S_180 | 1117 | 138 | 25 | 525S | 179071.0208 | AltaLink | 2015 | 1.723% | 3.343% | 3.343% | 3.343% | 3.343% | 3.343% | 158917.7299 | 73.46% | 26.54% | 0% | 116743.9706 | 42173.7594 | 0 | 0 | 116743.9706 | 0 | 42173.7594
Enmax No. 25_v180 | 1117 | 240 | 25 | SS-25 | 712675.2914 | ENMAX | 2015 | 1.393% | 2.786% | 2.786% | 2.786% | 2.786% | 2.786% | 645640.629 | 97.59% | 2.408% | 4.857e-15% | 630091.9441 | 15548.6849 | 3.136e-11 | 0 | 630091.9441 | 0 | 15548.6849
Enmax No. 65_v180 | 1117 | 240 | 138 | SS-65 | 3684124.7086 | ENMAX | 2015 | 1.393% | 2.786% | 2.786% | 2.786% | 2.786% | 2.786% | 3337593.744 | 0% | 0% | 100% | 0 | 0 | 3337593.744 | 0 | 0 | 3337593.744 | 0
Foothills 237S 138kV_180 | 1117 | 240 | 138 | 237S | 50320527.6379 | AltaLink | 2015 | 1.723% | 3.343% | 3.343% | 3.343% | 3.343% | 3.343% | 44657276.13 | 0% | 0% | 100% | 0 | 0 | 44657276.13 | 0 | 0 | 44657276.13 | 0
Foothills 237S_180 | 1117 | 240 | 138 | 237S | 7942848.7389 | AltaLink | 2015 | 1.723% | 3.343% | 3.343% | 3.343% | 3.343% | 3.343% | 7048932.2359 | 0% | 0% | 100% | 0 | 0 | 7048932.2359 | 0 | 0 | 7048932.2359 | 0
High River 65S_180 | 1117 | 138 | 25 | 65S | 7010473.3837 | AltaLink | 2015 | 1.723% | 3.343% | 3.343% | 3.343% | 3.343% | 3.343% | 6221489.7259 | 0% | 100% | 0% | 0 | 6221489.7259 | 0 | 0 | 0 | 0 | 6221489.7259
Janet 74S expansion_(v180) | 1117 | 240 | 138 | 74S | 26955252.7694 | AltaLink | 2015 | 1.723% | 3.343% | 3.343% | 3.343% | 3.343% | 3.343% | 23921612.5622 | 0% | 0% | 100% | 0 | 0 | 23921612.5622 | 0 | 0 | 23921612.5622 | 0
Langdon 102S_(v180) | 1117 | 500 | 240 | 102S | 26111161.3042 | AltaLink | 2015 | 1.723% | 3.343% | 3.343% | 3.343% | 3.343% | 3.343% | 23172518.1585 | 0% | 0% | 100% | 0 | 0 | 23172518.1585 | 0 | 23172518.1585 | 0 | 0
Okotok 678S_180 | 1117 | 138 | 25 | 678S | 5976888.0182 | AltaLink | 2015 | 1.723% | 3.343% | 3.343% | 3.343% | 3.343% | 3.343% | 5304227.7407 | 0% | 100% | 0% | 0 | 5304227.7407 | 0 | 0 | 0 | 0 | 5304227.7407
2060S Engstrom Substation | 1128 | 144 | 25 | 2060S | 3013835.5297 | ATCO | 2015 | 1.222% | 2.463% | 2.435% | 2.435% | 2.435% | 2.435% | 2763987.7393 | 0% | 100% | 0% | 0 | 2763987.7393 | 0 | 0 | 0 | 0 | 2763987.7393
856S Kinosis Substation | 1128 | 240 | 25 | 856S | 26494192.5722 | ATCO | 2015 | 1.222% | 2.463% | 2.435% | 2.435% | 2.435% | 2.435% | 24297816.7558 | 0% | 100% | 0% | 0 | 24297816.7558 | 0 | 0 | 0 | 0 | 24297816.7558
989S Quigley substation | 1128 | 144 | 25 | 989S | 2933649.2336 | ATCO | 2015 | 1.222% | 2.463% | 2.435% | 2.435% | 2.435% | 2.435% | 2690448.9091 | 0% | 100% | 0% | 0 | 2690448.9091 | 0 | 0 | 0 | 0 | 2690448.9091
Engstorm 2060S substation | 1128 | 144 | 25 | 2060S | 25809473.342 | ATCO | 2015 | 1.222% | 2.463% | 2.435% | 2.435% | 2.435% | 2.435% | 23669860.9372 | 0% | 100% | 0% | 0 | 23669860.9372 | 0 | 0 | 0 | 0 | 23669860.9372
Construction of a new switching station, Birchwood Creek 2060S 180day | 1180 | 240 | 25 | 2060S | 0 | ATCO | 2100 | 0% | 0% | 0% | 0% | 0% | 0% | 0 | 0% | 100% | 0% | 0 | 0 | 0 | 0 | 0 | 0 | 0
Ells River 2079S | 1180 | 240 | 240 | 2079S | 0 | ATCO | 2100 | 0% | 0% | 0% | 0% | 0% | 0% | 0 | 0% | 0% | 100% | 0 | 0 | 0 | 0 | 0 | 0 | 0
Modify Dover 888S substation | 1180 | 240 | 240 | 888S | 0 | ATCO | 2100 | 0% | 0% | 0% | 0% | 0% | 0% | 0 | 0% | 0% | 100% | 0 | 0 | 0 | 0 | 0 | 0 | 0
Modify Joslyn 849S substation | 1180 | 240 | 25 | 849S | 0 | ATCO | 2100 | 0% | 0% | 0% | 0% | 0% | 0% | 0 | 0% | 100% | 0% | 0 | 0 | 0 | 0 | 0 | 0 | 0
New Ells River 2079S switching station | 1180 | 240 | 240 | 2079S | 0 | ATCO | 2100 | 0% | 0% | 0% | 0% | 0% | 0% | 0 | 0% | 0% | 100% | 0 | 0 | 0 | 0 | 0 | 0 | 0
Dawes | 1186 | 240 | 0 | 0 | 75896.276 | ATCO | 2018 | 0% | 0% | 0% | 1.218% | 2.435% | 2.435% | 74972.1805 | 0% | 0% | 100% | 0 | 0 | 74972.1805 | 74972.1805 | 0 | 0 | 0
Dover | 1186 | 240 | 0 | 0 | 107010.6695 | ATCO | 2018 | 0% | 0% | 0% | 1.218% | 2.435% | 2.435% | 105707.7324 | 0% | 0% | 100% | 0 | 0 | 105707.7324 | 105707.7324 | 0 | 0 | 0
Ruth Lake sub | 1186 | 240 | 0 | 0 | 75646.1464 | ATCO | 2018 | 0% | 0% | 0% | 1.218% | 2.435% | 2.435% | 74725.0964 | 0% | 0% | 100% | 0 | 0 | 74725.0964 | 74725.0964 | 0 | 0 | 0
Thickwood Hills 951S substation | 1186 | 240 | 240 | 951S | 36719404.286 | ATCO | 2018 | 0% | 0% | 0% | 1.218% | 2.435% | 2.435% | 36272317.3304 | 0% | 0% | 100% | 0 | 0 | 36272317.3304 | 0 | 36272317.3304 | 0 | 0
Thickwood Hills 951S substation_SVS | 1186 | 240 | 240 | 951S | 35229814.2624 | ATCO | 2018 | 0% | 0% | 0% | 1.218% | 2.435% | 2.435% | 34800864.2097 | 0% | 0% | 100% | 0 | 0 | 34800864.2097 | 0 | 34800864.2097 | 0 | 0
Steele 2016S | 1250 | 144 | 144 | 2016S | 7531332.8673 | ATCO | 2017 | 0% | 0% | 1.218% | 2.435% | 2.435% | 2.435% | 7258466.6074 | 0% | 0% | 100% | 0 | 0 | 7258466.6074 | 0 | 0 | 7258466.6074 | 0
Vegreville 709S | 1250 | 138 | 25 | 709S | 153452.1755 | ATCO | 2017 | 0% | 0% | 1.218% | 2.435% | 2.435% | 2.435% | 147892.4795 | 0% | 100% | 0% | 0 | 147892.4795 | 0 | 0 | 0 | 0 | 147892.4795
Vermillion 710S | 1250 | 144 | 25 | 710S | 796710.4558 | ATCO | 2017 | 0% | 0% | 1.218% | 2.435% | 2.435% | 2.435% | 767844.9938 | 0% | 100% | 0% | 0 | 767844.9938 | 0 | 0 | 0 | 0 | 767844.9938
Vincent 2019S | 1250 | 144 | 25 | 2019S | 2371467.6462 | ATCO | 2017 | 0% | 0% | 1.218% | 2.435% | 2.435% | 2.435% | 2285547.462 | 0% | 0% | 100% | 0 | 0 | 2285547.462 | 0 | 0 | 0 | 2285547.462
Grist Lake 190S Substation A | 1258 | 138 | 25 | 190S | 41252104.1865 | AltaLink | 2019 | 0% | 0% | 0% | 0% | 1.672% | 3.343% | 0 | 0% | 0% | 100% | 0 | 0 | 0 | 0 | 0 | 0 | 0
Pike 170S Substation A | 1258 | 138 | 138 | 170S | 4886932.8274 | AltaLink | 2019 | 0% | 0% | 0% | 0% | 1.672% | 3.343% | 0 | 0% | 0% | 100% | 0 | 0 | 0 | 0 | 0 | 0 | 0
Chinook 181S substation[v180] | 1260 | 240 | 25 | 181S | 10887667.6974 | ENMAX | 2016 | 0% | 1.393% | 2.786% | 2.786% | 2.786% | 2.786% | 10146208.2711 | 0% | 0% | 100% | 0 | 0 | 10146208.2711 | 0 | 0 | 0 | 10146208.2711
North Lethbridge 370s substation | 1260 | 240 | 25 | 370S | 484549.8083 | AltaLink | 2016 | 0% | 1.672% | 3.343% | 3.343% | 3.343% | 3.343% | 445122.8587 | 0% | 100% | 0% | 0 | 445122.8587 | 0 | 0 | 0 | 0 | 445122.8587
Gaetz 87S | 1263 | 240 | 138 | 87S | 452029.4118 | AltaLink | 2016 | 0% | 1.672% | 3.343% | 3.343% | 3.343% | 3.343% | 415248.5885 | 0% | 0% | 100% | 0 | 0 | 415248.5885 | 0 | 0 | 415248.5885 | 0
North Red Deer 217S | 1263 | 138 | 25 | 217S | 369088.2353 | AltaLink | 2016 | 0% | 1.672% | 3.343% | 3.343% | 3.343% | 3.343% | 339056.1869 | 0% | 100% | 0% | 0 | 339056.1869 | 0 | 0 | 0 | 0 | 339056.1869
Algar Substation 875S_180 | 1267 | 144 | 25 | 875S | 3416800.4605 | ATCO | 2015 | 1.222% | 2.463% | 2.435% | 2.435% | 2.435% | 2.435% | 3133546.7671 | 0% | 100% | 0% | 0 | 3133546.7671 | 0 | 0 | 0 | 0 | 3133546.7671
Dawes Substation 2011S_180 | 1267 | 240 | 144 | 2011S | 30016954.6003 | ATCO | 2015 | 1.222% | 2.463% | 2.435% | 2.435% | 2.435% | 2.435% | 27528540.8476 | 0% | 0% | 100% | 0 | 0 | 27528540.8476 | 0 | 0 | 27528540.8476 | 0
Dover Substation 888S_180 | 1267 | 240 | 240 | 888S | 362081.2344 | ATCO | 2015 | 1.222% | 2.463% | 2.435% | 2.435% | 2.435% | 2.435% | 332064.6009 | 0% | 0% | 100% | 0 | 0 | 332064.6009 | 0 | 332064.6009 | 0 | 0
Gregoire Substation 883S_180 | 1267 | 138 | 25 | 883S | 89644.2738 | ATCO | 2015 | 1.222% | 2.463% | 2.435% | 2.435% | 2.435% | 2.435% | 82212.739 | 0% | 100% | 0% | 0 | 82212.739 | 0 | 0 | 0 | 0 | 82212.739
Hangingston Substation 820S_180 | 1267 | 138 | 25 | 820S | 147566.7927 | ATCO | 2015 | 1.222% | 2.463% | 2.435% | 2.435% | 2.435% | 2.435% | 135333.4652 | 0% | 100% | 0% | 0 | 135333.4652 | 0 | 0 | 0 | 0 | 135333.4652
MacMillan Substation 885S_180 | 1267 | 240 | 144 | 885S | 143610.552 | ATCO | 2015 | 1.222% | 2.463% | 2.435% | 2.435% | 2.435% | 2.435% | 131705.1979 | 0% | 0% | 100% | 0 | 0 | 131705.1979 | 0 | 0 | 131705.1979 | 0
Edwards Lake 189S preferred | 1287 | 240 | 25 | 189S | 36842122.5144 | AltaLink | 2019 | 0% | 0% | 0% | 0% | 1.672% | 3.343% | 0 | 0% | 0% | 100% | 0 | 0 | 0 | 0 | 0 | 0 | 0
Heart Lake 898S | 1287 | 240 | 144 | 898S | 267302.3699 | ATCO | 2019 | 0% | 0% | 0% | 0% | 1.218% | 2.435% | 0 | 0% | 0% | 100% | 0 | 0 | 0 | 0 | 0 | 0 | 0
Deerland 13S substation | 1289 | 138 | 138 | 13S | 3106833.1974 | AltaLink | 2017 | 0% | 0% | 1.672% | 3.343% | 3.343% | 3.343% | 2952758.5071 | 0% | 0% | 100% | 0 | 0 | 2952758.5071 | 0 | 0 | 2952758.5071 | 0
New Whitetail Peaking Station 976S(part of scope) | 1290 | 144 | 144 | 976S | 561275.4675 | ATCO | 2018 | 0% | 0% | 0% | 1.218% | 2.435% | 2.435% | 554441.5075 | 0% | 0% | 100% | 0 | 0 | 554441.5075 | 0 | 0 | 554441.5075 | 0
[Final]659S substation | 1294 | 69 | 25 | 659S | 4433924 | AltaLink | 2015 | 1.723% | 3.343% | 3.343% | 3.343% | 3.343% | 3.343% | 3934914.3918 | 54.09% | 45.91% | 0% | 2128430.9665 | 1806483.4253 | 0 | 0 | 2128430.9665 | 0 | 1806483.4253
659S substation | 1294 | 69 | 25 | 659S | 5633000 | AltaLink | 2015 | 1.723% | 3.343% | 3.343% | 3.343% | 3.343% | 3.343% | 4999042.1056 | 54.09% | 45.91% | 0% | 2704027.3208 | 2295014.7849 | 0 | 0 | 2704027.3208 | 0 | 2295014.7849
162SS | 1314 | 138 | 0 | 162SS | 16742409.7261 | ENMAX | 2015 | 1.393% | 2.786% | 2.786% | 2.786% | 2.786% | 2.786% | 15167608.6944 | 0% | 0% | 100% | 0 | 0 | 15167608.6944 | 15167608.6944 | 0 | 0 | 0
Monitor 774S | 1319 | 138 | 25 | 774S | 3798763 | ATCO | 2015 | 1.222% | 2.463% | 2.435% | 2.435% | 2.435% | 2.435% | 3483844.5075 | 0% | 100% | 0% | 0 | 3483844.5075 | 0 | 0 | 0 | 0 | 3483844.5075
Brintnell | 1321 | 138 | 0 | 0 | 51372.1237 | ATCO | 2017 | 0% | 0% | 1.218% | 2.435% | 2.435% | 2.435% | 49510.8703 | 0% | 0% | 100% | 0 | 0 | 49510.8703 | 49510.8703 | 0 | 0 | 0
Little Smoky 813S | 1321 | 240 | 138 | 813S | 71234.8749 | ATCO | 2017 | 0% | 0% | 1.218% | 2.435% | 2.435% | 2.435% | 68653.978 | 0% | 0% | 100% | 0 | 0 | 68653.978 | 0 | 0 | 68653.978 | 0
Louise Creek 809S | 1321 | 240 | 144 | 809S | 67376.6744 | ATCO | 2017 | 0% | 0% | 1.218% | 2.435% | 2.435% | 2.435% | 64935.5632 | 0% | 0% | 100% | 0 | 0 | 64935.5632 | 0 | 0 | 64935.5632 | 0
Wesley 834S Substation | 1321 | 240 | 144 | 834S | 6851820.2018 | ATCO | 2017 | 0% | 0% | 1.218% | 2.435% | 2.435% | 2.435% | 6603573.2334 | 0% | 0% | 100% | 0 | 0 | 6603573.2334 | 0 | 0 | 6603573.2334 | 0
West Pease A793S | 1321 | 138 | 25 | A793S | 43376.4624 | ATCO | 2017 | 0% | 0% | 1.218% | 2.435% | 2.435% | 2.435% | 41804.8982 | 0% | 100% | 0% | 0 | 41804.8982 | 0 | 0 | 0 | 0 | 41804.8982
Al Rothbauer 321S | 1326 | 138 | 138 | 321S | 6469865.2232 | AltaLink | 2017 | 0% | 0% | 1.672% | 3.343% | 3.343% | 3.343% | 6149010.3792 | 0% | 0% | 100% | 0 | 0 | 6149010.3792 | 0 | 0 | 6149010.3792 | 0
Bowmanton 244S | 1326 | 240 | 138 | 244S | 14949.6244 | AltaLink | 2017 | 0% | 0% | 1.672% | 3.343% | 3.343% | 3.343% | 14208.2396 | 0% | 0% | 100% | 0 | 0 | 14208.2396 | 0 | 0 | 14208.2396 | 0
Bullhead 523S | 1326 | 240 | 25 | 523S | 116274.8564 | AltaLink | 2017 | 0% | 0% | 1.672% | 3.343% | 3.343% | 3.343% | 110508.5306 | 0% | 100% | 0% | 0 | 110508.5306 | 0 | 0 | 0 | 0 | 110508.5306
Fort Macleod 15S_(v1) | 1336 | 138 | 25 | 15S | 267677.3937 | AltaLink | 2018 | 0% | 0% | 0% | 1.672% | 3.343% | 3.343% | 263202.6202 | 16.33% | 83.67% | 0% | 42971.8564 | 220230.7639 | 0 | 0 | 42971.8564 | 0 | 220230.7639
McGregor Lake 200S_(v1) | 1336 | 138 | 138 | 200S | 732176.4005 | AltaLink | 2018 | 0% | 0% | 0% | 1.672% | 3.343% | 3.343% | 719936.5788 | 0% | 0% | 100% | 0 | 0 | 719936.5788 | 0 | 0 | 719936.5788 | 0
Queenstown 504S_(v1) | 1336 | 138 | 138 | 504S | 2125673.4207 | AltaLink | 2018 | 0% | 0% | 0% | 1.672% | 3.343% | 3.343% | 2090138.4547 | 0% | 0% | 100% | 0 | 0 | 2090138.4547 | 0 | 0 | 2090138.4547 | 0
Vulcan 255S_(v1) | 1336 | 240 | 25 | 255S | 799095.7489 | AltaLink | 2018 | 0% | 0% | 0% | 1.672% | 3.343% | 3.343% | 785737.2339 | 0% | 100% | 0% | 0 | 785737.2339 | 0 | 0 | 0 | 0 | 785737.2339
West Brooks 28S_(v1) | 1336 | 240 | 25 | 28S | 407420.739 | AltaLink | 2018 | 0% | 0% | 0% | 1.672% | 3.343% | 3.343% | 400609.8705 | 0% | 100% | 0% | 0 | 400609.8705 | 0 | 0 | 0 | 0 | 400609.8705
Castle Rock Ridge 205S | 1343 | 240 | 25 | 205S | 296511.623 | AltaLink | 2015 | 1.723% | 3.343% | 3.343% | 3.343% | 3.343% | 3.343% | 263141.1483 | 99.83% | 0.1736% | 4.922e-15% | 262684.306 | 456.8423 | 1.2953e-11 | 0 | 262684.306 | 0 | 456.8423
Fidler 312S Stage 1 | 1343 | 240 | 138 | 312S | 31755235.2817 | AltaLink | 2019 | 0% | 0% | 0% | 0% | 1.672% | 3.343% | 0 | 0% | 0% | 100% | 0 | 0 | 0 | 0 | 0 | 0 | 0
Fidler 312S stage 2 | 1343 | 240 | 138 | 312S | 9276667.4068 | AltaLink | 2019 | 0% | 0% | 0% | 0% | 1.672% | 3.343% | 0 | 0% | 0% | 100% | 0 | 0 | 0 | 0 | 0 | 0 | 0
Goose Lake 103S stage 1 | 1343 | 240 | 138 | 103S | 296511.623 | AltaLink | 2019 | 0% | 0% | 0% | 0% | 1.672% | 3.343% | 0 | 0% | 0% | 100% | 0 | 0 | 0 | 0 | 0 | 0 | 0
Goose Lake stage 2 | 1343 | 240 | 0 | 0 | 198194.9567 | AltaLink | 2019 | 0% | 0% | 0% | 0% | 1.672% | 3.343% | 0 | 0% | 0% | 100% | 0 | 0 | 0 | 0 | 0 | 0 | 0
Oldman River 806S stage 2 | 1343 | 138 | 25 | 806S | 198194.9567 | AltaLink | 2015 | 1.723% | 3.343% | 3.343% | 3.343% | 3.343% | 3.343% | 175889.39 | 96.97% | 3.03% | -2.776e-15% | 170559.4085 | 5329.9815 | -4.8819e-12 | 0 | 170559.4085 | 0 | 5329.9815
Oldman River Dam 806S stage 1 | 1343 | 138 | 25 | 806S | 160679.4829 | AltaLink | 2015 | 1.723% | 3.343% | 3.343% | 3.343% | 3.343% | 3.343% | 142596.0412 | 96.97% | 3.03% | -2.776e-15% | 138274.9491 | 4321.0922 | -3.9578e-12 | 0 | 138274.9491 | 0 | 4321.0922
Summerview 354S stage 2 | 1343 | 138 | 25 | 354S | 198194.9567 | AltaLink | 2015 | 1.723% | 3.343% | 3.343% | 3.343% | 3.343% | 3.343% | 175889.39 | 98.82% | 1.176% | -4.163e-15% | 173820.103 | 2069.2869 | -7.3229e-12 | 0 | 173820.103 | 0 | 2069.2869
Summerview 806S stage 1 | 1343 | 138 | 25 | 806S | 183870.3361 | AltaLink | 2015 | 1.723% | 3.343% | 3.343% | 3.343% | 3.343% | 3.343% | 163176.9132 | 96.97% | 3.03% | -2.776e-15% | 158232.1582 | 4944.7549 | -4.5291e-12 | 0 | 158232.1582 | 0 | 4944.7549
Windy Point 112S stage 1 | 1343 | 138 | 25 | 112S | 160679.4829 | AltaLink | 2015 | 1.723% | 3.343% | 3.343% | 3.343% | 3.343% | 3.343% | 142596.0412 | 98.71% | 1.288% | 3.816e-15% | 140760.0407 | 1836.0005 | 5.442e-12 | 0 | 140760.0407 | 0 | 1836.0005
Windy Point 112S stage 2 | 1343 | 138 | 25 | 112S | 198194.9567 | AltaLink | 2015 | 1.723% | 3.343% | 3.343% | 3.343% | 3.343% | 3.343% | 175889.39 | 98.71% | 1.288% | 3.816e-15% | 173624.7197 | 2264.6703 | 6.7126e-12 | 0 | 173624.7197 | 0 | 2264.6703
Secord 2005S | 1348 | 240 | 25 | 2005S | 19212616.5949 | ATCO | 2016 | 0% | 1.232% | 2.435% | 2.435% | 2.435% | 2.435% | 18063053.3845 | 0% | 100% | 0% | 0 | 18063053.3845 | 0 | 0 | 0 | 0 | 18063053.3845
Substation Joslyn 849S | 1348 | 240 | 25 | 849S | 60415.9135 | ATCO | 2016 | 0% | 1.232% | 2.435% | 2.435% | 2.435% | 2.435% | 56801.0019 | 0% | 100% | 0% | 0 | 56801.0019 | 0 | 0 | 0 | 0 | 56801.0019
Substation McClelland 957S | 1348 | 240 | 25 | 957S | 68295.5912 | ATCO | 2016 | 0% | 1.232% | 2.435% | 2.435% | 2.435% | 2.435% | 64209.2088 | 0% | 100% | 0% | 0 | 64209.2088 | 0 | 0 | 0 | 0 | 64209.2088
Queensland 301S | 1349 | 138 | 25 | 301S | 9656869.9129 | AltaLink | 2015 | 1.723% | 3.343% | 3.343% | 3.343% | 3.343% | 3.343% | 8570051.3587 | 0% | 0% | 100% | 0 | 0 | 8570051.3587 | 0 | 0 | 0 | 8570051.3587
Strome 223S | 1350 | 138 | 25 | 223S | 6530875 | AltaLink | 2015 | 1.723% | 3.343% | 3.343% | 3.343% | 3.343% | 3.343% | 5795867.0534 | 0% | 100% | 0% | 0 | 5795867.0534 | 0 | 0 | 0 | 0 | 5795867.0534
Substation No.26 | 1354 | 138 | 25 | SS-26 | 114690.5751 | ENMAX | 2017 | 0% | 0% | 1.393% | 2.786% | 2.786% | 2.786% | 109942.7033 | 0% | 0% | 100% | 0 | 0 | 109942.7033 | 0 | 0 | 0 | 109942.7033
Substation No.32 | 1354 | 138 | 25 | SS-32 | 114690.5751 | ENMAX | 2017 | 0% | 0% | 1.393% | 2.786% | 2.786% | 2.786% | 109942.7033 | 0% | 100% | 0% | 0 | 109942.7033 | 0 | 0 | 0 | 0 | 109942.7033
Substation No.41 | 1354 | 138 | 25 | SS-41 | 2523427.6016 | ENMAX | 2017 | 0% | 0% | 1.393% | 2.786% | 2.786% | 2.786% | 2418964.6973 | 0% | 100% | 0% | 0 | 2418964.6973 | 0 | 0 | 0 | 0 | 2418964.6973
Substation No.54 | 1354 | 138 | 25 | SS-54 | 114690.5751 | ENMAX | 2017 | 0% | 0% | 1.393% | 2.786% | 2.786% | 2.786% | 109942.7033 | 0% | 0% | 100% | 0 | 0 | 109942.7033 | 0 | 0 | 0 | 109942.7033
Substation No.65 | 1354 | 138 | 138 | SS-65 | 1396717.4284 | ENMAX | 2017 | 0% | 0% | 1.393% | 2.786% | 2.786% | 2.786% | 1338897.2005 | 0% | 0% | 100% | 0 | 0 | 1338897.2005 | 0 | 0 | 1338897.2005 | 0
Bonnyville 700S | 1364 | 138 | 25 | 700S | 57289.3595 | AltaLink | 2015 | 1.723% | 3.343% | 3.343% | 3.343% | 3.343% | 3.343% | 50841.8108 | 0% | 100% | 0% | 0 | 50841.8108 | 0 | 0 | 0 | 0 | 50841.8108
La Corey 721S | 1364 | 138 | 25 | 721S | 8476582.5248 | AltaLink | 2015 | 1.723% | 3.343% | 3.343% | 3.343% | 3.343% | 3.343% | 7522597.7194 | 0% | 100% | 0% | 0 | 7522597.7194 | 0 | 0 | 0 | 0 | 7522597.7194
Marguerite Lake 826S | 1364 | 240 | 138 | 826S | 57289.3595 | AltaLink | 2015 | 1.723% | 3.343% | 3.343% | 3.343% | 3.343% | 3.343% | 50841.8108 | 0% | 0% | 100% | 0 | 0 | 50841.8108 | 0 | 0 | 50841.8108 | 0
Josephburg 410S upgrade_(Alt3) | 1381 | 240 | 138 | 410S | 5362918.7902 | AltaLink | 2019 | 0% | 0% | 0% | 0% | 1.672% | 3.343% | 0 | 0% | 0% | 100% | 0 | 0 | 0 | 0 | 0 | 0 | 0
Red Deer 63S | 1394 | 240 | 25 | 63S | 5222000 | AltaLink | 2015 | 1.723% | 3.343% | 3.343% | 3.343% | 3.343% | 3.343% | 4634297.5103 | 0% | 100% | 0% | 0 | 4634297.5103 | 0 | 0 | 0 | 0 | 4634297.5103
Black Spruce 154S | 1404 | 240 | 240 | 154S | 278684.5805 | AltaLink | 2017 | 0% | 0% | 1.672% | 3.343% | 3.343% | 3.343% | 264863.9994 | 0% | 0% | 100% | 0 | 0 | 264863.9994 | 0 | 264863.9994 | 0 | 0
Boreal 193S | 1404 | 240 | 25 | 193S | 404849.1713 | AltaLink | 2017 | 0% | 0% | 1.672% | 3.343% | 3.343% | 3.343% | 384771.8106 | 0% | 0% | 100% | 0 | 0 | 384771.8106 | 0 | 0 | 0 | 384771.8106
Conklin 762S | 1404 | 240 | 25 | 762S | 168402.5483 | AltaLink | 2017 | 0% | 0% | 1.672% | 3.343% | 3.343% | 3.343% | 160051.0956 | 92.31% | 7.692% | 0% | 147739.4728 | 12311.6227 | 0 | 0 | 147739.4728 | 0 | 12311.6227
Modify Vermillion 710S substation | 1410 | 240 | 25 | 710S | 15324.2498 | ATCO | 2017 | 0% | 0% | 1.218% | 2.435% | 2.435% | 2.435% | 14769.0398 | 0% | 100% | 0% | 0 | 14769.0398 | 0 | 0 | 0 | 0 | 14769.0398
New Vincent 2019S POD substation | 1410 | 144 | 25 | 2019S | 8044760.2896 | ATCO | 2017 | 0% | 0% | 1.218% | 2.435% | 2.435% | 2.435% | 7753292.1404 | 0% | 0% | 100% | 0 | 0 | 7753292.1404 | 0 | 0 | 0 | 7753292.1404
Upgrade Irish Creek 706S substation | 1410 | 144 | 25 | 706S | 3971812.5089 | ATCO | 2017 | 0% | 0% | 1.218% | 2.435% | 2.435% | 2.435% | 3827910.5405 | 0% | 100% | 0% | 0 | 3827910.5405 | 0 | 0 | 0 | 0 | 3827910.5405
Upgrade Vegreville 709S substation | 1410 | 144 | 25 | 709S | 775183.9038 | ATCO | 2017 | 0% | 0% | 1.218% | 2.435% | 2.435% | 2.435% | 747098.3662 | 0% | 100% | 0% | 0 | 747098.3662 | 0 | 0 | 0 | 0 | 747098.3662
Gainford 165S | 1412 | 138 | 25 | 165S | 4939000 | AltaLink | 2019 | 0% | 0% | 0% | 0% | 1.672% | 3.343% | 0 | 0% | 100% | 0% | 0 | 0 | 0 | 0 | 0 | 0 | 0
mercer Hill 728S | 1416 | 144 | 25 | 728S | 1896908 | ATCO | 2015 | 1.222% | 2.463% | 2.435% | 2.435% | 2.435% | 2.435% | 1739653.8076 | 0% | 100% | 0% | 0 | 1739653.8076 | 0 | 0 | 0 | 0 | 1739653.8076
Lambton substation | 1438 | 240 | 0 | 0 | 1059667 | EPCOR | 2015 | 2.061% | 4.16% | 4.115% | 4.115% | 4.115% | 4.115% | 914489.2263 | 0% | 0% | 100% | 0 | 0 | 914489.2263 | 914489.2263 | 0 | 0 | 0
Genesee 330S | 1440 | 500 | 0 | 330S | 36143376 | EPCOR | 2020 | 0% | 0% | 0% | 0% | 0% | 2.057% | 0 | 98.84% | 1.163% | 3.123e-15% | 0 | 0 | 0 | 0 | 0 | 0 | 0
Anthony Henday 309S | 1442 | 138 | 25 | 309S | 7721658.7024 | AltaLink | 2019 | 0% | 0% | 0% | 0% | 1.672% | 3.343% | 0 | 0% | 0% | 100% | 0 | 0 | 0 | 0 | 0 | 0 | 0
East Edmonton 38S | 1442 | 240 | 25 | 38S | 9142.3854 | AltaLink | 2019 | 0% | 0% | 0% | 0% | 1.672% | 3.343% | 0 | 0% | 100% | 0% | 0 | 0 | 0 | 0 | 0 | 0 | 0
Yassa 286S | 1442 | 138 | 25 | 286S | 20113.2479 | AltaLink | 2019 | 0% | 0% | 0% | 0% | 1.672% | 3.343% | 0 | 0% | 100% | 0% | 0 | 0 | 0 | 0 | 0 | 0 | 0
Cochrane 291S upgrade | 1450 | 138 | 25 | 291S | 6191000 | AltaLink | 2015 | 1.723% | 3.343% | 3.343% | 3.343% | 3.343% | 3.343% | 5494242.7971 | 0% | 100% | 0% | 0 | 5494242.7971 | 0 | 0 | 0 | 0 | 5494242.7971
Cold Creek 602S | 1460 | 138 | 25 | 602S | 68876.3298 | AltaLink | 2019 | 0% | 0% | 0% | 0% | 1.672% | 3.343% | 0 | 0% | 100% | 0% | 0 | 0 | 0 | 0 | 0 | 0 | 0
Hornbeck 345S | 1460 | 138 | 25 | 345S | 8201448.9694 | AltaLink | 2019 | 0% | 0% | 0% | 0% | 1.672% | 3.343% | 0 | 0% | 0% | 100% | 0 | 0 | 0 | 0 | 0 | 0 | 0
Norcen 812S substation upgrade | 1466 | 138 | 25 | 812s | 6820540 | ATCO | 2016 | 0% | 1.232% | 2.435% | 2.435% | 2.435% | 2.435% | 6412441.4039 | 0% | 100% | 0% | 0 | 6412441.4039 | 0 | 0 | 0 | 0 | 6412441.4039
Enmax Sub11 modify | 1480 | 25 | 25 | SS-11 | 1181844 | ENMAX | 2016 | 0% | 1.393% | 2.786% | 2.786% | 2.786% | 2.786% | 1101359.4189 | 0% | 100% | 0% | 0 | 1101359.4189 | 0 | 0 | 0 | 0 | 1101359.4189
Amelia 108S substation | 1481 | 240 | 25 | 108S | 1115000 | AltaLink | 2015 | 1.723% | 3.343% | 3.343% | 3.343% | 3.343% | 3.343% | 989513.9265 | 0% | 100% | 0% | 0 | 989513.9265 | 0 | 0 | 0 | 0 | 989513.9265
Birchwood creek substation | 1482 | 240 | 0 | 0 | 2387527.436 | ATCO | 2016 | 0% | 1.232% | 2.435% | 2.435% | 2.435% | 2.435% | 2244672.6774 | 0% | 0% | 100% | 0 | 0 | 2244672.6774 | 2244672.6774 | 0 | 0 | 0
Yeo substation | 1482 | 240 | 0 | 0 | 15506138.0055 | ATCO | 2016 | 0% | 1.232% | 2.435% | 2.435% | 2.435% | 2.435% | 14578347.3686 | 0% | 0% | 100% | 0 | 0 | 14578347.3686 | 14578347.3686 | 0 | 0 | 0
Wabasca 720S | 1491 | 240 | 25 | 720S | 2147024 | ATCO | 2018 | 0% | 0% | 0% | 1.218% | 2.435% | 2.435% | 2120882.3334 | 0% | 100% | 0% | 0 | 2120882.3334 | 0 | 0 | 0 | 0 | 2120882.3334
v180 - Fortis 263S substation upgrade | 1494 | 138 | 25 | 263S | 7308312.4069 | AltaLink | 2015 | 1.723% | 3.343% | 3.343% | 3.343% | 3.343% | 3.343% | 6485808.8839 | 0% | 100% | 0% | 0 | 6485808.8839 | 0 | 0 | 0 | 0 | 6485808.8839
[Final]Hayter 277s substation | 1495 | 138 | 25 | 277S | 4998437 | AltaLink | 2015 | 1.723% | 3.343% | 3.343% | 3.343% | 3.343% | 3.343% | 4435895.0871 | 25.45% | 74.55% | 0% | 1128726.4853 | 3307168.6018 | 0 | 0 | 1128726.4853 | 0 | 3307168.6018
Hayter 277s substation | 1495 | 138 | 25 | 277S | 6860894.0286 | AltaLink | 2015 | 1.723% | 3.343% | 3.343% | 3.343% | 3.343% | 3.343% | 6088744.5644 | 25.45% | 74.55% | 0% | 1549298.8714 | 4539445.6931 | 0 | 0 | 1549298.8714 | 0 | 4539445.6931
Upgrade Scotford 409S substation | 1503 | 240 | 25 | 409S | 5335410.2564 | AltaLink | 2016 | 0% | 1.672% | 3.343% | 3.343% | 3.343% | 3.343% | 4901277.4842 | 29.08% | 70.92% | 0% | 1425194.1621 | 3476083.3221 | 0 | 0 | 1425194.1621 | 0 | 3476083.3221
North ST Albert 99S substation[180D] | 1510 | 138 | 25 | 99S | 968000 | AltaLink | 2015 | 1.723% | 3.343% | 3.343% | 3.343% | 3.343% | 3.343% | 859057.8303 | 0% | 100% | 0% | 0 | 859057.8303 | 0 | 0 | 0 | 0 | 859057.8303
Modify P&C at Benbow 397S | 1515 | 138 | 25 | 397S | 10972.3834 | AltaLink | 2016 | 0% | 1.672% | 3.343% | 3.343% | 3.343% | 3.343% | 10079.5802 | 0% | 100% | 0% | 0 | 10079.5802 | 0 | 0 | 0 | 0 | 10079.5802
Modify P&C at Bickerdike 39S | 1515 | 240 | 138 | 39S | 10972.3834 | AltaLink | 2016 | 0% | 1.672% | 3.343% | 3.343% | 3.343% | 3.343% | 10079.5802 | 0% | 0% | 100% | 0 | 0 | 10079.5802 | 0 | 0 | 10079.5802 | 0
Modify P&C at Marlboro 348S | 1515 | 138 | 25 | 348S | 6269.9334 | AltaLink | 2016 | 0% | 1.672% | 3.343% | 3.343% | 3.343% | 3.343% | 5759.7601 | 0% | 100% | 0% | 0 | 5759.7601 | 0 | 0 | 0 | 0 | 5759.7601
New Deerhill 1012S substation | 1515 | 138 | 25 | 1012S | 13162157.6402 | AltaLink | 2016 | 0% | 1.672% | 3.343% | 3.343% | 3.343% | 3.343% | 12091176.4579 | 0% | 100% | 0% | 0 | 12091176.4579 | 0 | 0 | 0 | 0 | 12091176.4579
Halsbury 306S | 1533 | 34 | 240 | 306S | 121881.1395 | AltaLink | 2017 | 0% | 0% | 1.672% | 3.343% | 3.343% | 3.343% | 115836.7858 | 0% | 0% | 100% | 0 | 0 | 115836.7858 | 0 | 115836.7858 | 0 | 0
Jenner 275S | 1533 | 240 | 25 | 275S | 4711112.3117 | AltaLink | 2017 | 0% | 0% | 1.672% | 3.343% | 3.343% | 3.343% | 4477477.8922 | 0% | 100% | 0% | 0 | 4477477.8922 | 0 | 0 | 0 | 0 | 4477477.8922
Upgrade Bauer 918S substation | 1554 | 144 | 25 | 918S | 5879941 | ATCO | 2016 | 0% | 1.232% | 2.435% | 2.435% | 2.435% | 2.435% | 5528121.9846 | 0% | 100% | 0% | 0 | 5528121.9846 | 0 | 0 | 0 | 0 | 5528121.9846
Hardisty 377S | 1558 | 138 | 25 | 377S | 40190.9316 | AltaLink | 2018 | 0% | 0% | 0% | 1.672% | 3.343% | 3.343% | 39519.0583 | 0% | 100% | 0% | 0 | 39519.0583 | 0 | 0 | 0 | 0 | 39519.0583
Rosyth 296S | 1558 | 138 | 25 | 296S | 1504538.7885 | AltaLink | 2018 | 0% | 0% | 0% | 1.672% | 3.343% | 3.343% | 1479387.3545 | 0% | 0% | 100% | 0 | 0 | 1479387.3545 | 0 | 0 | 0 | 1479387.3545
Blackfalds 198S | 1568 | 138 | 25 | 198S | 6213000 | AltaLink | 2016 | 0% | 1.672% | 3.343% | 3.343% | 3.343% | 3.343% | 5707459.3229 | 0% | 100% | 0% | 0 | 5707459.3229 | 0 | 0 | 0 | 0 | 5707459.3229
Colinton 159S | 1569 | 138 | 25 | 159S | 5247000 | AltaLink | 2016 | 0% | 1.672% | 3.343% | 3.343% | 3.343% | 3.343% | 4820061.0119 | 0% | 100% | 0% | 0 | 4820061.0119 | 0 | 0 | 0 | 0 | 4820061.0119
Bohn 931S | 1570 | 240 | 25 | 931S | 6197779.7303 | ATCO | 2017 | 0% | 0% | 1.218% | 2.435% | 2.435% | 2.435% | 5973229.1754 | 0% | 100% | 0% | 0 | 5973229.1754 | 0 | 0 | 0 | 0 | 5973229.1754
Mahihkan 837S | 1571 | 138 | 25 | 837S | 1810762 | ATCO | 2017 | 0% | 0% | 1.218% | 2.435% | 2.435% | 2.435% | 1745156.6333 | 0% | 100% | 0% | 0 | 1745156.6333 | 0 | 0 | 0 | 0 | 1745156.6333
Leduc 325S 180D | 1574 | 138 | 25 | 325S | 6315643 | AltaLink | 2016 | 0% | 1.672% | 3.343% | 3.343% | 3.343% | 3.343% | 5801750.4459 | 0% | 100% | 0% | 0 | 5801750.4459 | 0 | 0 | 0 | 0 | 5801750.4459
Modify Vilna 777S | 1579 | 138 | 25 | 777S | 196942 | ATCO | 2015 | 1.222% | 2.463% | 2.435% | 2.435% | 2.435% | 2.435% | 180615.4543 | 0% | 100% | 0% | 0 | 180615.4543 | 0 | 0 | 0 | 0 | 180615.4543
Upgrade Simonette 733S | 1581 | 144 | 25 | 733S | 6524691 | ATCO | 2016 | 0% | 1.232% | 2.435% | 2.435% | 2.435% | 2.435% | 6134294.1638 | 0% | 100% | 0% | 0 | 6134294.1638 | 0 | 0 | 0 | 0 | 6134294.1638
Jarrow 252S | 1594 | 138 | 25 | 252S | 13928.7124 | AltaLink | 2018 | 0% | 0% | 0% | 1.672% | 3.343% | 3.343% | 13695.8655 | 0% | 100% | 0% | 0 | 13695.8655 | 0 | 0 | 0 | 0 | 13695.8655
Tucuman 478S | 1594 | 138 | 25 | 478S | 13928.7124 | AltaLink | 2018 | 0% | 0% | 0% | 1.672% | 3.343% | 3.343% | 13695.8655 | 0% | 100% | 0% | 0 | 13695.8655 | 0 | 0 | 0 | 0 | 13695.8655
Wainwright 51S | 1594 | 138 | 25 | 51S | 3535571.4849 | AltaLink | 2018 | 0% | 0% | 0% | 1.672% | 3.343% | 3.343% | 3476467.1975 | 0% | 100% | 0% | 0 | 3476467.1975 | 0 | 0 | 0 | 0 | 3476467.1975
Fortis Broadmoor 420S | 1597 | 138 | 25 | 420S | 5892730 | AltaLink | 2016 | 0% | 1.672% | 3.343% | 3.343% | 3.343% | 3.343% | 5413249.1189 | 0% | 100% | 0% | 0 | 5413249.1189 | 0 | 0 | 0 | 0 | 5413249.1189
Upgrade Broadmoor 420S | 1597 | 138 | 25 | 420S | 4900000 | AltaLink | 2016 | 0% | 1.672% | 3.343% | 3.343% | 3.343% | 3.343% | 4501295.7801 | 0% | 100% | 0% | 0 | 4501295.7801 | 0 | 0 | 0 | 0 | 4501295.7801
Fox Creek 741S | 1616 | 138 | 25 | 741S | 1395036 | ATCO | 2016 | 0% | 1.232% | 2.435% | 2.435% | 2.435% | 2.435% | 1311565.7421 | 0% | 100% | 0% | 0 | 1311565.7421 | 0 | 0 | 0 | 0 | 1311565.7421
Clairmont Lake 811S | 1618 | 138 | 138 | 811S | 400830.5934 | ATCO | 2017 | 0% | 0% | 1.218% | 2.435% | 2.435% | 2.435% | 386308.178 | 0% | 0% | 100% | 0 | 0 | 386308.178 | 0 | 0 | 386308.178 | 0
Mowat 233S | 1618 | 144 | 25 | 233S | 13185051.8112 | ATCO | 2017 | 0% | 0% | 1.218% | 2.435% | 2.435% | 2.435% | 12707346.7572 | 0% | 100% | 0% | 0 | 12707346.7572 | 0 | 0 | 0 | 0 | 12707346.7572
Rycroft 730S | 1618 | 144 | 25 | 730S | 1174290.4338 | ATCO | 2017 | 0% | 0% | 1.218% | 2.435% | 2.435% | 2.435% | 1131744.9449 | 0% | 100% | 0% | 0 | 1131744.9449 | 0 | 0 | 0 | 0 | 1131744.9449
Dome 810S_(v1) | 1634 | 138 | 25 | 810S | 39972.6646 | ATCO | 2016 | 0% | 1.232% | 2.435% | 2.435% | 2.435% | 2.435% | 37580.9495 | 0% | 100% | 0% | 0 | 37580.9495 | 0 | 0 | 0 | 0 | 37580.9495
HR Milner 740S_(v1) | 1634 | 240 | 25 | 740S | 56242.041 | ATCO | 2016 | 0% | 1.232% | 2.435% | 2.435% | 2.435% | 2.435% | 52876.8679 | 89.44% | 10.56% | 0% | 47291.6664 | 5585.2015 | 0 | 0 | 47291.6664 | 0 | 5585.2015
Thorton POD 2091S_(v1) | 1634 | 144 | 25 | 2091S | 12550982.645 | ATCO | 2016 | 0% | 1.232% | 2.435% | 2.435% | 2.435% | 2.435% | 11800010.0831 | 0% | 0% | 100% | 0 | 0 | 11800010.0831 | 0 | 0 | 0 | 11800010.0831
Boyle 56S substation | 1636 | 138 | 25 | 56S | 6332999.3866 | AltaLink | 2016 | 0% | 1.672% | 3.343% | 3.343% | 3.343% | 3.343% | 5817694.5744 | 0% | 100% | 0% | 0 | 5817694.5744 | 0 | 0 | 0 | 0 | 5817694.5744
Upgrade Benbow 397S | 1638 | 138 | 25 | 397S | 2192000 | AltaLink | 2016 | 0% | 1.672% | 3.343% | 3.343% | 3.343% | 3.343% | 2013640.8878 | 0% | 100% | 0% | 0 | 2013640.8878 | 0 | 0 | 0 | 0 | 2013640.8878
Plamondon 353S | 1640 | 138 | 25 | 353S | 8107603 | AltaLink | 2016 | 0% | 1.672% | 3.343% | 3.343% | 3.343% | 3.343% | 7447901.8716 | 0% | 100% | 0% | 0 | 7447901.8716 | 0 | 0 | 0 | 0 | 7447901.8716
Hughenden 213S | 1642 | 138 | 25 | 213S | 9130743.879 | AltaLink | 2016 | 0% | 1.672% | 3.343% | 3.343% | 3.343% | 3.343% | 8387791.6106 | 0% | 100% | 0% | 0 | 8387791.6106 | 0 | 0 | 0 | 0 | 8387791.6106
Sunnybrook 510S | 1655 | 500 | 500 | 510S | 33890666.716 | AltaLink | 2018 | 0% | 0% | 0% | 1.672% | 3.343% | 3.343% | 33324115.1091 | 0% | 0% | 100% | 0 | 0 | 33324115.1091 | 0 | 33324115.1091 | 0 | 0
High river 65S | 1670 | 138 | 25 | 65S | 2865685.0135 | AltaLink | 2018 | 0% | 0% | 0% | 1.672% | 3.343% | 3.343% | 2817779.2446 | 0% | 100% | 0% | 0 | 2817779.2446 | 0 | 0 | 0 | 0 | 2817779.2446
Okotoks 678S | 1670 | 138 | 25 | 678S | 17512173.9865 | AltaLink | 2018 | 0% | 0% | 0% | 1.672% | 3.343% | 3.343% | 17219422.286 | 0% | 100% | 0% | 0 | 17219422.286 | 0 | 0 | 0 | 0 | 17219422.286
Cooking Lake 522S | 1674 | 138 | 25 | 522S | 9946466 | AltaLink | 2018 | 0% | 0% | 0% | 1.672% | 3.343% | 3.343% | 9780190.5371 | 0% | 100% | 0% | 0 | 9780190.5371 | 0 | 0 | 0 | 0 | 9780190.5371
Empress 394S | 1679 | 138 | 25 | 394S | 2924000 | AltaLink | 2017 | 0% | 0% | 1.672% | 3.343% | 3.343% | 3.343% | 2778992.41 | 0% | 100% | 0% | 0 | 2778992.41 | 0 | 0 | 0 | 0 | 2778992.41
Fortis Bullhead 523S | 1681 | 138 | 25 | 523S | 5566000 | AltaLink | 2017 | 0% | 0% | 1.672% | 3.343% | 3.343% | 3.343% | 5289969.8201 | 0% | 100% | 0% | 0 | 5289969.8201 | 0 | 0 | 0 | 0 | 5289969.8201
Fox creek substation | 1722 | 144 | 0 | 0 | 4905391.5343 | ATCO | 2017 | 0% | 0% | 1.218% | 2.435% | 2.435% | 2.435% | 4727665.2454 | 0% | 0% | 100% | 0 | 0 | 4727665.2454 | 4727665.2454 | 0 | 0 | 0
New Muir POD | 1722 | 144 | 0 | 0 | 12202149.6336 | ATCO | 2017 | 0% | 0% | 1.218% | 2.435% | 2.435% | 2.435% | 11760055.9177 | 0% | 0% | 100% | 0 | 0 | 11760055.9177 | 11760055.9177 | 0 | 0 | 0
Calgary Downtown | 1456 | 138 | 25 | SS-2 | 70361149.1052 | ENMAX | 2020 | 0% | 0% | 0% | 0% | 0% | 1.393% | 0 | 0% | 100% | 0% | 0 | 0 | 0 | 0 | 0 | 0 | 0
PENV | 1781 | 240 | 144 | 0 | 25938027.3089 | AltaLink | 2021 | 0% | 0% | 0% | 0% | 0% | 0% | 0 | 0% | 0% | 100% | 0 | 0 | 0 | 0 | 0 | 0 | 0
PENV | 1781 | 240 | 144 | 0 | 22116340.5964 | ATCO | 2021 | 0% | 0% | 0% | 0% | 0% | 0% | 0 | 0% | 0% | 100% | 0 | 0 | 0 | 0 | 0 | 0 | 0
[5 empty] | 3497345536.4569 | [8 empty] | 2884331405.4531 |  |  |  | 47187065.967 | 549783094.1152 | 2287361245.3709 | 211489465.5757 | 1472832860.3646 | 590195397.6286 | 609813681.8842
3147696590.1274
[21 empty] | 2672841939.8774 |  |  | 2672841939.8774

## Func Future Subs 2019
Inputs with sufficient data (Source: detailed cost estimates) | [5 empty] | Depreciation | [8 empty] | Substation POS/POD Breakdown (%) |  |  | Substation POS/POD Breakdown ($) |  |  | Unavailable Data | Functionalization - Book Value |  |  | Future substation functionalization results
Project name (Individual PDF Files) | AESO Reference No | substation voltage | Substation Secondary Voltage | Substation number | Substation Costs | TFO | In service | 2015 | 2016 | 2017 | 2018 | 2019 | 2020 | Substation Costs Depreciated to Dec 2019 | POS ratio - STS | POD ratio - DTS | Other | POS | POD | Other | Unavailable Data | Bulk (POS & BSYS) | Regional | POD |  | Bulk | Regional | POD
Brintnell 876S | 437 | 240 | 25 | 876S | 2902755.0596 | ATCO | 2016 | 0% | 1.232% | 2.435% | 2.435% | 2.435% | 2.435% | 2662615.1886 | 0% | 100% | 0% | 0 | 2662615.1886 | 0 | 0 | 0 | 0 | 2662615.1886 | By Value | 1465433591.9811 | 628327015.3872 | 689065213.0984
Paintearth 863S | 437 | 240 | 25 | 863S | 1919444.9404 | ATCO | 2016 | 0% | 1.232% | 2.435% | 2.435% | 2.435% | 2.435% | 1760652.6031 | 0% | 100% | 0% | 0 | 1760652.6031 | 0 | 0 | 0 | 0 | 1760652.6031 | By Percentage | 52.66% | 22.58% | 24.76%
Bowmanton 244S_(v1) | 479 | 240 | 138 | 244S | 6192429.9563 | AltaLink | 2019 | 0% | 0% | 0% | 0% | 1.672% | 3.343% | 6088910.8615 | 0% | 0% | 100% | 0 | 0 | 6088910.8615 | 0 | 0 | 6088910.8615 | 0
Elkwater 264S_(v1) | 479 | 240 | 240 | 264S | 3207190.9955 | AltaLink | 2019 | 0% | 0% | 0% | 0% | 1.672% | 3.343% | 3153576.2576 | 0% | 0% | 100% | 0 | 0 | 3153576.2576 | 0 | 3153576.2576 | 0 | 0 | Total Value of Future Substations | 2989052297.3273
WildRose1 547S_(v1) | 479 | 240 | 0 | 547S | 694965.9363 | AltaLink | 2019 | 0% | 0% | 0% | 0% | 1.672% | 3.343% | 683348.1634 | 0% | 0% | 100% | 0 | 0 | 683348.1634 | 683348.1634 | 0 | 0 | 0
Bullshead 532S | 513 | 145 | 0 | 532S | 637591.7215 | AltaLink | 2017 | 0% | 0% | 1.672% | 3.343% | 3.343% | 3.343% | 585712.0256 | 0% | 0% | 100% | 0 | 0 | 585712.0256 | 585712.0256 | 0 | 0 | 0 | Future substation functionalization results
Medicine Hat 41S | 513 | 240 | 69 | 41S | 338720.6021 | AltaLink | 2017 | 0% | 0% | 1.672% | 3.343% | 3.343% | 3.343% | 311159.5136 | 79.69% | 20.31% | 0% | 247955.2374 | 63204.2762 | 0 | 0 | 247955.2374 | 0 | 63204.2762 |  | Bulk | Regional | POD
Taber 83S | 513 | 240 | 25 | 83S | 282267.1684 | AltaLink | 2017 | 0% | 0% | 1.672% | 3.343% | 3.343% | 3.343% | 259299.5947 | 0% | 100% | 0% | 0 | 259299.5947 | 0 | 0 | 0 | 0 | 259299.5947 | By Value (incl Unavailable) | 1574032270.5346 | 674890356.0558 | 740129670.7369
Tothill 219S | 513 | 138 | 0 | 219S | 597742.2389 | AltaLink | 2017 | 0% | 0% | 1.672% | 3.343% | 3.343% | 3.343% | 549105.024 | 0% | 0% | 100% | 0 | 0 | 549105.024 | 549105.024 | 0 | 0 | 0
Castle Rock Ridge 205S Substation | 524 | 240 | 25 | 205S | 3365840 | AltaLink | 2017 | 0% | 0% | 1.672% | 3.343% | 3.343% | 3.343% | 3091967.6303 | 99.83% | 0.1736% | 4.922e-15% | 3086599.631 | 5367.9994 | 1.522e-10 | 0 | 3086599.631 | 0 | 5367.9994
Bannerman 681S | 559 | 240 | 25 | 681S | 40330685.0473 | AltaLink | 2015 | 1.723% | 3.343% | 3.343% | 3.343% | 3.343% | 3.343% | 34595062.6454 | 0% | 100% | 0% | 0 | 34595062.6454 | 0 | 0 | 0 | 0 | 34595062.6454
Deerland 013S | 559 | 240 | 138 | 13S | 5142.2813 | AltaLink | 2015 | 1.723% | 3.343% | 3.343% | 3.343% | 3.343% | 3.343% | 4410.9725 | 0% | 0% | 100% | 0 | 0 | 4410.9725 | 0 | 0 | 4410.9725 | 0
Lamoureux 071S | 559 | 240 | 138 | 71S | 80730.1509 | AltaLink | 2015 | 1.723% | 3.343% | 3.343% | 3.343% | 3.343% | 3.343% | 69249.1245 | 0% | 0% | 100% | 0 | 0 | 69249.1245 | 0 | 0 | 69249.1245 | 0
Bannerman 681S | 629 | 240 | 25 | 681S | 10135.4322 | AltaLink | 2015 | 1.723% | 3.343% | 3.343% | 3.343% | 3.343% | 3.343% | 8694.0232 | 0% | 100% | 0% | 0 | 8694.0232 | 0 | 0 | 0 | 0 | 8694.0232
Deerland 013S | 629 | 240 | 138 | 13S | 516260.418 | AltaLink | 2015 | 1.723% | 3.343% | 3.343% | 3.343% | 3.343% | 3.343% | 442840.5191 | 0% | 0% | 100% | 0 | 0 | 442840.5191 | 0 | 0 | 442840.5191 | 0
Ellerslie 089S | 629 | 500 | 240 | 89S | 23778913.9619 | AltaLink | 2015 | 1.723% | 3.343% | 3.343% | 3.343% | 3.343% | 3.343% | 20397199.2339 | 0% | 0% | 100% | 0 | 0 | 20397199.2339 | 0 | 20397199.2339 | 0 | 0
Heartland 012S_(v199) | 629 | 500 | 240 | 12S | 66671500.4366 | AltaLink | 2015 | 1.723% | 3.343% | 3.343% | 3.343% | 3.343% | 3.343% | 57189822.8746 | 0% | 0% | 100% | 0 | 0 | 57189822.8746 | 0 | 57189822.8746 | 0 | 0
Lamoureux 071S_(v199) | 629 | 240 | 138 | 71S | 706122.9289 | AltaLink | 2015 | 1.723% | 3.343% | 3.343% | 3.343% | 3.343% | 3.343% | 605701.7612 | 0% | 0% | 100% | 0 | 0 | 605701.7612 | 0 | 0 | 605701.7612 | 0
Mother Moutain 2055S Switching Substation | 635 | 240 | 240 | 2055S | 17584069.1949 | ATCO | 2019 | 0% | 0% | 0% | 0% | 1.218% | 2.435% | 17369969.6441 | 0% | 0% | 100% | 0 | 0 | 17369969.6441 | 0 | 17369969.6441 | 0 | 0
Coyote Lake 963S version 2 | 678 | 240 | 138 | 963S | 5823406.552 | ATCO | 2018 | 0% | 0% | 0% | 1.218% | 2.435% | 2.435% | 5612419.8391 | 0% | 0% | 100% | 0 | 0 | 5612419.8391 | 0 | 0 | 5612419.8391 | 0
Cassils 324S_(v1) | 693 | 240 | 240 | 324S | 113408.3773 | AltaLink | 2019 | 0% | 0% | 0% | 0% | 1.672% | 3.343% | 111512.525 | 0% | 0% | 100% | 0 | 0 | 111512.525 | 0 | 111512.525 | 0 | 0
Eagle Buttle 274S_(v1) | 693 | 240 | 240 | 274S | 201366.1309 | AltaLink | 2019 | 0% | 0% | 0% | 0% | 1.672% | 3.343% | 197999.8854 | 0% | 0% | 100% | 0 | 0 | 197999.8854 | 0 | 197999.8854 | 0 | 0
Elkwater 264S_(v1) | 693 | 240 | 240 | 264S | 15828490.5152 | AltaLink | 2019 | 0% | 0% | 0% | 0% | 1.672% | 3.343% | 15563885.0175 | 0% | 0% | 100% | 0 | 0 | 15563885.0175 | 0 | 15563885.0175 | 0 | 0
Whitla 251S_(v1) | 693 | 240 | 240 | 251S | 169902.6211 | AltaLink | 2019 | 0% | 0% | 0% | 0% | 1.672% | 3.343% | 167062.3523 | 0% | 0% | 100% | 0 | 0 | 167062.3523 | 0 | 167062.3523 | 0 | 0
East Calgary 5S | 719 | 240 | 240 | 5S | 33632105.5811 | AltaLink | 2015 | 1.723% | 3.343% | 3.343% | 3.343% | 3.343% | 3.343% | 28849120.6661 | 0% | 0% | 100% | 0 | 0 | 28849120.6661 | 0 | 28849120.6661 | 0 | 0
Enmax No. 2 | 719 | 138 | 25 | SS-2 | 37801368.2034 | ENMAX | 2015 | 1.393% | 2.786% | 2.786% | 2.786% | 2.786% | 2.786% | 33291771.3778 | 0% | 100% | 0% | 0 | 33291771.3778 | 0 | 0 | 0 | 0 | 33291771.3778
Enmax No. 23 | 719 | 138 | 25 | SS-23 | 822893.4344 | ENMAX | 2015 | 1.393% | 2.786% | 2.786% | 2.786% | 2.786% | 2.786% | 724724.5639 | 0% | 100% | 0% | 0 | 724724.5639 | 0 | 0 | 0 | 0 | 724724.5639
Enmax No. 25 | 719 | 240 | 25 | SS-25 | 17323675 | ENMAX | 2015 | 1.393% | 2.786% | 2.786% | 2.786% | 2.786% | 2.786% | 15257009.3342 | 97.59% | 2.408% | 4.857e-15% | 14889581.3571 | 367427.9771 | 7.4107e-10 | 0 | 14889581.3571 | 0 | 367427.9771
Janet 74S | 719 | 240 | 138 | 74S | 1242846.8878 | AltaLink | 2015 | 1.723% | 3.343% | 3.343% | 3.343% | 3.343% | 3.343% | 1066095.6017 | 0% | 0% | 100% | 0 | 0 | 1066095.6017 | 0 | 0 | 1066095.6017 | 0
Langdon 102S substation | 719 | 240 | 240 | 102S | 11146.6089 | AltaLink | 2015 | 1.723% | 3.343% | 3.343% | 3.343% | 3.343% | 3.343% | 9561.3955 | 0% | 0% | 100% | 0 | 0 | 9561.3955 | 0 | 9561.3955 | 0 | 0
Peigan 59S substation | 719 | 240 | 138 | 59S | 13933.2611 | AltaLink | 2015 | 1.723% | 3.343% | 3.343% | 3.343% | 3.343% | 3.343% | 11951.7444 | 0% | 0% | 100% | 0 | 0 | 11951.7444 | 0 | 0 | 11951.7444 | 0
S.42S | 719 | 240 | 138 | 42S | 128186.0019 | AltaLink | 2015 | 1.723% | 3.343% | 3.343% | 3.343% | 3.343% | 3.343% | 109956.0486 | 0% | 0% | 100% | 0 | 0 | 109956.0486 | 0 | 0 | 109956.0486 | 0
805S Jasper Sub | 786 | 240 | 0 | 805S | 977096.3241 | EPCOR | 2016 | 0% | 2.08% | 4.115% | 4.115% | 4.115% | 4.115% | 843465.3099 | 0% | 0% | 100% | 0 | 0 | 843465.3099 | 843465.3099 | 0 | 0 | 0
816S Petrolia Sub | 786 | 240 | 25 | 816S | 1459886.8314 | EPCOR | 2016 | 0% | 2.08% | 4.115% | 4.115% | 4.115% | 4.115% | 1260227.7465 | 0% | 0% | 100% | 0 | 0 | 1260227.7465 | 0 | 0 | 0 | 1260227.7465
Bellamy 814S | 786 | 240 | 0 | 814S | 700514.655 | EPCOR | 2016 | 0% | 2.08% | 4.115% | 4.115% | 4.115% | 4.115% | 604709.8899 | 0% | 0% | 100% | 0 | 0 | 604709.8899 | 604709.8899 | 0 | 0 | 0
Dome 665S | 786 | 240 | 0 | 665S | 616310.2169 | EPCOR | 2016 | 0% | 2.08% | 4.115% | 4.115% | 4.115% | 4.115% | 532021.537 | 0% | 0% | 100% | 0 | 0 | 532021.537 | 532021.537 | 0 | 0 | 0
Genesee 330P | 786 | 500 | 240 | 330P | 112557.4943 | EPCOR | 2016 | 0% | 2.08% | 4.115% | 4.115% | 4.115% | 4.115% | 97163.7488 | 0% | 0% | 100% | 0 | 0 | 97163.7488 | 0 | 97163.7488 | 0 | 0
Keephills 320P | 786 | 240 | 25 | 320P | 5431229.6126 | AltaLink | 2016 | 0% | 1.672% | 3.343% | 3.343% | 3.343% | 3.343% | 4822487.5365 | 96.2% | 3.796% | 0% | 4639402.8825 | 183084.654 | 0 | 0 | 4639402.8825 | 0 | 183084.654
lambton E803S | 786 | 240 | 25 | 803S | 681829.4783 | EPCOR | 2016 | 0% | 2.08% | 4.115% | 4.115% | 4.115% | 4.115% | 588580.1615 | 0% | 100% | 0% | 0 | 588580.1615 | 0 | 0 | 0 | 0 | 588580.1615
Livock PST | 786 | 240 | 0 | 0 | 31168613.7418 | ATCO | 2016 | 0% | 1.232% | 2.435% | 2.435% | 2.435% | 2.435% | 28590088.6058 | 0% | 0% | 100% | 0 | 0 | 28590088.6058 | 28590088.6058 | 0 | 0 | 0
Sundance 310P | 786 | 240 | 25 | 310P | 314796.8853 | AltaLink | 2016 | 0% | 1.672% | 3.343% | 3.343% | 3.343% | 3.343% | 279513.8789 | 100% | 0% | 0% | 279513.8789 | 0 | 0 | 0 | 279513.8789 | 0 | 0
Wabamun 19S | 786 | 240 | 138 | 19S | 314793.3353 | AltaLink | 2016 | 0% | 1.672% | 3.343% | 3.343% | 3.343% | 3.343% | 279510.7268 | 0% | 0% | 100% | 0 | 0 | 279510.7268 | 0 | 0 | 279510.7268 | 0
Arcenciel 930S | 803 | 138 | 138 | 930S | 119288.5465 | ATCO | 2017 | 0% | 0% | 1.218% | 2.435% | 2.435% | 2.435% | 112167.0123 | 0% | 0% | 100% | 0 | 0 | 112167.0123 | 0 | 0 | 112167.0123 | 0
Blumenort substation 832S | 803 | 138 | 25 | 832S | 3476988.1419 | ATCO | 2017 | 0% | 0% | 1.218% | 2.435% | 2.435% | 2.435% | 3269411.7182 | 0% | 100% | 0% | 0 | 3269411.7182 | 0 | 0 | 0 | 0 | 3269411.7182
High Level substation | 803 | 138 | 0 | 0 | 660698.1343 | ATCO | 2017 | 0% | 0% | 1.218% | 2.435% | 2.435% | 2.435% | 621254.4116 | 0% | 0% | 100% | 0 | 0 | 621254.4116 | 621254.4116 | 0 | 0 | 0
Keg River 789S | 803 | 138 | 138 | 789S | 242204.414 | ATCO | 2017 | 0% | 0% | 1.218% | 2.435% | 2.435% | 2.435% | 227744.7944 | 0% | 0% | 100% | 0 | 0 | 227744.7944 | 0 | 0 | 227744.7944 | 0
Ring Creek 853S | 803 | 138 | 25 | 853S | 85463.5897 | ATCO | 2017 | 0% | 0% | 1.218% | 2.435% | 2.435% | 2.435% | 80361.4077 | 0% | 100% | 0% | 0 | 80361.4077 | 0 | 0 | 0 | 0 | 80361.4077
Sulphur Point 828S | 803 | 138 | 25 | 828S | 66376.9717 | ATCO | 2017 | 0% | 0% | 1.218% | 2.435% | 2.435% | 2.435% | 62414.262 | 0% | 100% | 0% | 0 | 62414.262 | 0 | 0 | 0 | 0 | 62414.262
Bourque 970S(180) | 811 | 144 | 144 | 970S | 20557692.6827 | ATCO | 2017 | 0% | 0% | 1.218% | 2.435% | 2.435% | 2.435% | 19330397.0601 | 0% | 0% | 100% | 0 | 0 | 19330397.0601 | 0 | 0 | 19330397.0601 | 0
Heisler 764S180 | 811 | 144 | 25 | 764S | 14655875.32 | ATCO | 2017 | 0% | 0% | 1.218% | 2.435% | 2.435% | 2.435% | 13780918.5871 | 0% | 100% | 0% | 0 | 13780918.5871 | 0 | 0 | 0 | 0 | 13780918.5871
Kitscoty 705S180 | 811 | 144 | 25 | 705S | 13565760.5794 | ATCO | 2017 | 0% | 0% | 1.218% | 2.435% | 2.435% | 2.435% | 12755883.7691 | 0% | 100% | 0% | 0 | 12755883.7691 | 0 | 0 | 0 | 0 | 12755883.7691
Leming Lake 715S(180) | 811 | 144 | 25 | 715S | 267528.1621 | ATCO | 2017 | 0% | 0% | 1.218% | 2.435% | 2.435% | 2.435% | 251556.713 | 0% | 100% | 0% | 0 | 251556.713 | 0 | 0 | 0 | 0 | 251556.713
Mahihkan 837S(180) | 811 | 144 | 25 | 837S | 1431346.4419 | ATCO | 2017 | 0% | 0% | 1.218% | 2.435% | 2.435% | 2.435% | 1345894.964 | 0% | 100% | 0% | 0 | 1345894.964 | 0 | 0 | 0 | 0 | 1345894.964
Marguerite Lake 826S(180) | 811 | 144 | 138 | 826S | 688730.2426 | ATCO | 2017 | 0% | 0% | 1.218% | 2.435% | 2.435% | 2.435% | 647613.0012 | 0% | 0% | 100% | 0 | 0 | 647613.0012 | 0 | 0 | 647613.0012 | 0
unknown sub St.Paul | 811 | 0 | 0 | 0 | 33228963.9733 | ATCO | 2017 | 0% | 0% | 1.218% | 2.435% | 2.435% | 2.435% | 31245192.6105 | 0% | 0% | 100% | 0 | 0 | 31245192.6105 | 31245192.6105 | 0 | 0 | 0
unknown sub Vermilion 710S | 811 | 0 | 25 | 710S | 8709690 | ATCO | 2017 | 0% | 0% | 1.218% | 2.435% | 2.435% | 2.435% | 8189720.9268 | 0% | 100% | 0% | 0 | 8189720.9268 | 0 | 0 | 0 | 0 | 8189720.9268
Wolf Lake 822S(180) | 811 | 144 | 25 | 822S | 1030247.2205 | ATCO | 2017 | 0% | 0% | 1.218% | 2.435% | 2.435% | 2.435% | 968741.3928 | 0% | 100% | 0% | 0 | 968741.3928 | 0 | 0 | 0 | 0 | 968741.3928
74S | 813 | 240 | 138 | 74S | 395882.3304 | AltaLink | 2017 | 0% | 0% | 1.672% | 3.343% | 3.343% | 3.343% | 363670.0945 | 0% | 0% | 100% | 0 | 0 | 363670.0945 | 0 | 0 | 363670.0945 | 0
Beddington 162S | 813 | 240 | 25 | 162S | 39588.233 | AltaLink | 2017 | 0% | 0% | 1.672% | 3.343% | 3.343% | 3.343% | 36367.0095 | 91.17% | 8.832% | 0% | 33155.1083 | 3211.9011 | 0 | 0 | 33155.1083 | 0 | 3211.9011
Benalto 17S | 813 | 240 | 25 | 17S | 8444000 | AltaLink | 2017 | 0% | 0% | 1.672% | 3.343% | 3.343% | 3.343% | 7756926.8505 | 0% | 100% | 0% | 0 | 7756926.8505 | 0 | 0 | 0 | 0 | 7756926.8505
Benalto 17S (GD - Johnson) | 813 | 240 | 25 | 17S | 134255.7468 | AltaLink | 2017 | 0% | 0% | 1.672% | 3.343% | 3.343% | 3.343% | 123331.5973 | 0% | 100% | 0% | 0 | 123331.5973 | 0 | 0 | 0 | 0 | 123331.5973
Benalto 17S (GD Hazel) | 813 | 240 | 25 | 17S | 20654.7303 | AltaLink | 2017 | 0% | 0% | 1.672% | 3.343% | 3.343% | 3.343% | 18974.0919 | 0% | 100% | 0% | 0 | 18974.0919 | 0 | 0 | 0 | 0 | 18974.0919
Benalto 17S (LR) | 813 | 138 | 25 | 17S | 655703.2937 | AltaLink | 2017 | 0% | 0% | 1.672% | 3.343% | 3.343% | 3.343% | 602349.8916 | 0% | 100% | 0% | 0 | 602349.8916 | 0 | 0 | 0 | 0 | 602349.8916
Capacitor Bank at Joffre 535S | 813 | 138 | 25 | 535S | 2796588.4995 | AltaLink | 2017 | 0% | 0% | 1.672% | 3.343% | 3.343% | 3.343% | 2569035.1044 | 74.03% | 25.97% | 0% | 1901909.8684 | 667125.236 | 0 | 0 | 1901909.8684 | 0 | 667125.236
Capacitor Bank at Joffre 535S (dev12) | 813 | 138 | 25 | 535S | 323419.8602 | AltaLink | 2017 | 0% | 0% | 1.672% | 3.343% | 3.343% | 3.343% | 297103.7657 | 74.03% | 25.97% | 0% | 219952.068 | 77151.6977 | 0 | 0 | 219952.068 | 0 | 77151.6977
Development at Beddington 162S | 813 | 240 | 25 | 162S | 36791.1459 | AltaLink | 2017 | 0% | 0% | 1.672% | 3.343% | 3.343% | 3.343% | 33797.5163 | 91.17% | 8.832% | 0% | 30812.5505 | 2984.9658 | 0 | 0 | 30812.5505 | 0 | 2984.9658
Development at Benalto 17S | 813 | 240 | 25 | 17S | 5892088.7617 | AltaLink | 2017 | 0% | 0% | 1.672% | 3.343% | 3.343% | 3.343% | 5412660.057 | 0% | 100% | 0% | 0 | 5412660.057 | 0 | 0 | 0 | 0 | 5412660.057
Development at Benalto 17S (dev2) | 813 | 240 | 25 | 17S | 36791.1459 | AltaLink | 2017 | 0% | 0% | 1.672% | 3.343% | 3.343% | 3.343% | 33797.5163 | 0% | 100% | 0% | 0 | 33797.5163 | 0 | 0 | 0 | 0 | 33797.5163
Development at Benalto 17S (dev21) | 813 | 240 | 25 | 17S | 350767.6777 | AltaLink | 2017 | 0% | 0% | 1.672% | 3.343% | 3.343% | 3.343% | 322226.3403 | 0% | 100% | 0% | 0 | 322226.3403 | 0 | 0 | 0 | 0 | 322226.3403
Development at Didsbury 152S | 813 | 240 | 0 | 152S | 447651.4772 | AltaLink | 2017 | 0% | 0% | 1.672% | 3.343% | 3.343% | 3.343% | 411226.8787 | 0% | 0% | 100% | 0 | 0 | 411226.8787 | 411226.8787 | 0 | 0 | 0
Development at Ellis 332S | 813 | 138 | 25 | 332S | 3030739.6252 | AltaLink | 2017 | 0% | 0% | 1.672% | 3.343% | 3.343% | 3.343% | 2784133.7726 | 0% | 100% | 0% | 0 | 2784133.7726 | 0 | 0 | 0 | 0 | 2784133.7726
Development at Ellis 332S (dev3) | 813 | 138 | 25 | 332S | 2498374.0235 | AltaLink | 2017 | 0% | 0% | 1.672% | 3.343% | 3.343% | 3.343% | 2295085.8059 | 0% | 100% | 0% | 0 | 2295085.8059 | 0 | 0 | 0 | 0 | 2295085.8059
Development at Harmattan 256S | 813 | 138 | 25 | 256S | 446170.8602 | AltaLink | 2017 | 0% | 0% | 1.672% | 3.343% | 3.343% | 3.343% | 409866.7368 | 54.51% | 45.49% | 0% | 223422.4289 | 186444.3078 | 0 | 0 | 223422.4289 | 0 | 186444.3078
Development at Innisfail 214S | 813 | 240 | 25 | 214S | 3173918.3395 | AltaLink | 2017 | 0% | 0% | 1.672% | 3.343% | 3.343% | 3.343% | 2915662.2914 | 0% | 100% | 0% | 0 | 2915662.2914 | 0 | 0 | 0 | 0 | 2915662.2914
Development at Piper Creek 247S | 813 | 138 | 138 | 247S | 624990.2139 | AltaLink | 2017 | 0% | 0% | 1.672% | 3.343% | 3.343% | 3.343% | 574135.8801 | 0% | 0% | 100% | 0 | 0 | 574135.8801 | 0 | 0 | 574135.8801 | 0
Development at Ponoka 331S | 813 | 138 | 25 | 331S | 3065380.5529 | AltaLink | 2017 | 0% | 0% | 1.672% | 3.343% | 3.343% | 3.343% | 2815956.0301 | 0% | 100% | 0% | 0 | 2815956.0301 | 0 | 0 | 0 | 0 | 2815956.0301
Development at Prentiss 276S | 813 | 138 | 25 | 276S | 3186555.949 | AltaLink | 2017 | 0% | 0% | 1.672% | 3.343% | 3.343% | 3.343% | 2927271.6013 | 0% | 0% | 100% | 0 | 0 | 2927271.6013 | 0 | 0 | 0 | 2927271.6013
Development at Red Deer 63S | 813 | 240 | 25 | 63S | 1318872.5454 | AltaLink | 2017 | 0% | 0% | 1.672% | 3.343% | 3.343% | 3.343% | 1211558.2496 | 0% | 100% | 0% | 0 | 1211558.2496 | 0 | 0 | 0 | 0 | 1211558.2496
Development at Red Deer 63S (dev12) | 813 | 240 | 25 | 63S | 437105.3799 | AltaLink | 2017 | 0% | 0% | 1.672% | 3.343% | 3.343% | 3.343% | 401538.8984 | 0% | 100% | 0% | 0 | 401538.8984 | 0 | 0 | 0 | 0 | 401538.8984
Development at Red Deer 63S (dev21) | 813 | 240 | 25 | 63S | 335873.2174 | AltaLink | 2017 | 0% | 0% | 1.672% | 3.343% | 3.343% | 3.343% | 308543.8156 | 0% | 100% | 0% | 0 | 308543.8156 | 0 | 0 | 0 | 0 | 308543.8156
Development at South Red Deer 194S | 813 | 138 | 138 | 194S | 1494037.1072 | AltaLink | 2017 | 0% | 0% | 1.672% | 3.343% | 3.343% | 3.343% | 1372469.9849 | 0% | 0% | 100% | 0 | 0 | 1372469.9849 | 0 | 0 | 1372469.9849 | 0
Development at South Red Deer 194S (dev11) | 813 | 138 | 138 | 194S | 1533469.4238 | AltaLink | 2017 | 0% | 0% | 1.672% | 3.343% | 3.343% | 3.343% | 1408693.7646 | 0% | 0% | 100% | 0 | 0 | 1408693.7646 | 0 | 0 | 1408693.7646 | 0
Development at Sylvan Lake 580S | 813 | 138 | 25 | 580S | 517837.0121 | AltaLink | 2017 | 0% | 0% | 1.672% | 3.343% | 3.343% | 3.343% | 475701.5423 | 0% | 100% | 0% | 0 | 475701.5423 | 0 | 0 | 0 | 0 | 475701.5423
Didsbury 152S | 813 | 240 | 0 | 152S | 89503.8312 | AltaLink | 2017 | 0% | 0% | 1.672% | 3.343% | 3.343% | 3.343% | 82221.0648 | 0% | 0% | 100% | 0 | 0 | 82221.0648 | 82221.0648 | 0 | 0 | 0
Eagle Hill 9433R (GD Hazel) | 813 | 240 | 0 | 0 | 554235.2625 | AltaLink | 2017 | 0% | 0% | 1.672% | 3.343% | 3.343% | 3.343% | 509138.1323 | 0% | 0% | 100% | 0 | 0 | 509138.1323 | 509138.1323 | 0 | 0 | 0
Ellerslie 89S | 813 | 240 | 240 | 89S | 117043.4716 | AltaLink | 2017 | 0% | 0% | 1.672% | 3.343% | 3.343% | 3.343% | 107519.854 | 0% | 0% | 100% | 0 | 0 | 107519.854 | 0 | 107519.854 | 0 | 0
Ellis 332S | 813 | 138 | 25 | 332S | 4803000 | AltaLink | 2017 | 0% | 0% | 1.672% | 3.343% | 3.343% | 3.343% | 4412188.4963 | 0% | 100% | 0% | 0 | 4412188.4963 | 0 | 0 | 0 | 0 | 4412188.4963
Ellis 332S (GD) | 813 | 138 | 25 | 332S | 1561153.3637 | AltaLink | 2017 | 0% | 0% | 1.672% | 3.343% | 3.343% | 3.343% | 1434125.1119 | 0% | 100% | 0% | 0 | 1434125.1119 | 0 | 0 | 0 | 0 | 1434125.1119
Gaetz 87S | 813 | 240 | 138 | 87S | 3058127.6637 | AltaLink | 2017 | 0% | 0% | 1.672% | 3.343% | 3.343% | 3.343% | 2809293.2954 | 0% | 0% | 100% | 0 | 0 | 2809293.2954 | 0 | 0 | 2809293.2954 | 0
Harmattan 256S | 813 | 240 | 25 | 256S | 185892.5725 | AltaLink | 2017 | 0% | 0% | 1.672% | 3.343% | 3.343% | 3.343% | 170766.827 | 54.51% | 45.49% | 0% | 93086.6934 | 77680.1336 | 0 | 0 | 93086.6934 | 0 | 77680.1336
Hazelwood 287S | 813 | 240 | 0 | 287S | 24486182.7475 | AltaLink | 2017 | 0% | 0% | 1.672% | 3.343% | 3.343% | 3.343% | 22493785.9333 | 0% | 0% | 100% | 0 | 0 | 22493785.9333 | 22493785.9333 | 0 | 0 | 0
Innisfail 214S | 813 | 138 | 25 | 214S | 4439045.7828 | AltaLink | 2017 | 0% | 0% | 1.672% | 3.343% | 3.343% | 3.343% | 4077848.5816 | 0% | 100% | 0% | 0 | 4077848.5816 | 0 | 0 | 0 | 0 | 4077848.5816
Joffre 535S | 813 | 138 | 25 | 535S | 5111000 | AltaLink | 2017 | 0% | 0% | 1.672% | 3.343% | 3.343% | 3.343% | 4695127.0882 | 74.03% | 25.97% | 0% | 3475899.7755 | 1219227.3127 | 0 | 0 | 3475899.7755 | 0 | 1219227.3127
Joffre 535S | 813 | 138 | 25 | 535S | 974788.8537 | AltaLink | 2017 | 0% | 0% | 1.672% | 3.343% | 3.343% | 3.343% | 895472.0314 | 74.03% | 25.97% | 0% | 662936.4817 | 232535.5497 | 0 | 0 | 662936.4817 | 0 | 232535.5497
Johnson 281S | 813 | 240 | 138 | 281S | 27577507.3795 | AltaLink | 2017 | 0% | 0% | 1.672% | 3.343% | 3.343% | 3.343% | 25333575.0192 | 0% | 0% | 100% | 0 | 0 | 25333575.0192 | 0 | 0 | 25333575.0192 | 0
N.E. Lacombe 212S | 813 | 138 | 25 | 212S | 5363344.9628 | AltaLink | 2017 | 0% | 0% | 1.672% | 3.343% | 3.343% | 3.343% | 4926939.1936 | 0% | 100% | 0% | 0 | 4926939.1936 | 0 | 0 | 0 | 0 | 4926939.1936
New 240/138kV Substation Hazelwood 287S | 813 | 240 | 0 | 287S | 19156315.5193 | AltaLink | 2017 | 0% | 0% | 1.672% | 3.343% | 3.343% | 3.343% | 17597600.4511 | 0% | 0% | 100% | 0 | 0 | 17597600.4511 | 17597600.4511 | 0 | 0 | 0
New 240/138kV Substation Johnson 281S | 813 | 240 | 138 | 281S | 20096056.3432 | AltaLink | 2017 | 0% | 0% | 1.672% | 3.343% | 3.343% | 3.343% | 18460876.248 | 0% | 0% | 100% | 0 | 0 | 18460876.248 | 0 | 0 | 18460876.248 | 0
New 240/138kV Substation Wolf Creek 288S | 813 | 240 | 138 | 288S | 16806672.4872 | AltaLink | 2017 | 0% | 0% | 1.672% | 3.343% | 3.343% | 3.343% | 15439143.6622 | 0% | 0% | 100% | 0 | 0 | 15439143.6622 | 0 | 0 | 15439143.6622 | 0
New additions at Gaetz 87S | 813 | 240 | 138 | 87S | 2595668.4901 | AltaLink | 2017 | 0% | 0% | 1.672% | 3.343% | 3.343% | 3.343% | 2384463.5962 | 0% | 0% | 100% | 0 | 0 | 2384463.5962 | 0 | 0 | 2384463.5962 | 0
New additions at N.E Lacombe 212S | 813 | 138 | 25 | 212S | 3773036.0916 | AltaLink | 2017 | 0% | 0% | 1.672% | 3.343% | 3.343% | 3.343% | 3466030.9056 | 0% | 100% | 0% | 0 | 3466030.9056 | 0 | 0 | 0 | 0 | 3466030.9056
New Additions at North Red Deer 217S | 813 | 138 | 25 | 217S | 1453039.2523 | AltaLink | 2017 | 0% | 0% | 1.672% | 3.343% | 3.343% | 3.343% | 1334808.052 | 0% | 100% | 0% | 0 | 1334808.052 | 0 | 0 | 0 | 0 | 1334808.052
New Additions at North Red Deer 217S (dev10) | 813 | 138 | 25 | 217S | 1479296.807 | AltaLink | 2017 | 0% | 0% | 1.672% | 3.343% | 3.343% | 3.343% | 1358929.0766 | 0% | 100% | 0% | 0 | 1358929.0766 | 0 | 0 | 0 | 0 | 1358929.0766
North Red Deer 217S | 813 | 138 | 25 | 217S | 187594.2578 | AltaLink | 2017 | 0% | 0% | 1.672% | 3.343% | 3.343% | 3.343% | 172330.0492 | 0% | 100% | 0% | 0 | 172330.0492 | 0 | 0 | 0 | 0 | 172330.0492
Olds 55S (GD Hazel) | 813 | 138 | 25 | 55S | 98109.9688 | AltaLink | 2017 | 0% | 0% | 1.672% | 3.343% | 3.343% | 3.343% | 90126.9365 | 0% | 100% | 0% | 0 | 90126.9365 | 0 | 0 | 0 | 0 | 90126.9365
Olds 55S (GD Johnson) | 813 | 240 | 25 | 55S | 390718.6478 | AltaLink | 2017 | 0% | 0% | 1.672% | 3.343% | 3.343% | 3.343% | 358926.5715 | 0% | 100% | 0% | 0 | 358926.5715 | 0 | 0 | 0 | 0 | 358926.5715
Piper Creek 247S | 813 | 138 | 138 | 247S | 1998667.7937 | AltaLink | 2017 | 0% | 0% | 1.672% | 3.343% | 3.343% | 3.343% | 1836039.7766 | 0% | 0% | 100% | 0 | 0 | 1836039.7766 | 0 | 0 | 1836039.7766 | 0
Ponoka 331S | 813 | 138 | 25 | 331S | 3179107.2357 | AltaLink | 2017 | 0% | 0% | 1.672% | 3.343% | 3.343% | 3.343% | 2920428.9764 | 0% | 100% | 0% | 0 | 2920428.9764 | 0 | 0 | 0 | 0 | 2920428.9764
Prentiss 276S | 813 | 138 | 25 | 276S | 4288175.2446 | AltaLink | 2017 | 0% | 0% | 1.672% | 3.343% | 3.343% | 3.343% | 3939254.1088 | 0% | 0% | 100% | 0 | 0 | 3939254.1088 | 0 | 0 | 0 | 3939254.1088
RAS in 256S_(v2) | 813 | 138 | 25 | 256S | 140996.1225 | AltaLink | 2017 | 0% | 0% | 1.672% | 3.343% | 3.343% | 3.343% | 129523.5206 | 54.51% | 45.49% | 0% | 70604.5575 | 58918.9631 | 0 | 0 | 70604.5575 | 0 | 58918.9631
Red Deer 217S | 813 | 138 | 25 | 217S | 2898997.8883 | AltaLink | 2017 | 0% | 0% | 1.672% | 3.343% | 3.343% | 3.343% | 2663111.6247 | 0% | 100% | 0% | 0 | 2663111.6247 | 0 | 0 | 0 | 0 | 2663111.6247
Red Deer 63S (648L) | 813 | 138 | 25 | 63S | 759143.1181 | AltaLink | 2017 | 0% | 0% | 1.672% | 3.343% | 3.343% | 3.343% | 697373.0029 | 0% | 100% | 0% | 0 | 697373.0029 | 0 | 0 | 0 | 0 | 697373.0029
Red Deer 63S (755/427L) | 813 | 138 | 25 | 63S | 682001.5541 | AltaLink | 2017 | 0% | 0% | 1.672% | 3.343% | 3.343% | 3.343% | 626508.3097 | 0% | 100% | 0% | 0 | 626508.3097 | 0 | 0 | 0 | 0 | 626508.3097
Red Deer 63S (80/426L) | 813 | 138 | 25 | 63S | 1044917.5483 | AltaLink | 2017 | 0% | 0% | 1.672% | 3.343% | 3.343% | 3.343% | 959894.4797 | 0% | 100% | 0% | 0 | 959894.4797 | 0 | 0 | 0 | 0 | 959894.4797
Red Deer 63S (GD Hazel) | 813 | 240 | 25 | 63S | 406209.6955 | AltaLink | 2017 | 0% | 0% | 1.672% | 3.343% | 3.343% | 3.343% | 373157.1405 | 0% | 100% | 0% | 0 | 373157.1405 | 0 | 0 | 0 | 0 | 373157.1405
Red Deer 63S (GD Wolf) | 813 | 240 | 25 | 63S | 89503.8312 | AltaLink | 2017 | 0% | 0% | 1.672% | 3.343% | 3.343% | 3.343% | 82221.0648 | 0% | 100% | 0% | 0 | 82221.0648 | 0 | 0 | 0 | 0 | 82221.0648
Shell Caroline 378S RAS_(v2) | 813 | 138 | 25 | 378S | 107820.5642 | AltaLink | 2017 | 0% | 0% | 1.672% | 3.343% | 3.343% | 3.343% | 99047.3981 | 31.21% | 68.79% | 0% | 30909.7259 | 68137.6723 | 0 | 0 | 30909.7259 | 0 | 68137.6723
South Red Deer 194S (80/425L) | 813 | 138 | 138 | 194S | 1236018.2408 | AltaLink | 2017 | 0% | 0% | 1.672% | 3.343% | 3.343% | 3.343% | 1135445.6513 | 0% | 0% | 100% | 0 | 0 | 1135445.6513 | 0 | 0 | 1135445.6513 | 0
South Red Deer 194S (80/426L) | 813 | 138 | 138 | 194S | 1628738.9301 | AltaLink | 2017 | 0% | 0% | 1.672% | 3.343% | 3.343% | 3.343% | 1496211.3618 | 0% | 0% | 100% | 0 | 0 | 1496211.3618 | 0 | 0 | 1496211.3618 | 0
Substation Harmattan 256S_(v2) | 813 | 138 | 25 | 256S | 5094521.6606 | AltaLink | 2017 | 0% | 0% | 1.672% | 3.343% | 3.343% | 3.343% | 4679989.5618 | 54.51% | 45.49% | 0% | 2551108.7907 | 2128880.7711 | 0 | 0 | 2551108.7907 | 0 | 2128880.7711
Substation Johnson 281S_(v2) | 813 | 240 | 138 | 281S | 841829.7901 | AltaLink | 2017 | 0% | 0% | 1.672% | 3.343% | 3.343% | 3.343% | 773331.6085 | 0% | 0% | 100% | 0 | 0 | 773331.6085 | 0 | 0 | 773331.6085 | 0
Sundre 575S RAS_(v2) | 813 | 138 | 25 | 575S | 109894.0366 | AltaLink | 2017 | 0% | 0% | 1.672% | 3.343% | 3.343% | 3.343% | 100952.1558 | 0% | 100% | 0% | 0 | 100952.1558 | 0 | 0 | 0 | 0 | 100952.1558
Sylvan Lake 580S | 813 | 138 | 25 | 580S | 932711.637 | AltaLink | 2017 | 0% | 0% | 1.672% | 3.343% | 3.343% | 3.343% | 856818.5624 | 0% | 100% | 0% | 0 | 856818.5624 | 0 | 0 | 0 | 0 | 856818.5624
Waiparous 639S | 813 | 240 | 0 | 639S | 957002.503 | AltaLink | 2017 | 0% | 0% | 1.672% | 3.343% | 3.343% | 3.343% | 879132.9241 | 0% | 0% | 100% | 0 | 0 | 879132.9241 | 879132.9241 | 0 | 0 | 0
Wolf Creek 288S | 813 | 240 | 138 | 288S | 35639737.099 | AltaLink | 2017 | 0% | 0% | 1.672% | 3.343% | 3.343% | 3.343% | 32739795.5529 | 0% | 0% | 100% | 0 | 0 | 32739795.5529 | 0 | 0 | 32739795.5529 | 0
Acheson 305S | 850 | 138 | 25 | 305S | 8772223.6609 | AltaLink | 2017 | 0% | 0% | 1.672% | 3.343% | 3.343% | 3.343% | 8058443.5403 | 0% | 100% | 0% | 0 | 8058443.5403 | 0 | 0 | 0 | 0 | 8058443.5403
Bardo 197S | 850 | 138 | 138 | 197S | 1637012.1502 | AltaLink | 2017 | 0% | 0% | 1.672% | 3.343% | 3.343% | 3.343% | 1503811.4049 | 0% | 0% | 100% | 0 | 0 | 1503811.4049 | 0 | 0 | 1503811.4049 | 0
Bigstone 86S | 850 | 240 | 138 | 86S | 413798.7758 | AltaLink | 2017 | 0% | 0% | 1.672% | 3.343% | 3.343% | 3.343% | 380128.7108 | 0% | 0% | 100% | 0 | 0 | 380128.7108 | 0 | 0 | 380128.7108 | 0
Bilby 105S | 850 | 138 | 25 | 105S | 109864.1935 | AltaLink | 2017 | 0% | 0% | 1.672% | 3.343% | 3.343% | 3.343% | 100924.7409 | 0% | 100% | 0% | 0 | 100924.7409 | 0 | 0 | 0 | 0 | 100924.7409
Bretona 45S | 850 | 138 | 25 | 45S | 22946.8712 | AltaLink | 2017 | 0% | 0% | 1.672% | 3.343% | 3.343% | 3.343% | 21079.7254 | 0% | 100% | 0% | 0 | 21079.7254 | 0 | 0 | 0 | 0 | 21079.7254
Carvel 432S | 850 | 138 | 25 | 432S | 125476.4137 | AltaLink | 2017 | 0% | 0% | 1.672% | 3.343% | 3.343% | 3.343% | 115266.6227 | 0% | 100% | 0% | 0 | 115266.6227 | 0 | 0 | 0 | 0 | 115266.6227
Cooking Lake 522S | 850 | 138 | 25 | 522S | 6420665.4816 | AltaLink | 2017 | 0% | 0% | 1.672% | 3.343% | 3.343% | 3.343% | 5898227.4363 | 0% | 100% | 0% | 0 | 5898227.4363 | 0 | 0 | 0 | 0 | 5898227.4363
East Camrose 285S | 850 | 138 | 25 | 285S | 22946.8712 | AltaLink | 2017 | 0% | 0% | 1.672% | 3.343% | 3.343% | 3.343% | 21079.7254 | 0% | 100% | 0% | 0 | 21079.7254 | 0 | 0 | 0 | 0 | 21079.7254
East Edmonton 38S | 850 | 240 | 25 | 38S | 101645.4381 | AltaLink | 2017 | 0% | 0% | 1.672% | 3.343% | 3.343% | 3.343% | 93374.7309 | 0% | 100% | 0% | 0 | 93374.7309 | 0 | 0 | 0 | 0 | 93374.7309
East Edmonton 38S dev3 | 850 | 240 | 25 | 38S | 98365.1454 | AltaLink | 2017 | 0% | 0% | 1.672% | 3.343% | 3.343% | 3.343% | 90361.3497 | 0% | 100% | 0% | 0 | 90361.3497 | 0 | 0 | 0 | 0 | 90361.3497
Ellerslie 89S | 850 | 500 | 240 | 89S | 655238.9439 | AltaLink | 2017 | 0% | 0% | 1.672% | 3.343% | 3.343% | 3.343% | 601923.3252 | 0% | 0% | 100% | 0 | 0 | 601923.3252 | 0 | 601923.3252 | 0 | 0
Harry smith 376S | 850 | 240 | 138 | 376S | 55595620.8305 | AltaLink | 2017 | 0% | 0% | 1.672% | 3.343% | 3.343% | 3.343% | 51071904.7834 | 0% | 0% | 100% | 0 | 0 | 51071904.7834 | 0 | 0 | 51071904.7834 | 0
Keephills 320P | 850 | 500 | 25 | 320P | 507255.814 | AltaLink | 2017 | 0% | 0% | 1.672% | 3.343% | 3.343% | 3.343% | 465981.3173 | 96.2% | 3.796% | 0% | 448290.4415 | 17690.8758 | 0 | 0 | 448290.4415 | 0 | 17690.8758
Keephills 320P | 850 | 500 | 25 | 320P | 507255.814 | AltaLink | 2017 | 0% | 0% | 1.672% | 3.343% | 3.343% | 3.343% | 465981.3173 | 96.2% | 3.796% | 0% | 448290.4415 | 17690.8758 | 0 | 0 | 448290.4415 | 0 | 17690.8758
Leduc 325S | 850 | 138 | 25 | 325S | 3055561.359 | AltaLink | 2017 | 0% | 0% | 1.672% | 3.343% | 3.343% | 3.343% | 2806935.8064 | 0% | 100% | 0% | 0 | 2806935.8064 | 0 | 0 | 0 | 0 | 2806935.8064
Nisku 149S | 850 | 138 | 25 | 149S | 4164342.0352 | AltaLink | 2017 | 0% | 0% | 1.672% | 3.343% | 3.343% | 3.343% | 3825496.9858 | 0% | 100% | 0% | 0 | 3825496.9858 | 0 | 0 | 0 | 0 | 3825496.9858
Petrolia 816S | 850 | 240 | 25 | 816S | 171568 | EPCOR | 2017 | 0% | 0% | 2.057% | 4.115% | 4.115% | 4.115% | 154494.9044 | 0% | 0% | 100% | 0 | 0 | 154494.9044 | 0 | 0 | 0 | 154494.9044
Saunders Lake 289S | 850 | 240 | 138 | 289S | 59647159.8791 | AltaLink | 2017 | 0% | 0% | 1.672% | 3.343% | 3.343% | 3.343% | 54793777.3595 | 0% | 0% | 100% | 0 | 0 | 54793777.3595 | 0 | 0 | 54793777.3595 | 0
Spruce Grove 595S | 850 | 138 | 25 | 595S | 83551.6546 | AltaLink | 2017 | 0% | 0% | 1.672% | 3.343% | 3.343% | 3.343% | 76753.2062 | 0% | 100% | 0% | 0 | 76753.2062 | 0 | 0 | 0 | 0 | 76753.2062
Stony Plain 434S | 850 | 138 | 25 | 434S | 1277016.6255 | AltaLink | 2017 | 0% | 0% | 1.672% | 3.343% | 3.343% | 3.343% | 1173108.071 | 0% | 100% | 0% | 0 | 1173108.071 | 0 | 0 | 0 | 0 | 1173108.071
Viscount 92S | 850 | 138 | 25 | 92S | 84454.7312 | AltaLink | 2017 | 0% | 0% | 1.672% | 3.343% | 3.343% | 3.343% | 77582.801 | 0% | 100% | 0% | 0 | 77582.801 | 0 | 0 | 0 | 0 | 77582.801
Wetaskiwin 40S | 850 | 138 | 25 | 40S | 1153188.8957 | AltaLink | 2017 | 0% | 0% | 1.672% | 3.343% | 3.343% | 3.343% | 1059355.9816 | 0% | 100% | 0% | 0 | 1059355.9816 | 0 | 0 | 0 | 0 | 1059355.9816
Wolf Creek 288S | 850 | 240 | 138 | 288S | 475507.7409 | AltaLink | 2017 | 0% | 0% | 1.672% | 3.343% | 3.343% | 3.343% | 436816.5281 | 0% | 0% | 100% | 0 | 0 | 436816.5281 | 0 | 0 | 436816.5281 | 0
Enmax No. 5 | 859 | 138 | 25 | SS-5 | 37991871.5915 | ENMAX | 2015 | 1.393% | 2.786% | 2.786% | 2.786% | 2.786% | 2.786% | 33459548.248 | 0% | 100% | 0% | 0 | 33459548.248 | 0 | 0 | 0 | 0 | 33459548.248
Foothills 237S | 882 | 240 | 138 | 237S | 358753.3316 | AltaLink | 2015 | 1.723% | 3.343% | 3.343% | 3.343% | 3.343% | 3.343% | 307733.2796 | 0% | 0% | 100% | 0 | 0 | 307733.2796 | 0 | 0 | 307733.2796 | 0
Peigan 59S | 882 | 240 | 138 | 59S | 309435.0176 | AltaLink | 2015 | 1.723% | 3.343% | 3.343% | 3.343% | 3.343% | 3.343% | 265428.7624 | 0% | 0% | 100% | 0 | 0 | 265428.7624 | 0 | 0 | 265428.7624 | 0
Station - Stavely Series Capacitor SC1 266S | 882 | 240 | 240 | 266S | 42547759.9694 | AltaLink | 2015 | 1.723% | 3.343% | 3.343% | 3.343% | 3.343% | 3.343% | 36496836.5857 | 0% | 0% | 100% | 0 | 0 | 36496836.5857 | 0 | 36496836.5857 | 0 | 0
Windy Flats 138S | 882 | 240 | 138 | 138S | 73372187.6476 | AltaLink | 2015 | 1.723% | 3.343% | 3.343% | 3.343% | 3.343% | 3.343% | 62937572.8461 | 0% | 0% | 100% | 0 | 0 | 62937572.8461 | 0 | 0 | 62937572.8461 | 0
Bowmanton 244S 138kV | 888 | 240 | 138 | 244S | 31598804.4676 | AltaLink | 2016 | 0% | 1.672% | 3.343% | 3.343% | 3.343% | 3.343% | 28057153.0908 | 0% | 0% | 100% | 0 | 0 | 28057153.0908 | 0 | 0 | 28057153.0908 | 0
Bullshead 523S | 888 | 240 | 25 | 523S | 1075414.0279 | AltaLink | 2016 | 0% | 1.672% | 3.343% | 3.343% | 3.343% | 3.343% | 954879.6711 | 0% | 100% | 0% | 0 | 954879.6711 | 0 | 0 | 0 | 0 | 954879.6711
Burdett 368S line protection | 888 | 138 | 25 | 368S | 300701.1676 | AltaLink | 2016 | 0% | 1.672% | 3.343% | 3.343% | 3.343% | 3.343% | 266998.0348 | 0% | 100% | 0% | 0 | 266998.0348 | 0 | 0 | 0 | 0 | 266998.0348
Chappice Lake 649S | 888 | 138 | 25 | 649S | 51845.0289 | AltaLink | 2016 | 0% | 1.672% | 3.343% | 3.343% | 3.343% | 3.343% | 46034.1439 | 0% | 100% | 0% | 0 | 46034.1439 | 0 | 0 | 0 | 0 | 46034.1439
Cypress 562S line protection | 888 | 240 | 138 | 562S | 142203.5078 | AltaLink | 2016 | 0% | 1.672% | 3.343% | 3.343% | 3.343% | 3.343% | 126265.0805 | 0% | 0% | 100% | 0 | 0 | 126265.0805 | 0 | 0 | 126265.0805 | 0
Medicine Hat 41S | 888 | 138 | 69 | 41S | 1193916.9511 | AltaLink | 2016 | 0% | 1.672% | 3.343% | 3.343% | 3.343% | 3.343% | 1060100.5715 | 79.69% | 20.31% | 0% | 844767.6429 | 215332.9286 | 0 | 0 | 844767.6429 | 0 | 215332.9286
Suffield 895S line protection | 888 | 138 | 25 | 895S | 103690.0578 | AltaLink | 2016 | 0% | 1.672% | 3.343% | 3.343% | 3.343% | 3.343% | 92068.2878 | 23.38% | 76.62% | 0% | 21523.8546 | 70544.4333 | 0 | 0 | 21523.8546 | 0 | 70544.4333
Birchwood Creek 960S | 948 | 240 | 240 | 960S | 13129855.568 | ATCO | 2015 | 1.222% | 2.463% | 2.435% | 2.435% | 2.435% | 2.435% | 11748160.6746 | 0% | 0% | 100% | 0 | 0 | 11748160.6746 | 0 | 11748160.6746 | 0 | 0
0244S Bowmanton180 | 737 | 240 | 138 | 244S | 598925.2053 | AltaLink | 2015 | 1.723% | 3.343% | 3.343% | 3.343% | 3.343% | 3.343% | 513749.1459 | 0% | 0% | 100% | 0 | 0 | 513749.1459 | 0 | 0 | 513749.1459 | 0
089S Ellerslie180 | 737 | 240 | 240 | 89S | 701881.1316 | AltaLink | 2015 | 1.723% | 3.343% | 3.343% | 3.343% | 3.343% | 3.343% | 602063.2104 | 0% | 0% | 100% | 0 | 0 | 602063.2104 | 0 | 602063.2104 | 0 | 0
320P Keephills180 | 737 | 240 | 25 | 320P | 314443.8905 | AltaLink | 2015 | 1.723% | 3.343% | 3.343% | 3.343% | 3.343% | 3.343% | 269725.2992 | 96.2% | 3.796% | 0% | 259485.2389 | 10240.0603 | 0 | 0 | 259485.2389 | 0 | 10240.0603
324S Cassils180 | 737 | 240 | 240 | 324S | 1228267.796 | AltaLink | 2015 | 1.723% | 3.343% | 3.343% | 3.343% | 3.343% | 3.343% | 1053589.8733 | 0% | 0% | 100% | 0 | 0 | 1053589.8733 | 0 | 1053589.8733 | 0 | 0
356S Milo180 | 737 | 240 | 240 | 356S | 509558.7047 | AltaLink | 2015 | 1.723% | 3.343% | 3.343% | 3.343% | 3.343% | 3.343% | 437091.889 | 0% | 0% | 100% | 0 | 0 | 437091.889 | 0 | 437091.889 | 0 | 0
Converter Station (Heathfield 2029S)180 | 737 | 500 | 500 | 2029S | 532569282.5 | ATCO | 2015 | 1.222% | 2.463% | 2.435% | 2.435% | 2.435% | 2.435% | 476525386.6459 | 0% | 0% | 100% | 0 | 0 | 476525386.6459 | 0 | 476525386.6459 | 0 | 0
Genesee 330P 961 | 737 | 500 | 240 | 330P | 107206.2819 | EPCOR | 2015 | 2.061% | 4.16% | 4.115% | 4.115% | 4.115% | 4.115% | 88711.9725 | 0% | 0% | 100% | 0 | 0 | 88711.9725 | 0 | 88711.9725 | 0 | 0
Heartland 12S180 | 737 | 500 | 240 | 12S | 33005662.7473 | AltaLink | 2015 | 1.723% | 3.343% | 3.343% | 3.343% | 3.343% | 3.343% | 28311767.3071 | 0% | 0% | 100% | 0 | 0 | 28311767.3071 | 0 | 28311767.3071 | 0 | 0
320P[2]_180 | 737 | 240 | 25 | 320P | 551841.8758 | AltaLink | 2015 | 1.723% | 3.343% | 3.343% | 3.343% | 3.343% | 3.343% | 473361.7652 | 96.2% | 3.796% | 0% | 455390.6923 | 17971.0729 | 0 | 0 | 455390.6923 | 0 | 17971.0729
330P_180 | 737 | 240 | 240 | 330P | 223583.1527 | AltaLink | 2015 | 1.723% | 3.343% | 3.343% | 3.343% | 3.343% | 3.343% | 191786.3077 | 0% | 0% | 100% | 0 | 0 | 191786.3077 | 0 | 191786.3077 | 0 | 0
74S_180 | 737 | 240 | 138 | 74S | 315408.5092 | AltaLink | 2015 | 1.723% | 3.343% | 3.343% | 3.343% | 3.343% | 3.343% | 270552.7348 | 0% | 0% | 100% | 0 | 0 | 270552.7348 | 0 | 0 | 270552.7348 | 0
89S_180 | 737 | 240 | 240 | 89S | 273015.7652 | AltaLink | 2015 | 1.723% | 3.343% | 3.343% | 3.343% | 3.343% | 3.343% | 234188.8685 | 0% | 0% | 100% | 0 | 0 | 234188.8685 | 0 | 234188.8685 | 0 | 0
Bennett 503S Substation | 737 | 500 | 0 | 503S | 59049851.8609 | AltaLink | 2015 | 1.723% | 3.343% | 3.343% | 3.343% | 3.343% | 3.343% | 50652085.9225 | 0% | 0% | 100% | 0 | 0 | 50652085.9225 | 50652085.9225 | 0 | 0 | 0
Crossings 511S Substation | 737 | 500 | 240 | 511S | 248522285.1 | AltaLink | 2015 | 1.723% | 3.343% | 3.343% | 3.343% | 3.343% | 3.343% | 213178725.1252 | 0% | 0% | 100% | 0 | 0 | 213178725.1252 | 0 | 213178725.1252 | 0 | 0
Genesee 330P 962 | 737 | 500 | 240 | 330P | 418379.5331 | EPCOR | 2015 | 2.061% | 4.16% | 4.115% | 4.115% | 4.115% | 4.115% | 346204.2798 | 0% | 0% | 100% | 0 | 0 | 346204.2798 | 0 | 346204.2798 | 0 | 0
Langdon 102S Substation | 737 | 240 | 240 | 102S | 61400098.2397 | AltaLink | 2015 | 1.723% | 3.343% | 3.343% | 3.343% | 3.343% | 3.343% | 52668092.3606 | 0% | 0% | 100% | 0 | 0 | 52668092.3606 | 0 | 52668092.3606 | 0 | 0
Milo 356S_180 | 737 | 240 | 240 | 356S | 403965.625 | AltaLink | 2015 | 1.723% | 3.343% | 3.343% | 3.343% | 3.343% | 3.343% | 346515.7135 | 0% | 0% | 100% | 0 | 0 | 346515.7135 | 0 | 346515.7135 | 0 | 0
RPT1 17S_180 | 737 | 240 | 25 | 17S | 748276.1041 | AltaLink | 2015 | 1.723% | 3.343% | 3.343% | 3.343% | 3.343% | 3.343% | 641860.1288 | 0% | 100% | 0% | 0 | 641860.1288 | 0 | 0 | 0 | 0 | 641860.1288
RPT2- Jackville_180 | 737 | 240 | 0 | 0 | 440477.5493 | AltaLink | 2015 | 1.723% | 3.343% | 3.343% | 3.343% | 3.343% | 3.343% | 377835.0999 | 0% | 0% | 100% | 0 | 0 | 377835.0999 | 377835.0999 | 0 | 0 | 0
RPT3- Knob Hill_180 | 737 | 240 | 0 | 0 | 413456.9886 | AltaLink | 2015 | 1.723% | 3.343% | 3.343% | 3.343% | 3.343% | 3.343% | 354657.2642 | 0% | 0% | 100% | 0 | 0 | 354657.2642 | 354657.2642 | 0 | 0 | 0
Sunnybrook 510S Substation | 737 | 500 | 500 | 510S | 355813227.3 | AltaLink | 2015 | 1.723% | 3.343% | 3.343% | 3.343% | 3.343% | 3.343% | 305211301.8677 | 0% | 0% | 100% | 0 | 0 | 305211301.8677 | 0 | 305211301.8677 | 0 | 0
825S Whitefish Lake_v181 | 1101 | 240 | 240 | 825S | 53066.0772 | ATCO | 2016 | 0% | 1.232% | 2.435% | 2.435% | 2.435% | 2.435% | 48676.013 | 0% | 0% | 100% | 0 | 0 | 48676.013 | 0 | 48676.013 | 0 | 0
898S Heart Lake_v181 | 1101 | 240 | 144 | 898S | 16501631.6806 | ATCO | 2016 | 0% | 1.232% | 2.435% | 2.435% | 2.435% | 2.435% | 15136480.4285 | 0% | 0% | 100% | 0 | 0 | 15136480.4285 | 0 | 0 | 15136480.4285 | 0
Black Spruce 154S mod 180 | 1101 | 240 | 240 | 154S | 412500.8589 | AltaLink | 2016 | 0% | 1.672% | 3.343% | 3.343% | 3.343% | 3.343% | 366267.0137 | 0% | 0% | 100% | 0 | 0 | 366267.0137 | 0 | 366267.0137 | 0 | 0
Black spruce substation 154S180 | 1101 | 240 | 240 | 154S | 26377454.7444 | AltaLink | 2016 | 0% | 1.672% | 3.343% | 3.343% | 3.343% | 3.343% | 23421021.7247 | 0% | 0% | 100% | 0 | 0 | 23421021.7247 | 0 | 23421021.7247 | 0 | 0
Christina Lake 723S upg 180 | 1101 | 240 | 25 | 723S | 3002680.4093 | AltaLink | 2016 | 0% | 1.672% | 3.343% | 3.343% | 3.343% | 3.343% | 2666134.5373 | 0% | 100% | 0% | 0 | 2666134.5373 | 0 | 0 | 0 | 0 | 2666134.5373
Conklin 762S180 | 1101 | 240 | 25 | 762S | 17282.9301 | AltaLink | 2016 | 0% | 1.672% | 3.343% | 3.343% | 3.343% | 3.343% | 15345.8279 | 92.31% | 7.692% | 0% | 14165.3796 | 1180.4483 | 0 | 0 | 14165.3796 | 0 | 1180.4483
Ipiatik 167S 180 | 1101 | 240 | 138 | 167S | 51249492.0178 | AltaLink | 2016 | 0% | 1.672% | 3.343% | 3.343% | 3.343% | 3.343% | 45505355.9019 | 0% | 0% | 100% | 0 | 0 | 45505355.9019 | 0 | 0 | 45505355.9019 | 0
Jackfish 698S mod 180 | 1101 | 240 | 25 | 698S | 485910.4957 | AltaLink | 2016 | 0% | 1.672% | 3.343% | 3.343% | 3.343% | 3.343% | 431448.7651 | 0% | 0% | 100% | 0 | 0 | 431448.7651 | 0 | 0 | 0 | 431448.7651
Jackfish 698S180 | 1101 | 240 | 25 | 698S | 17282.9301 | AltaLink | 2016 | 0% | 1.672% | 3.343% | 3.343% | 3.343% | 3.343% | 15345.8279 | 0% | 0% | 100% | 0 | 0 | 15345.8279 | 0 | 0 | 0 | 15345.8279
Pike 170S mod 180 | 1101 | 240 | 138 | 170S | 31472.7351 | AltaLink | 2016 | 0% | 1.672% | 3.343% | 3.343% | 3.343% | 3.343% | 27945.2138 | 0% | 0% | 100% | 0 | 0 | 27945.2138 | 0 | 0 | 27945.2138 | 0
Pike 170S180 | 1101 | 240 | 138 | 170S | 49648445.3397 | AltaLink | 2016 | 0% | 1.672% | 3.343% | 3.343% | 3.343% | 3.343% | 44083757.4424 | 0% | 0% | 100% | 0 | 0 | 44083757.4424 | 0 | 0 | 44083757.4424 | 0
Winefred 818S mod 180 | 1101 | 240 | 25 | 818S | 467632.8514 | AltaLink | 2016 | 0% | 1.672% | 3.343% | 3.343% | 3.343% | 3.343% | 415219.7124 | 0% | 100% | 0% | 0 | 415219.7124 | 0 | 0 | 0 | 0 | 415219.7124
ENMAX No. 47 | 1107 | 138 | 25 | SS-47 | 9408588 | AltaLink | 2015 | 1.723% | 3.343% | 3.343% | 3.343% | 3.343% | 3.343% | 8070547.0508 | 0% | 0% | 100% | 0 | 0 | 8070547.0508 | 0 | 0 | 0 | 8070547.0508
Carseland 525S_180 | 1117 | 138 | 25 | 525S | 179071.0208 | AltaLink | 2015 | 1.723% | 3.343% | 3.343% | 3.343% | 3.343% | 3.343% | 153604.4621 | 73.46% | 26.54% | 0% | 112840.7435 | 40763.7186 | 0 | 0 | 112840.7435 | 0 | 40763.7186
Enmax No. 25_v180 | 1117 | 240 | 25 | SS-25 | 712675.2914 | ENMAX | 2015 | 1.393% | 2.786% | 2.786% | 2.786% | 2.786% | 2.786% | 627655.1352 | 97.59% | 2.408% | 4.857e-15% | 612539.5872 | 15115.548 | 3.0487e-11 | 0 | 612539.5872 | 0 | 15115.548
Enmax No. 65_v180 | 1117 | 240 | 138 | SS-65 | 3684124.7086 | ENMAX | 2015 | 1.393% | 2.786% | 2.786% | 2.786% | 2.786% | 2.786% | 3244619.0007 | 0% | 0% | 100% | 0 | 0 | 3244619.0007 | 0 | 0 | 3244619.0007 | 0
Foothills 237S 138kV_180 | 1117 | 240 | 138 | 237S | 50320527.6379 | AltaLink | 2015 | 1.723% | 3.343% | 3.343% | 3.343% | 3.343% | 3.343% | 43164201.2512 | 0% | 0% | 100% | 0 | 0 | 43164201.2512 | 0 | 0 | 43164201.2512 | 0
Foothills 237S_180 | 1117 | 240 | 138 | 237S | 7942848.7389 | AltaLink | 2015 | 1.723% | 3.343% | 3.343% | 3.343% | 3.343% | 3.343% | 6813257.6817 | 0% | 0% | 100% | 0 | 0 | 6813257.6817 | 0 | 0 | 6813257.6817 | 0
High River 65S_180 | 1117 | 138 | 25 | 65S | 7010473.3837 | AltaLink | 2015 | 1.723% | 3.343% | 3.343% | 3.343% | 3.343% | 3.343% | 6013479.9496 | 0% | 100% | 0% | 0 | 6013479.9496 | 0 | 0 | 0 | 0 | 6013479.9496
Janet 74S expansion_(v180) | 1117 | 240 | 138 | 74S | 26955252.7694 | AltaLink | 2015 | 1.723% | 3.343% | 3.343% | 3.343% | 3.343% | 3.343% | 23121815.4883 | 0% | 0% | 100% | 0 | 0 | 23121815.4883 | 0 | 0 | 23121815.4883 | 0
Langdon 102S_(v180) | 1117 | 500 | 240 | 102S | 26111161.3042 | AltaLink | 2015 | 1.723% | 3.343% | 3.343% | 3.343% | 3.343% | 3.343% | 22397766.3658 | 0% | 0% | 100% | 0 | 0 | 22397766.3658 | 0 | 22397766.3658 | 0 | 0
Okotok 678S_180 | 1117 | 138 | 25 | 678S | 5976888.0182 | AltaLink | 2015 | 1.723% | 3.343% | 3.343% | 3.343% | 3.343% | 3.343% | 5126885.7737 | 0% | 100% | 0% | 0 | 5126885.7737 | 0 | 0 | 0 | 0 | 5126885.7737
2060S Engstrom Substation | 1128 | 144 | 25 | 2060S | 3013835.5297 | ATCO | 2015 | 1.222% | 2.463% | 2.435% | 2.435% | 2.435% | 2.435% | 2696680.3912 | 0% | 100% | 0% | 0 | 2696680.3912 | 0 | 0 | 0 | 0 | 2696680.3912
856S Kinosis Substation | 1128 | 240 | 25 | 856S | 26494192.5722 | ATCO | 2015 | 1.222% | 2.463% | 2.435% | 2.435% | 2.435% | 2.435% | 23706127.586 | 0% | 100% | 0% | 0 | 23706127.586 | 0 | 0 | 0 | 0 | 23706127.586
989S Quigley substation | 1128 | 144 | 25 | 989S | 2933649.2336 | ATCO | 2015 | 1.222% | 2.463% | 2.435% | 2.435% | 2.435% | 2.435% | 2624932.3445 | 0% | 100% | 0% | 0 | 2624932.3445 | 0 | 0 | 0 | 0 | 2624932.3445
Engstorm 2060S substation | 1128 | 144 | 25 | 2060S | 25809473.342 | ATCO | 2015 | 1.222% | 2.463% | 2.435% | 2.435% | 2.435% | 2.435% | 23093463.4564 | 0% | 100% | 0% | 0 | 23093463.4564 | 0 | 0 | 0 | 0 | 23093463.4564
Construction of a new switching station, Birchwood Creek 2060S 180day | 1180 | 240 | 25 | 2060S | 0 | ATCO | 2100 | 0% | 0% | 0% | 0% | 0% | 0% | 0 | 0% | 100% | 0% | 0 | 0 | 0 | 0 | 0 | 0 | 0
Ells River 2079S | 1180 | 240 | 240 | 2079S | 0 | ATCO | 2100 | 0% | 0% | 0% | 0% | 0% | 0% | 0 | 0% | 0% | 100% | 0 | 0 | 0 | 0 | 0 | 0 | 0
Modify Dover 888S substation | 1180 | 240 | 240 | 888S | 0 | ATCO | 2100 | 0% | 0% | 0% | 0% | 0% | 0% | 0 | 0% | 0% | 100% | 0 | 0 | 0 | 0 | 0 | 0 | 0
Modify Joslyn 849S substation | 1180 | 240 | 25 | 849S | 0 | ATCO | 2100 | 0% | 0% | 0% | 0% | 0% | 0% | 0 | 0% | 100% | 0% | 0 | 0 | 0 | 0 | 0 | 0 | 0
New Ells River 2079S switching station | 1180 | 240 | 240 | 2079S | 0 | ATCO | 2100 | 0% | 0% | 0% | 0% | 0% | 0% | 0 | 0% | 0% | 100% | 0 | 0 | 0 | 0 | 0 | 0 | 0
Dawes | 1186 | 240 | 0 | 0 | 75896.276 | ATCO | 2018 | 0% | 0% | 0% | 1.218% | 2.435% | 2.435% | 73146.4928 | 0% | 0% | 100% | 0 | 0 | 73146.4928 | 73146.4928 | 0 | 0 | 0
Dover | 1186 | 240 | 0 | 0 | 107010.6695 | ATCO | 2018 | 0% | 0% | 0% | 1.218% | 2.435% | 2.435% | 103133.5867 | 0% | 0% | 100% | 0 | 0 | 103133.5867 | 103133.5867 | 0 | 0 | 0
Ruth Lake sub | 1186 | 240 | 0 | 0 | 75646.1464 | ATCO | 2018 | 0% | 0% | 0% | 1.218% | 2.435% | 2.435% | 72905.4255 | 0% | 0% | 100% | 0 | 0 | 72905.4255 | 72905.4255 | 0 | 0 | 0
Thickwood Hills 951S substation | 1186 | 240 | 240 | 951S | 36719404.286 | ATCO | 2018 | 0% | 0% | 0% | 1.218% | 2.435% | 2.435% | 35389030.6736 | 0% | 0% | 100% | 0 | 0 | 35389030.6736 | 0 | 35389030.6736 | 0 | 0
Thickwood Hills 951S substation_SVS | 1186 | 240 | 240 | 951S | 35229814.2624 | ATCO | 2018 | 0% | 0% | 0% | 1.218% | 2.435% | 2.435% | 33953409.6972 | 0% | 0% | 100% | 0 | 0 | 33953409.6972 | 0 | 33953409.6972 | 0 | 0
Steele 2016S | 1250 | 144 | 144 | 2016S | 7531332.8673 | ATCO | 2017 | 0% | 0% | 1.218% | 2.435% | 2.435% | 2.435% | 7081711.7934 | 0% | 0% | 100% | 0 | 0 | 7081711.7934 | 0 | 0 | 7081711.7934 | 0
Vegreville 709S | 1250 | 138 | 25 | 709S | 153452.1755 | ATCO | 2017 | 0% | 0% | 1.218% | 2.435% | 2.435% | 2.435% | 144291.0704 | 0% | 100% | 0% | 0 | 144291.0704 | 0 | 0 | 0 | 0 | 144291.0704
Vermillion 710S | 1250 | 144 | 25 | 710S | 796710.4558 | ATCO | 2017 | 0% | 0% | 1.218% | 2.435% | 2.435% | 2.435% | 749146.7885 | 0% | 100% | 0% | 0 | 749146.7885 | 0 | 0 | 0 | 0 | 749146.7885
Vincent 2019S | 1250 | 144 | 25 | 2019S | 2371467.6462 | ATCO | 2017 | 0% | 0% | 1.218% | 2.435% | 2.435% | 2.435% | 2229890.8697 | 0% | 0% | 100% | 0 | 0 | 2229890.8697 | 0 | 0 | 0 | 2229890.8697
Grist Lake 190S Substation A | 1258 | 138 | 25 | 190S | 41252104.1865 | AltaLink | 2019 | 0% | 0% | 0% | 0% | 1.672% | 3.343% | 40562491.1403 | 0% | 0% | 100% | 0 | 0 | 40562491.1403 | 0 | 0 | 0 | 40562491.1403
Pike 170S Substation A | 1258 | 138 | 138 | 170S | 4886932.8274 | AltaLink | 2019 | 0% | 0% | 0% | 0% | 1.672% | 3.343% | 4805237.7793 | 0% | 0% | 100% | 0 | 0 | 4805237.7793 | 0 | 0 | 4805237.7793 | 0
Chinook 181S substation[v180] | 1260 | 240 | 25 | 181S | 10887667.6974 | ENMAX | 2016 | 0% | 1.393% | 2.786% | 2.786% | 2.786% | 2.786% | 9863567.1884 | 0% | 0% | 100% | 0 | 0 | 9863567.1884 | 0 | 0 | 0 | 9863567.1884
North Lethbridge 370s substation | 1260 | 240 | 25 | 370S | 484549.8083 | AltaLink | 2016 | 0% | 1.672% | 3.343% | 3.343% | 3.343% | 3.343% | 430240.586 | 0% | 100% | 0% | 0 | 430240.586 | 0 | 0 | 0 | 0 | 430240.586
Gaetz 87S | 1263 | 240 | 138 | 87S | 452029.4118 | AltaLink | 2016 | 0% | 1.672% | 3.343% | 3.343% | 3.343% | 3.343% | 401365.1346 | 0% | 0% | 100% | 0 | 0 | 401365.1346 | 0 | 0 | 401365.1346 | 0
North Red Deer 217S | 1263 | 138 | 25 | 217S | 369088.2353 | AltaLink | 2016 | 0% | 1.672% | 3.343% | 3.343% | 3.343% | 3.343% | 327720.1558 | 0% | 100% | 0% | 0 | 327720.1558 | 0 | 0 | 0 | 0 | 327720.1558
Algar Substation 875S_180 | 1267 | 144 | 25 | 875S | 3416800.4605 | ATCO | 2015 | 1.222% | 2.463% | 2.435% | 2.435% | 2.435% | 2.435% | 3057240.0889 | 0% | 100% | 0% | 0 | 3057240.0889 | 0 | 0 | 0 | 0 | 3057240.0889
Dawes Substation 2011S_180 | 1267 | 240 | 144 | 2011S | 30016954.6003 | ATCO | 2015 | 1.222% | 2.463% | 2.435% | 2.435% | 2.435% | 2.435% | 26858178.5823 | 0% | 0% | 100% | 0 | 0 | 26858178.5823 | 0 | 0 | 26858178.5823 | 0
Dover Substation 888S_180 | 1267 | 240 | 240 | 888S | 362081.2344 | ATCO | 2015 | 1.222% | 2.463% | 2.435% | 2.435% | 2.435% | 2.435% | 323978.3177 | 0% | 0% | 100% | 0 | 0 | 323978.3177 | 0 | 323978.3177 | 0 | 0
Gregoire Substation 883S_180 | 1267 | 138 | 25 | 883S | 89644.2738 | ATCO | 2015 | 1.222% | 2.463% | 2.435% | 2.435% | 2.435% | 2.435% | 80210.7325 | 0% | 100% | 0% | 0 | 80210.7325 | 0 | 0 | 0 | 0 | 80210.7325
Hangingston Substation 820S_180 | 1267 | 138 | 25 | 820S | 147566.7927 | ATCO | 2015 | 1.222% | 2.463% | 2.435% | 2.435% | 2.435% | 2.435% | 132037.8874 | 0% | 100% | 0% | 0 | 132037.8874 | 0 | 0 | 0 | 0 | 132037.8874
MacMillan Substation 885S_180 | 1267 | 240 | 144 | 885S | 143610.552 | ATCO | 2015 | 1.222% | 2.463% | 2.435% | 2.435% | 2.435% | 2.435% | 128497.974 | 0% | 0% | 100% | 0 | 0 | 128497.974 | 0 | 0 | 128497.974 | 0
Edwards Lake 189S preferred | 1287 | 240 | 25 | 189S | 36842122.5144 | AltaLink | 2019 | 0% | 0% | 0% | 0% | 1.672% | 3.343% | 36226231.305 | 0% | 0% | 100% | 0 | 0 | 36226231.305 | 0 | 0 | 0 | 36226231.305
Heart Lake 898S | 1287 | 240 | 144 | 898S | 267302.3699 | ATCO | 2019 | 0% | 0% | 0% | 0% | 1.218% | 2.435% | 264047.7582 | 0% | 0% | 100% | 0 | 0 | 264047.7582 | 0 | 0 | 264047.7582 | 0
Deerland 13S substation | 1289 | 138 | 138 | 13S | 3106833.1974 | AltaLink | 2017 | 0% | 0% | 1.672% | 3.343% | 3.343% | 3.343% | 2854035.7471 | 0% | 0% | 100% | 0 | 0 | 2854035.7471 | 0 | 0 | 2854035.7471 | 0
New Whitetail Peaking Station 976S(part of scope) | 1290 | 144 | 144 | 976S | 561275.4675 | ATCO | 2018 | 0% | 0% | 0% | 1.218% | 2.435% | 2.435% | 540940.005 | 0% | 0% | 100% | 0 | 0 | 540940.005 | 0 | 0 | 540940.005 | 0
[Final]659S substation | 1294 | 69 | 25 | 659S | 4433924 | AltaLink | 2015 | 1.723% | 3.343% | 3.343% | 3.343% | 3.343% | 3.343% | 3803354.1549 | 54.09% | 45.91% | 0% | 2057268.8383 | 1746085.3166 | 0 | 0 | 2057268.8383 | 0 | 1746085.3166
659S substation | 1294 | 69 | 25 | 659S | 5633000 | AltaLink | 2015 | 1.723% | 3.343% | 3.343% | 3.343% | 3.343% | 3.343% | 4831903.7391 | 54.09% | 45.91% | 0% | 2613620.6589 | 2218283.0802 | 0 | 0 | 2613620.6589 | 0 | 2218283.0802
162SS | 1314 | 138 | 0 | 162SS | 16742409.7261 | ENMAX | 2015 | 1.393% | 2.786% | 2.786% | 2.786% | 2.786% | 2.786% | 14745087.3714 | 0% | 0% | 100% | 0 | 0 | 14745087.3714 | 14745087.3714 | 0 | 0 | 0
Monitor 774S | 1319 | 138 | 25 | 774S | 3798763 | ATCO | 2015 | 1.222% | 2.463% | 2.435% | 2.435% | 2.435% | 2.435% | 3399007.5411 | 0% | 100% | 0% | 0 | 3399007.5411 | 0 | 0 | 0 | 0 | 3399007.5411
Brintnell | 1321 | 138 | 0 | 0 | 51372.1237 | ATCO | 2017 | 0% | 0% | 1.218% | 2.435% | 2.435% | 2.435% | 48305.2045 | 0% | 0% | 100% | 0 | 0 | 48305.2045 | 48305.2045 | 0 | 0 | 0
Little Smoky 813S | 1321 | 240 | 138 | 813S | 71234.8749 | ATCO | 2017 | 0% | 0% | 1.218% | 2.435% | 2.435% | 2.435% | 66982.1481 | 0% | 0% | 100% | 0 | 0 | 66982.1481 | 0 | 0 | 66982.1481 | 0
Louise Creek 809S | 1321 | 240 | 144 | 809S | 67376.6744 | ATCO | 2017 | 0% | 0% | 1.218% | 2.435% | 2.435% | 2.435% | 63354.2824 | 0% | 0% | 100% | 0 | 0 | 63354.2824 | 0 | 0 | 63354.2824 | 0
Wesley 834S Substation | 1321 | 240 | 144 | 834S | 6851820.2018 | ATCO | 2017 | 0% | 0% | 1.218% | 2.435% | 2.435% | 2.435% | 6442766.0793 | 0% | 0% | 100% | 0 | 0 | 6442766.0793 | 0 | 0 | 6442766.0793 | 0
West Pease A793S | 1321 | 138 | 25 | A793S | 43376.4624 | ATCO | 2017 | 0% | 0% | 1.218% | 2.435% | 2.435% | 2.435% | 40786.8847 | 0% | 100% | 0% | 0 | 40786.8847 | 0 | 0 | 0 | 0 | 40786.8847
Al Rothbauer 321S | 1326 | 138 | 138 | 321S | 6469865.2232 | AltaLink | 2017 | 0% | 0% | 1.672% | 3.343% | 3.343% | 3.343% | 5943423.8831 | 0% | 0% | 100% | 0 | 0 | 5943423.8831 | 0 | 0 | 5943423.8831 | 0
Bowmanton 244S | 1326 | 240 | 138 | 244S | 14949.6244 | AltaLink | 2017 | 0% | 0% | 1.672% | 3.343% | 3.343% | 3.343% | 13733.2002 | 0% | 0% | 100% | 0 | 0 | 13733.2002 | 0 | 0 | 13733.2002 | 0
Bullhead 523S | 1326 | 240 | 25 | 523S | 116274.8564 | AltaLink | 2017 | 0% | 0% | 1.672% | 3.343% | 3.343% | 3.343% | 106813.7797 | 0% | 100% | 0% | 0 | 106813.7797 | 0 | 0 | 0 | 0 | 106813.7797
Fort Macleod 15S_(v1) | 1336 | 138 | 25 | 15S | 267677.3937 | AltaLink | 2018 | 0% | 0% | 0% | 1.672% | 3.343% | 3.343% | 254402.6831 | 16.33% | 83.67% | 0% | 41535.1319 | 212867.5512 | 0 | 0 | 41535.1319 | 0 | 212867.5512
McGregor Lake 200S_(v1) | 1336 | 138 | 138 | 200S | 732176.4005 | AltaLink | 2018 | 0% | 0% | 0% | 1.672% | 3.343% | 3.343% | 695866.1627 | 0% | 0% | 100% | 0 | 0 | 695866.1627 | 0 | 0 | 695866.1627 | 0
Queenstown 504S_(v1) | 1336 | 138 | 138 | 504S | 2125673.4207 | AltaLink | 2018 | 0% | 0% | 0% | 1.672% | 3.343% | 3.343% | 2020256.6014 | 0% | 0% | 100% | 0 | 0 | 2020256.6014 | 0 | 0 | 2020256.6014 | 0
Vulcan 255S_(v1) | 1336 | 240 | 25 | 255S | 799095.7489 | AltaLink | 2018 | 0% | 0% | 0% | 1.672% | 3.343% | 3.343% | 759466.8335 | 0% | 100% | 0% | 0 | 759466.8335 | 0 | 0 | 0 | 0 | 759466.8335
West Brooks 28S_(v1) | 1336 | 240 | 25 | 28S | 407420.739 | AltaLink | 2018 | 0% | 0% | 0% | 1.672% | 3.343% | 3.343% | 387215.8486 | 0% | 100% | 0% | 0 | 387215.8486 | 0 | 0 | 0 | 0 | 387215.8486
Castle Rock Ridge 205S | 1343 | 240 | 25 | 205S | 296511.623 | AltaLink | 2015 | 1.723% | 3.343% | 3.343% | 3.343% | 3.343% | 3.343% | 254343.2665 | 99.83% | 0.1736% | 4.922e-15% | 253901.6983 | 441.5682 | 1.2519e-11 | 0 | 253901.6983 | 0 | 441.5682
Fidler 312S Stage 1 | 1343 | 240 | 138 | 312S | 31755235.2817 | AltaLink | 2019 | 0% | 0% | 0% | 0% | 1.672% | 3.343% | 31224381.7661 | 0% | 0% | 100% | 0 | 0 | 31224381.7661 | 0 | 0 | 31224381.7661 | 0
Fidler 312S stage 2 | 1343 | 240 | 138 | 312S | 9276667.4068 | AltaLink | 2019 | 0% | 0% | 0% | 0% | 1.672% | 3.343% | 9121588.9934 | 0% | 0% | 100% | 0 | 0 | 9121588.9934 | 0 | 0 | 9121588.9934 | 0
Goose Lake 103S stage 1 | 1343 | 240 | 138 | 103S | 296511.623 | AltaLink | 2019 | 0% | 0% | 0% | 0% | 1.672% | 3.343% | 291554.8266 | 0% | 0% | 100% | 0 | 0 | 291554.8266 | 0 | 0 | 291554.8266 | 0
Goose Lake stage 2 | 1343 | 240 | 0 | 0 | 198194.9567 | AltaLink | 2019 | 0% | 0% | 0% | 0% | 1.672% | 3.343% | 194881.7238 | 0% | 0% | 100% | 0 | 0 | 194881.7238 | 194881.7238 | 0 | 0 | 0
Oldman River 806S stage 2 | 1343 | 138 | 25 | 806S | 198194.9567 | AltaLink | 2015 | 1.723% | 3.343% | 3.343% | 3.343% | 3.343% | 3.343% | 170008.6903 | 96.97% | 3.03% | -2.776e-15% | 164856.9118 | 5151.7785 | -4.7187e-12 | 0 | 164856.9118 | 0 | 5151.7785
Oldman River Dam 806S stage 1 | 1343 | 138 | 25 | 806S | 160679.4829 | AltaLink | 2015 | 1.723% | 3.343% | 3.343% | 3.343% | 3.343% | 3.343% | 137828.474 | 96.97% | 3.03% | -2.776e-15% | 133651.8536 | 4176.6204 | -3.8255e-12 | 0 | 133651.8536 | 0 | 4176.6204
Summerview 354S stage 2 | 1343 | 138 | 25 | 354S | 198194.9567 | AltaLink | 2015 | 1.723% | 3.343% | 3.343% | 3.343% | 3.343% | 3.343% | 170008.6903 | 98.82% | 1.176% | -4.163e-15% | 168008.5881 | 2000.1022 | -7.078e-12 | 0 | 168008.5881 | 0 | 2000.1022
Summerview 806S stage 1 | 1343 | 138 | 25 | 806S | 183870.3361 | AltaLink | 2015 | 1.723% | 3.343% | 3.343% | 3.343% | 3.343% | 3.343% | 157721.2434 | 96.97% | 3.03% | -2.776e-15% | 152941.8118 | 4779.4316 | -4.3776e-12 | 0 | 152941.8118 | 0 | 4779.4316
Windy Point 112S stage 1 | 1343 | 138 | 25 | 112S | 160679.4829 | AltaLink | 2015 | 1.723% | 3.343% | 3.343% | 3.343% | 3.343% | 3.343% | 137828.474 | 98.71% | 1.288% | 3.816e-15% | 136053.8585 | 1774.6155 | 5.2601e-12 | 0 | 136053.8585 | 0 | 1774.6155
Windy Point 112S stage 2 | 1343 | 138 | 25 | 112S | 198194.9567 | AltaLink | 2015 | 1.723% | 3.343% | 3.343% | 3.343% | 3.343% | 3.343% | 170008.6903 | 98.71% | 1.288% | 3.816e-15% | 167819.7372 | 2188.9531 | 6.4882e-12 | 0 | 167819.7372 | 0 | 2188.9531
Secord 2005S | 1348 | 240 | 25 | 2005S | 19212616.5949 | ATCO | 2016 | 0% | 1.232% | 2.435% | 2.435% | 2.435% | 2.435% | 17623190.282 | 0% | 100% | 0% | 0 | 17623190.282 | 0 | 0 | 0 | 0 | 17623190.282
Substation Joslyn 849S | 1348 | 240 | 25 | 849S | 60415.9135 | ATCO | 2016 | 0% | 1.232% | 2.435% | 2.435% | 2.435% | 2.435% | 55417.8102 | 0% | 100% | 0% | 0 | 55417.8102 | 0 | 0 | 0 | 0 | 55417.8102
Substation McClelland 957S | 1348 | 240 | 25 | 957S | 68295.5912 | ATCO | 2016 | 0% | 1.232% | 2.435% | 2.435% | 2.435% | 2.435% | 62645.6159 | 0% | 100% | 0% | 0 | 62645.6159 | 0 | 0 | 0 | 0 | 62645.6159
Queensland 301S | 1349 | 138 | 25 | 301S | 9656869.9129 | AltaLink | 2015 | 1.723% | 3.343% | 3.343% | 3.343% | 3.343% | 3.343% | 8283519.5883 | 0% | 0% | 100% | 0 | 0 | 8283519.5883 | 0 | 0 | 0 | 8283519.5883
Strome 223S | 1350 | 138 | 25 | 223S | 6530875 | AltaLink | 2015 | 1.723% | 3.343% | 3.343% | 3.343% | 3.343% | 3.343% | 5602087.579 | 0% | 100% | 0% | 0 | 5602087.579 | 0 | 0 | 0 | 0 | 5602087.579
Substation No.26 | 1354 | 138 | 25 | SS-26 | 114690.5751 | ENMAX | 2017 | 0% | 0% | 1.393% | 2.786% | 2.786% | 2.786% | 106880.0494 | 0% | 0% | 100% | 0 | 0 | 106880.0494 | 0 | 0 | 0 | 106880.0494
Substation No.32 | 1354 | 138 | 25 | SS-32 | 114690.5751 | ENMAX | 2017 | 0% | 0% | 1.393% | 2.786% | 2.786% | 2.786% | 106880.0494 | 0% | 100% | 0% | 0 | 106880.0494 | 0 | 0 | 0 | 0 | 106880.0494
Substation No.41 | 1354 | 138 | 25 | SS-41 | 2523427.6016 | ENMAX | 2017 | 0% | 0% | 1.393% | 2.786% | 2.786% | 2.786% | 2351580.0367 | 0% | 100% | 0% | 0 | 2351580.0367 | 0 | 0 | 0 | 0 | 2351580.0367
Substation No.54 | 1354 | 138 | 25 | SS-54 | 114690.5751 | ENMAX | 2017 | 0% | 0% | 1.393% | 2.786% | 2.786% | 2.786% | 106880.0494 | 0% | 0% | 100% | 0 | 0 | 106880.0494 | 0 | 0 | 0 | 106880.0494
Substation No.65 | 1354 | 138 | 138 | SS-65 | 1396717.4284 | ENMAX | 2017 | 0% | 0% | 1.393% | 2.786% | 2.786% | 2.786% | 1301599.7841 | 0% | 0% | 100% | 0 | 0 | 1301599.7841 | 0 | 0 | 1301599.7841 | 0
Bonnyville 700S | 1364 | 138 | 25 | 700S | 57289.3595 | AltaLink | 2015 | 1.723% | 3.343% | 3.343% | 3.343% | 3.343% | 3.343% | 49141.9617 | 0% | 100% | 0% | 0 | 49141.9617 | 0 | 0 | 0 | 0 | 49141.9617
La Corey 721S | 1364 | 138 | 25 | 721S | 8476582.5248 | AltaLink | 2015 | 1.723% | 3.343% | 3.343% | 3.343% | 3.343% | 3.343% | 7271086.5962 | 0% | 100% | 0% | 0 | 7271086.5962 | 0 | 0 | 0 | 0 | 7271086.5962
Marguerite Lake 826S | 1364 | 240 | 138 | 826S | 57289.3595 | AltaLink | 2015 | 1.723% | 3.343% | 3.343% | 3.343% | 3.343% | 3.343% | 49141.9617 | 0% | 0% | 100% | 0 | 0 | 49141.9617 | 0 | 0 | 49141.9617 | 0
Josephburg 410S upgrade_(Alt3) | 1381 | 240 | 138 | 410S | 5362918.7902 | AltaLink | 2019 | 0% | 0% | 0% | 0% | 1.672% | 3.343% | 5273266.6661 | 0% | 0% | 100% | 0 | 0 | 5273266.6661 | 0 | 0 | 5273266.6661 | 0
Red Deer 63S | 1394 | 240 | 25 | 63S | 5222000 | AltaLink | 2015 | 1.723% | 3.343% | 3.343% | 3.343% | 3.343% | 3.343% | 4479354.0433 | 0% | 100% | 0% | 0 | 4479354.0433 | 0 | 0 | 0 | 0 | 4479354.0433
Black Spruce 154S | 1404 | 240 | 240 | 154S | 278684.5805 | AltaLink | 2017 | 0% | 0% | 1.672% | 3.343% | 3.343% | 3.343% | 256008.5156 | 0% | 0% | 100% | 0 | 0 | 256008.5156 | 0 | 256008.5156 | 0 | 0
Boreal 193S | 1404 | 240 | 25 | 193S | 404849.1713 | AltaLink | 2017 | 0% | 0% | 1.672% | 3.343% | 3.343% | 3.343% | 371907.3196 | 0% | 0% | 100% | 0 | 0 | 371907.3196 | 0 | 0 | 0 | 371907.3196
Conklin 762S | 1404 | 240 | 25 | 762S | 168402.5483 | AltaLink | 2017 | 0% | 0% | 1.672% | 3.343% | 3.343% | 3.343% | 154699.9347 | 92.31% | 7.692% | 0% | 142799.9397 | 11899.995 | 0 | 0 | 142799.9397 | 0 | 11899.995
Modify Vermillion 710S substation | 1410 | 240 | 25 | 710S | 15324.2498 | ATCO | 2017 | 0% | 0% | 1.218% | 2.435% | 2.435% | 2.435% | 14409.391 | 0% | 100% | 0% | 0 | 14409.391 | 0 | 0 | 0 | 0 | 14409.391
New Vincent 2019S POD substation | 1410 | 144 | 25 | 2019S | 8044760.2896 | ATCO | 2017 | 0% | 0% | 1.218% | 2.435% | 2.435% | 2.435% | 7564487.5644 | 0% | 0% | 100% | 0 | 0 | 7564487.5644 | 0 | 0 | 0 | 7564487.5644
Upgrade Irish Creek 706S substation | 1410 | 144 | 25 | 706S | 3971812.5089 | ATCO | 2017 | 0% | 0% | 1.218% | 2.435% | 2.435% | 2.435% | 3734695.0375 | 0% | 100% | 0% | 0 | 3734695.0375 | 0 | 0 | 0 | 0 | 3734695.0375
Upgrade Vegreville 709S substation | 1410 | 144 | 25 | 709S | 775183.9038 | ATCO | 2017 | 0% | 0% | 1.218% | 2.435% | 2.435% | 2.435% | 728905.3731 | 0% | 100% | 0% | 0 | 728905.3731 | 0 | 0 | 0 | 0 | 728905.3731
Gainford 165S | 1412 | 138 | 25 | 165S | 4939000 | AltaLink | 2019 | 0% | 0% | 0% | 0% | 1.672% | 3.343% | 4856434.543 | 0% | 100% | 0% | 0 | 4856434.543 | 0 | 0 | 0 | 0 | 4856434.543
mercer Hill 728S | 1416 | 144 | 25 | 728S | 1896908 | ATCO | 2015 | 1.222% | 2.463% | 2.435% | 2.435% | 2.435% | 2.435% | 1697290.5645 | 0% | 100% | 0% | 0 | 1697290.5645 | 0 | 0 | 0 | 0 | 1697290.5645
Lambton substation | 1438 | 240 | 0 | 0 | 1059667 | EPCOR | 2015 | 2.061% | 4.16% | 4.115% | 4.115% | 4.115% | 4.115% | 876862.3261 | 0% | 0% | 100% | 0 | 0 | 876862.3261 | 876862.3261 | 0 | 0 | 0
Genesee 330S | 1440 | 500 | 0 | 330S | 36143376 | EPCOR | 2020 | 0% | 0% | 0% | 0% | 0% | 2.057% | 0 | 98.84% | 1.163% | 3.123e-15% | 0 | 0 | 0 | 0 | 0 | 0 | 0
Anthony Henday 309S | 1442 | 138 | 25 | 309S | 7721658.7024 | AltaLink | 2019 | 0% | 0% | 0% | 0% | 1.672% | 3.343% | 7592575.4305 | 0% | 0% | 100% | 0 | 0 | 7592575.4305 | 0 | 0 | 0 | 7592575.4305
East Edmonton 38S | 1442 | 240 | 25 | 38S | 9142.3854 | AltaLink | 2019 | 0% | 0% | 0% | 0% | 1.672% | 3.343% | 8989.5518 | 0% | 100% | 0% | 0 | 8989.5518 | 0 | 0 | 0 | 0 | 8989.5518
Yassa 286S | 1442 | 138 | 25 | 286S | 20113.2479 | AltaLink | 2019 | 0% | 0% | 0% | 0% | 1.672% | 3.343% | 19777.0139 | 0% | 100% | 0% | 0 | 19777.0139 | 0 | 0 | 0 | 0 | 19777.0139
Cochrane 291S upgrade | 1450 | 138 | 25 | 291S | 6191000 | AltaLink | 2015 | 1.723% | 3.343% | 3.343% | 3.343% | 3.343% | 3.343% | 5310547.8518 | 0% | 100% | 0% | 0 | 5310547.8518 | 0 | 0 | 0 | 0 | 5310547.8518
Cold Creek 602S | 1460 | 138 | 25 | 602S | 68876.3298 | AltaLink | 2019 | 0% | 0% | 0% | 0% | 1.672% | 3.343% | 67724.9215 | 0% | 100% | 0% | 0 | 67724.9215 | 0 | 0 | 0 | 0 | 67724.9215
Hornbeck 345S | 1460 | 138 | 25 | 345S | 8201448.9694 | AltaLink | 2019 | 0% | 0% | 0% | 0% | 1.672% | 3.343% | 8064345.0248 | 0% | 0% | 100% | 0 | 0 | 8064345.0248 | 0 | 0 | 0 | 8064345.0248
Norcen 812S substation upgrade | 1466 | 138 | 25 | 812s | 6820540 | ATCO | 2016 | 0% | 1.232% | 2.435% | 2.435% | 2.435% | 2.435% | 6256288.6035 | 0% | 100% | 0% | 0 | 6256288.6035 | 0 | 0 | 0 | 0 | 6256288.6035
Enmax Sub11 modify | 1480 | 25 | 25 | SS-11 | 1181844 | ENMAX | 2016 | 0% | 1.393% | 2.786% | 2.786% | 2.786% | 2.786% | 1070679.0494 | 0% | 100% | 0% | 0 | 1070679.0494 | 0 | 0 | 0 | 0 | 1070679.0494
Amelia 108S substation | 1481 | 240 | 25 | 108S | 1115000 | AltaLink | 2015 | 1.723% | 3.343% | 3.343% | 3.343% | 3.343% | 3.343% | 956430.4401 | 0% | 100% | 0% | 0 | 956430.4401 | 0 | 0 | 0 | 0 | 956430.4401
Birchwood creek substation | 1482 | 240 | 0 | 0 | 2387527.436 | ATCO | 2016 | 0% | 1.232% | 2.435% | 2.435% | 2.435% | 2.435% | 2190011.449 | 0% | 0% | 100% | 0 | 0 | 2190011.449 | 2190011.449 | 0 | 0 | 0
Yeo substation | 1482 | 240 | 0 | 0 | 15506138.0055 | ATCO | 2016 | 0% | 1.232% | 2.435% | 2.435% | 2.435% | 2.435% | 14223342.2116 | 0% | 0% | 100% | 0 | 0 | 14223342.2116 | 14223342.2116 | 0 | 0 | 0
Wabasca 720S | 1491 | 240 | 25 | 720S | 2147024 | ATCO | 2018 | 0% | 0% | 0% | 1.218% | 2.435% | 2.435% | 2069235.59 | 0% | 100% | 0% | 0 | 2069235.59 | 0 | 0 | 0 | 0 | 2069235.59
v180 - Fortis 263S substation upgrade | 1494 | 138 | 25 | 263S | 7308312.4069 | AltaLink | 2015 | 1.723% | 3.343% | 3.343% | 3.343% | 3.343% | 3.343% | 6268961.8402 | 0% | 100% | 0% | 0 | 6268961.8402 | 0 | 0 | 0 | 0 | 6268961.8402
[Final]Hayter 277s substation | 1495 | 138 | 25 | 277S | 4998437 | AltaLink | 2015 | 1.723% | 3.343% | 3.343% | 3.343% | 3.343% | 3.343% | 4287585.0222 | 25.45% | 74.55% | 0% | 1090988.5553 | 3196596.4669 | 0 | 0 | 1090988.5553 | 0 | 3196596.4669
Hayter 277s substation | 1495 | 138 | 25 | 277S | 6860894.0286 | AltaLink | 2015 | 1.723% | 3.343% | 3.343% | 3.343% | 3.343% | 3.343% | 5885173.0003 | 25.45% | 74.55% | 0% | 1497499.4912 | 4387673.5091 | 0 | 0 | 1497499.4912 | 0 | 4387673.5091
Upgrade Scotford 409S substation | 1503 | 240 | 25 | 409S | 5335410.2564 | AltaLink | 2016 | 0% | 1.672% | 3.343% | 3.343% | 3.343% | 3.343% | 4737407.7877 | 29.08% | 70.92% | 0% | 1377544.1085 | 3359863.6792 | 0 | 0 | 1377544.1085 | 0 | 3359863.6792
North ST Albert 99S substation[180D] | 1510 | 138 | 25 | 99S | 968000 | AltaLink | 2015 | 1.723% | 3.343% | 3.343% | 3.343% | 3.343% | 3.343% | 830336.0233 | 0% | 100% | 0% | 0 | 830336.0233 | 0 | 0 | 0 | 0 | 830336.0233
Modify P&C at Benbow 397S | 1515 | 138 | 25 | 397S | 10972.3834 | AltaLink | 2016 | 0% | 1.672% | 3.343% | 3.343% | 3.343% | 3.343% | 9742.5788 | 0% | 100% | 0% | 0 | 9742.5788 | 0 | 0 | 0 | 0 | 9742.5788
Modify P&C at Bickerdike 39S | 1515 | 240 | 138 | 39S | 10972.3834 | AltaLink | 2016 | 0% | 1.672% | 3.343% | 3.343% | 3.343% | 3.343% | 9742.5788 | 0% | 0% | 100% | 0 | 0 | 9742.5788 | 0 | 0 | 9742.5788 | 0
Modify P&C at Marlboro 348S | 1515 | 138 | 25 | 348S | 6269.9334 | AltaLink | 2016 | 0% | 1.672% | 3.343% | 3.343% | 3.343% | 3.343% | 5567.1879 | 0% | 100% | 0% | 0 | 5567.1879 | 0 | 0 | 0 | 0 | 5567.1879
New Deerhill 1012S substation | 1515 | 138 | 25 | 1012S | 13162157.6402 | AltaLink | 2016 | 0% | 1.672% | 3.343% | 3.343% | 3.343% | 3.343% | 11686919.1142 | 0% | 100% | 0% | 0 | 11686919.1142 | 0 | 0 | 0 | 0 | 11686919.1142
Halsbury 306S | 1533 | 34 | 240 | 306S | 121881.1395 | AltaLink | 2017 | 0% | 0% | 1.672% | 3.343% | 3.343% | 3.343% | 111963.8896 | 0% | 0% | 100% | 0 | 0 | 111963.8896 | 0 | 111963.8896 | 0 | 0
Jenner 275S | 1533 | 240 | 25 | 275S | 4711112.3117 | AltaLink | 2017 | 0% | 0% | 1.672% | 3.343% | 3.343% | 3.343% | 4327777.5446 | 0% | 100% | 0% | 0 | 4327777.5446 | 0 | 0 | 0 | 0 | 4327777.5446
Upgrade Bauer 918S substation | 1554 | 144 | 25 | 918S | 5879941 | ATCO | 2016 | 0% | 1.232% | 2.435% | 2.435% | 2.435% | 2.435% | 5393503.7207 | 0% | 100% | 0% | 0 | 5393503.7207 | 0 | 0 | 0 | 0 | 5393503.7207
Hardisty 377S | 1558 | 138 | 25 | 377S | 40190.9316 | AltaLink | 2018 | 0% | 0% | 0% | 1.672% | 3.343% | 3.343% | 38197.775 | 0% | 100% | 0% | 0 | 38197.775 | 0 | 0 | 0 | 0 | 38197.775
Rosyth 296S | 1558 | 138 | 25 | 296S | 1504538.7885 | AltaLink | 2018 | 0% | 0% | 0% | 1.672% | 3.343% | 3.343% | 1429925.4014 | 0% | 0% | 100% | 0 | 0 | 1429925.4014 | 0 | 0 | 0 | 1429925.4014
Blackfalds 198S | 1568 | 138 | 25 | 198S | 6213000 | AltaLink | 2016 | 0% | 1.672% | 3.343% | 3.343% | 3.343% | 3.343% | 5516635.6794 | 0% | 100% | 0% | 0 | 5516635.6794 | 0 | 0 | 0 | 0 | 5516635.6794
Colinton 159S | 1569 | 138 | 25 | 159S | 5247000 | AltaLink | 2016 | 0% | 1.672% | 3.343% | 3.343% | 3.343% | 3.343% | 4658906.7133 | 0% | 100% | 0% | 0 | 4658906.7133 | 0 | 0 | 0 | 0 | 4658906.7133
Bohn 931S | 1570 | 240 | 25 | 931S | 6197779.7303 | ATCO | 2017 | 0% | 0% | 1.218% | 2.435% | 2.435% | 2.435% | 5827771.8676 | 0% | 100% | 0% | 0 | 5827771.8676 | 0 | 0 | 0 | 0 | 5827771.8676
Mahihkan 837S | 1571 | 138 | 25 | 837S | 1810762 | ATCO | 2017 | 0% | 0% | 1.218% | 2.435% | 2.435% | 2.435% | 1702659.388 | 0% | 100% | 0% | 0 | 1702659.388 | 0 | 0 | 0 | 0 | 1702659.388
Leduc 325S 180D | 1574 | 138 | 25 | 325S | 6315643 | AltaLink | 2016 | 0% | 1.672% | 3.343% | 3.343% | 3.343% | 3.343% | 5607774.2656 | 0% | 100% | 0% | 0 | 5607774.2656 | 0 | 0 | 0 | 0 | 5607774.2656
Modify Vilna 777S | 1579 | 138 | 25 | 777S | 196942 | ATCO | 2015 | 1.222% | 2.463% | 2.435% | 2.435% | 2.435% | 2.435% | 176217.1905 | 0% | 100% | 0% | 0 | 176217.1905 | 0 | 0 | 0 | 0 | 176217.1905
Upgrade Simonette 733S | 1581 | 144 | 25 | 733S | 6524691 | ATCO | 2016 | 0% | 1.232% | 2.435% | 2.435% | 2.435% | 2.435% | 5984914.676 | 0% | 100% | 0% | 0 | 5984914.676 | 0 | 0 | 0 | 0 | 5984914.676
Jarrow 252S | 1594 | 138 | 25 | 252S | 13928.7124 | AltaLink | 2018 | 0% | 0% | 0% | 1.672% | 3.343% | 3.343% | 13237.9569 | 0% | 100% | 0% | 0 | 13237.9569 | 0 | 0 | 0 | 0 | 13237.9569
Tucuman 478S | 1594 | 138 | 25 | 478S | 13928.7124 | AltaLink | 2018 | 0% | 0% | 0% | 1.672% | 3.343% | 3.343% | 13237.9569 | 0% | 100% | 0% | 0 | 13237.9569 | 0 | 0 | 0 | 0 | 13237.9569
Wainwright 51S | 1594 | 138 | 25 | 51S | 3535571.4849 | AltaLink | 2018 | 0% | 0% | 0% | 1.672% | 3.343% | 3.343% | 3360234.7201 | 0% | 100% | 0% | 0 | 3360234.7201 | 0 | 0 | 0 | 0 | 3360234.7201
Fortis Broadmoor 420S | 1597 | 138 | 25 | 420S | 5892730 | AltaLink | 2016 | 0% | 1.672% | 3.343% | 3.343% | 3.343% | 3.343% | 5232262.1225 | 0% | 100% | 0% | 0 | 5232262.1225 | 0 | 0 | 0 | 0 | 5232262.1225
Upgrade Broadmoor 420S | 1597 | 138 | 25 | 420S | 4900000 | AltaLink | 2016 | 0% | 1.672% | 3.343% | 3.343% | 3.343% | 3.343% | 4350799.1034 | 0% | 100% | 0% | 0 | 4350799.1034 | 0 | 0 | 0 | 0 | 4350799.1034
Fox Creek 741S | 1616 | 138 | 25 | 741S | 1395036 | ATCO | 2016 | 0% | 1.232% | 2.435% | 2.435% | 2.435% | 2.435% | 1279627.1011 | 0% | 100% | 0% | 0 | 1279627.1011 | 0 | 0 | 0 | 0 | 1279627.1011
Clairmont Lake 811S | 1618 | 138 | 138 | 811S | 400830.5934 | ATCO | 2017 | 0% | 0% | 1.218% | 2.435% | 2.435% | 2.435% | 376900.9803 | 0% | 0% | 100% | 0 | 0 | 376900.9803 | 0 | 0 | 376900.9803 | 0
Mowat 233S | 1618 | 144 | 25 | 233S | 13185051.8112 | ATCO | 2017 | 0% | 0% | 1.218% | 2.435% | 2.435% | 2.435% | 12397903.3398 | 0% | 100% | 0% | 0 | 12397903.3398 | 0 | 0 | 0 | 0 | 12397903.3398
Rycroft 730S | 1618 | 144 | 25 | 730S | 1174290.4338 | ATCO | 2017 | 0% | 0% | 1.218% | 2.435% | 2.435% | 2.435% | 1104185.2167 | 0% | 100% | 0% | 0 | 1104185.2167 | 0 | 0 | 0 | 0 | 1104185.2167
Dome 810S_(v1) | 1634 | 138 | 25 | 810S | 39972.6646 | ATCO | 2016 | 0% | 1.232% | 2.435% | 2.435% | 2.435% | 2.435% | 36665.7957 | 0% | 100% | 0% | 0 | 36665.7957 | 0 | 0 | 0 | 0 | 36665.7957
HR Milner 740S_(v1) | 1634 | 240 | 25 | 740S | 56242.041 | ATCO | 2016 | 0% | 1.232% | 2.435% | 2.435% | 2.435% | 2.435% | 51589.2349 | 89.44% | 10.56% | 0% | 46140.0416 | 5449.1933 | 0 | 0 | 46140.0416 | 0 | 5449.1933
Thorton POD 2091S_(v1) | 1634 | 144 | 25 | 2091S | 12550982.645 | ATCO | 2016 | 0% | 1.232% | 2.435% | 2.435% | 2.435% | 2.435% | 11512661.7078 | 0% | 0% | 100% | 0 | 0 | 11512661.7078 | 0 | 0 | 0 | 11512661.7078
Boyle 56S substation | 1636 | 138 | 25 | 56S | 6332999.3866 | AltaLink | 2016 | 0% | 1.672% | 3.343% | 3.343% | 3.343% | 3.343% | 5623185.3169 | 0% | 100% | 0% | 0 | 5623185.3169 | 0 | 0 | 0 | 0 | 5623185.3169
Upgrade Benbow 397S | 1638 | 138 | 25 | 397S | 2192000 | AltaLink | 2016 | 0% | 1.672% | 3.343% | 3.343% | 3.343% | 3.343% | 1946316.6601 | 0% | 100% | 0% | 0 | 1946316.6601 | 0 | 0 | 0 | 0 | 1946316.6601
Plamondon 353S | 1640 | 138 | 25 | 353S | 8107603 | AltaLink | 2016 | 0% | 1.672% | 3.343% | 3.343% | 3.343% | 3.343% | 7198888.1353 | 0% | 100% | 0% | 0 | 7198888.1353 | 0 | 0 | 0 | 0 | 7198888.1353
Hughenden 213S | 1642 | 138 | 25 | 213S | 9130743.879 | AltaLink | 2016 | 0% | 1.672% | 3.343% | 3.343% | 3.343% | 3.343% | 8107353.5269 | 0% | 100% | 0% | 0 | 8107353.5269 | 0 | 0 | 0 | 0 | 8107353.5269
Sunnybrook 510S | 1655 | 500 | 500 | 510S | 33890666.716 | AltaLink | 2018 | 0% | 0% | 0% | 1.672% | 3.343% | 3.343% | 32209954.0264 | 0% | 0% | 100% | 0 | 0 | 32209954.0264 | 0 | 32209954.0264 | 0 | 0
High river 65S | 1670 | 138 | 25 | 65S | 2865685.0135 | AltaLink | 2018 | 0% | 0% | 0% | 1.672% | 3.343% | 3.343% | 2723569.3919 | 0% | 100% | 0% | 0 | 2723569.3919 | 0 | 0 | 0 | 0 | 2723569.3919
Okotoks 678S | 1670 | 138 | 25 | 678S | 17512173.9865 | AltaLink | 2018 | 0% | 0% | 0% | 1.672% | 3.343% | 3.343% | 16643706.7684 | 0% | 100% | 0% | 0 | 16643706.7684 | 0 | 0 | 0 | 0 | 16643706.7684
Cooking Lake 522S | 1674 | 138 | 25 | 522S | 9946466 | AltaLink | 2018 | 0% | 0% | 0% | 1.672% | 3.343% | 3.343% | 9453198.8783 | 0% | 100% | 0% | 0 | 9453198.8783 | 0 | 0 | 0 | 0 | 9453198.8783
Empress 394S | 1679 | 138 | 25 | 394S | 2924000 | AltaLink | 2017 | 0% | 0% | 1.672% | 3.343% | 3.343% | 3.343% | 2686079.3594 | 0% | 100% | 0% | 0 | 2686079.3594 | 0 | 0 | 0 | 0 | 2686079.3594
Fortis Bullhead 523S | 1681 | 138 | 25 | 523S | 5566000 | AltaLink | 2017 | 0% | 0% | 1.672% | 3.343% | 3.343% | 3.343% | 5113104.5535 | 0% | 100% | 0% | 0 | 5113104.5535 | 0 | 0 | 0 | 0 | 5113104.5535
Fox creek substation | 1722 | 144 | 0 | 0 | 4905391.5343 | ATCO | 2017 | 0% | 0% | 1.218% | 2.435% | 2.435% | 2.435% | 4612539.3329 | 0% | 0% | 100% | 0 | 0 | 4612539.3329 | 4612539.3329 | 0 | 0 | 0
New Muir POD | 1722 | 144 | 0 | 0 | 12202149.6336 | ATCO | 2017 | 0% | 0% | 1.218% | 2.435% | 2.435% | 2.435% | 11473680.4876 | 0% | 0% | 100% | 0 | 0 | 11473680.4876 | 11473680.4876 | 0 | 0 | 0
Calgary Downtown | 1456 | 138 | 25 | SS-2 | 70361149.1052 | ENMAX | 2020 | 0% | 0% | 0% | 0% | 0% | 1.393% | 0 | 0% | 100% | 0% | 0 | 0 | 0 | 0 | 0 | 0 | 0
PENV | 1781 | 240 | 144 | 0 | 25938027.3089 | AltaLink | 2021 | 0% | 0% | 0% | 0% | 0% | 0% | 0 | 0% | 0% | 100% | 0 | 0 | 0 | 0 | 0 | 0 | 0
PENV | 1781 | 240 | 144 | 0 | 22116340.5964 | ATCO | 2021 | 0% | 0% | 0% | 0% | 0% | 0% | 0 | 0% | 0% | 100% | 0 | 0 | 0 | 0 | 0 | 0 | 0
[5 empty] | 3497345536.4569 | [8 empty] | 2989052297.3273 |  |  |  | 45698776.2821 | 538351260.4546 | 2405002260.5907 | 206226476.8606 | 1465433591.9811 | 628327015.3872 | 689065213.0984
3342786643.4464
[21 empty] | 2782825820.4667 |  |  | 2782825820.4667

## Func Future Subs 2020
Inputs with sufficient data (Source: detailed cost estimates) | [5 empty] | Depreciation | [8 empty] | Substation POS/POD Breakdown (%) |  |  | Substation POS/POD Breakdown ($) |  |  | Unavailable Data | Functionalization - Book Value |  |  | Future substation functionalization results
Project name (Individual PDF Files) | AESO Reference No | substation voltage | Substation Secondary Voltage | Substation number | Substation Costs | TFO | In service | 2015 | 2016 | 2017 | 2018 | 2019 | 2020 | Substation Costs Depreciated to Dec 2020 | POS ratio - STS | POD ratio - DTS | Other | POS | POD | Other | Unavailable Data | Bulk (POS & BSYS) | Regional | POD |  | Bulk | Regional | POD
Brintnell 876S | 437 | 240 | 25 | 876S | 2902755.0596 | ATCO | 2016 | 0% | 1.232% | 2.435% | 2.435% | 2.435% | 2.435% | 2597776.4178 | 0% | 100% | 0% | 0 | 2597776.4178 | 0 | 0 | 0 | 0 | 2597776.4178 | By Value | 1456734689.6687 | 608097689.7833 | 738005437.894
Paintearth 863S | 437 | 240 | 25 | 863S | 1919444.9404 | ATCO | 2016 | 0% | 1.232% | 2.435% | 2.435% | 2.435% | 2.435% | 1717778.0071 | 0% | 100% | 0% | 0 | 1717778.0071 | 0 | 0 | 0 | 0 | 1717778.0071 | By Percentage | 51.97% | 21.7% | 26.33%
Bowmanton 244S_(v1) | 479 | 240 | 138 | 244S | 6192429.9563 | AltaLink | 2019 | 0% | 0% | 0% | 0% | 1.672% | 3.343% | 5885333.7373 | 0% | 0% | 100% | 0 | 0 | 5885333.7373 | 0 | 0 | 5885333.7373 | 0
Elkwater 264S_(v1) | 479 | 240 | 240 | 264S | 3207190.9955 | AltaLink | 2019 | 0% | 0% | 0% | 0% | 1.672% | 3.343% | 3048139.3412 | 0% | 0% | 100% | 0 | 0 | 3048139.3412 | 0 | 3048139.3412 | 0 | 0 | Total Value of Future Substations | 3003076487.6022
WildRose1 547S_(v1) | 479 | 240 | 0 | 547S | 694965.9363 | AltaLink | 2019 | 0% | 0% | 0% | 0% | 1.672% | 3.343% | 660501.0472 | 0% | 0% | 100% | 0 | 0 | 660501.0472 | 660501.0472 | 0 | 0 | 0
Bullshead 532S | 513 | 145 | 0 | 532S | 637591.7215 | AltaLink | 2017 | 0% | 0% | 1.672% | 3.343% | 3.343% | 3.343% | 566129.2838 | 0% | 0% | 100% | 0 | 0 | 566129.2838 | 566129.2838 | 0 | 0 | 0 | Future substation functionalization results
Medicine Hat 41S | 513 | 240 | 69 | 41S | 338720.6021 | AltaLink | 2017 | 0% | 0% | 1.672% | 3.343% | 3.343% | 3.343% | 300756.182 | 79.69% | 20.31% | 0% | 239665.0825 | 61091.0995 | 0 | 0 | 239665.0825 | 0 | 61091.0995 |  | Bulk | Regional | POD
Taber 83S | 513 | 240 | 25 | 83S | 282267.1684 | AltaLink | 2017 | 0% | 0% | 1.672% | 3.343% | 3.343% | 3.343% | 250630.1517 | 0% | 100% | 0% | 0 | 250630.1517 | 0 | 0 | 0 | 0 | 250630.1517 | By Value (incl Unavailable) | 1560805861.8821 | 651541042.8145 | 790729582.9056
Tothill 219S | 513 | 138 | 0 | 219S | 597742.2389 | AltaLink | 2017 | 0% | 0% | 1.672% | 3.343% | 3.343% | 3.343% | 530746.2035 | 0% | 0% | 100% | 0 | 0 | 530746.2035 | 530746.2035 | 0 | 0 | 0
Castle Rock Ridge 205S Substation | 524 | 240 | 25 | 205S | 3365840 | AltaLink | 2017 | 0% | 0% | 1.672% | 3.343% | 3.343% | 3.343% | 2988590.5417 | 99.83% | 0.1736% | 4.922e-15% | 2983402.0164 | 5188.5252 | 1.4711e-10 | 0 | 2983402.0164 | 0 | 5188.5252
Bannerman 681S | 559 | 240 | 25 | 681S | 40330685.0473 | AltaLink | 2015 | 1.723% | 3.343% | 3.343% | 3.343% | 3.343% | 3.343% | 33438408.6029 | 0% | 100% | 0% | 0 | 33438408.6029 | 0 | 0 | 0 | 0 | 33438408.6029
Deerland 013S | 559 | 240 | 138 | 13S | 5142.2813 | AltaLink | 2015 | 1.723% | 3.343% | 3.343% | 3.343% | 3.343% | 3.343% | 4263.4957 | 0% | 0% | 100% | 0 | 0 | 4263.4957 | 0 | 0 | 4263.4957 | 0
Lamoureux 071S | 559 | 240 | 138 | 71S | 80730.1509 | AltaLink | 2015 | 1.723% | 3.343% | 3.343% | 3.343% | 3.343% | 3.343% | 66933.8438 | 0% | 0% | 100% | 0 | 0 | 66933.8438 | 0 | 0 | 66933.8438 | 0
Bannerman 681S | 629 | 240 | 25 | 681S | 10135.4322 | AltaLink | 2015 | 1.723% | 3.343% | 3.343% | 3.343% | 3.343% | 3.343% | 8403.3466 | 0% | 100% | 0% | 0 | 8403.3466 | 0 | 0 | 0 | 0 | 8403.3466
Deerland 013S | 629 | 240 | 138 | 13S | 516260.418 | AltaLink | 2015 | 1.723% | 3.343% | 3.343% | 3.343% | 3.343% | 3.343% | 428034.5544 | 0% | 0% | 100% | 0 | 0 | 428034.5544 | 0 | 0 | 428034.5544 | 0
Ellerslie 089S | 629 | 500 | 240 | 89S | 23778913.9619 | AltaLink | 2015 | 1.723% | 3.343% | 3.343% | 3.343% | 3.343% | 3.343% | 19715237.6722 | 0% | 0% | 100% | 0 | 0 | 19715237.6722 | 0 | 19715237.6722 | 0 | 0
Heartland 012S_(v199) | 629 | 500 | 240 | 12S | 66671500.4366 | AltaLink | 2015 | 1.723% | 3.343% | 3.343% | 3.343% | 3.343% | 3.343% | 55277733.8433 | 0% | 0% | 100% | 0 | 0 | 55277733.8433 | 0 | 55277733.8433 | 0 | 0
Lamoureux 071S_(v199) | 629 | 240 | 138 | 71S | 706122.9289 | AltaLink | 2015 | 1.723% | 3.343% | 3.343% | 3.343% | 3.343% | 3.343% | 585450.6809 | 0% | 0% | 100% | 0 | 0 | 585450.6809 | 0 | 0 | 585450.6809 | 0
Mother Moutain 2055S Switching Substation | 635 | 240 | 240 | 2055S | 17584069.1949 | ATCO | 2019 | 0% | 0% | 0% | 0% | 1.218% | 2.435% | 16946984.1956 | 0% | 0% | 100% | 0 | 0 | 16946984.1956 | 0 | 16946984.1956 | 0 | 0
Coyote Lake 963S version 2 | 678 | 240 | 138 | 963S | 5823406.552 | ATCO | 2018 | 0% | 0% | 0% | 1.218% | 2.435% | 2.435% | 5475748.7929 | 0% | 0% | 100% | 0 | 0 | 5475748.7929 | 0 | 0 | 5475748.7929 | 0
Cassils 324S_(v1) | 693 | 240 | 240 | 324S | 113408.3773 | AltaLink | 2019 | 0% | 0% | 0% | 0% | 1.672% | 3.343% | 107784.2065 | 0% | 0% | 100% | 0 | 0 | 107784.2065 | 0 | 107784.2065 | 0 | 0
Eagle Buttle 274S_(v1) | 693 | 240 | 240 | 274S | 201366.1309 | AltaLink | 2019 | 0% | 0% | 0% | 0% | 1.672% | 3.343% | 191379.9417 | 0% | 0% | 100% | 0 | 0 | 191379.9417 | 0 | 191379.9417 | 0 | 0
Elkwater 264S_(v1) | 693 | 240 | 240 | 264S | 15828490.5152 | AltaLink | 2019 | 0% | 0% | 0% | 0% | 1.672% | 3.343% | 15043520.863 | 0% | 0% | 100% | 0 | 0 | 15043520.863 | 0 | 15043520.863 | 0 | 0
Whitla 251S_(v1) | 693 | 240 | 240 | 251S | 169902.6211 | AltaLink | 2019 | 0% | 0% | 0% | 0% | 1.672% | 3.343% | 161476.7765 | 0% | 0% | 100% | 0 | 0 | 161476.7765 | 0 | 161476.7765 | 0 | 0
East Calgary 5S | 719 | 240 | 240 | 5S | 33632105.5811 | AltaLink | 2015 | 1.723% | 3.343% | 3.343% | 3.343% | 3.343% | 3.343% | 27884576.8991 | 0% | 0% | 100% | 0 | 0 | 27884576.8991 | 0 | 27884576.8991 | 0 | 0
Enmax No. 2 | 719 | 138 | 25 | SS-2 | 37801368.2034 | ENMAX | 2015 | 1.393% | 2.786% | 2.786% | 2.786% | 2.786% | 2.786% | 32364368.5437 | 0% | 100% | 0% | 0 | 32364368.5437 | 0 | 0 | 0 | 0 | 32364368.5437
Enmax No. 23 | 719 | 138 | 25 | SS-23 | 822893.4344 | ENMAX | 2015 | 1.393% | 2.786% | 2.786% | 2.786% | 2.786% | 2.786% | 704536.0433 | 0% | 100% | 0% | 0 | 704536.0433 | 0 | 0 | 0 | 0 | 704536.0433
Enmax No. 25 | 719 | 240 | 25 | SS-25 | 17323675 | ENMAX | 2015 | 1.393% | 2.786% | 2.786% | 2.786% | 2.786% | 2.786% | 14831997.5937 | 97.59% | 2.408% | 4.857e-15% | 14474804.9911 | 357192.6026 | 7.2042e-10 | 0 | 14474804.9911 | 0 | 357192.6026
Janet 74S | 719 | 240 | 138 | 74S | 1242846.8878 | AltaLink | 2015 | 1.723% | 3.343% | 3.343% | 3.343% | 3.343% | 3.343% | 1030451.6776 | 0% | 0% | 100% | 0 | 0 | 1030451.6776 | 0 | 0 | 1030451.6776 | 0
Langdon 102S substation | 719 | 240 | 240 | 102S | 11146.6089 | AltaLink | 2015 | 1.723% | 3.343% | 3.343% | 3.343% | 3.343% | 3.343% | 9241.7191 | 0% | 0% | 100% | 0 | 0 | 9241.7191 | 0 | 9241.7191 | 0 | 0
Peigan 59S substation | 719 | 240 | 138 | 59S | 13933.2611 | AltaLink | 2015 | 1.723% | 3.343% | 3.343% | 3.343% | 3.343% | 3.343% | 11552.1489 | 0% | 0% | 100% | 0 | 0 | 11552.1489 | 0 | 0 | 11552.1489 | 0
S.42S | 719 | 240 | 138 | 42S | 128186.0019 | AltaLink | 2015 | 1.723% | 3.343% | 3.343% | 3.343% | 3.343% | 3.343% | 106279.7694 | 0% | 0% | 100% | 0 | 0 | 106279.7694 | 0 | 0 | 106279.7694 | 0
805S Jasper Sub | 786 | 240 | 0 | 805S | 977096.3241 | EPCOR | 2016 | 0% | 2.08% | 4.115% | 4.115% | 4.115% | 4.115% | 808760.7074 | 0% | 0% | 100% | 0 | 0 | 808760.7074 | 808760.7074 | 0 | 0 | 0
816S Petrolia Sub | 786 | 240 | 25 | 816S | 1459886.8314 | EPCOR | 2016 | 0% | 2.08% | 4.115% | 4.115% | 4.115% | 4.115% | 1208375.3438 | 0% | 0% | 100% | 0 | 0 | 1208375.3438 | 0 | 0 | 0 | 1208375.3438
Bellamy 814S | 786 | 240 | 0 | 814S | 700514.655 | EPCOR | 2016 | 0% | 2.08% | 4.115% | 4.115% | 4.115% | 4.115% | 579828.9421 | 0% | 0% | 100% | 0 | 0 | 579828.9421 | 579828.9421 | 0 | 0 | 0
Dome 665S | 786 | 240 | 0 | 665S | 616310.2169 | EPCOR | 2016 | 0% | 2.08% | 4.115% | 4.115% | 4.115% | 4.115% | 510131.3707 | 0% | 0% | 100% | 0 | 0 | 510131.3707 | 510131.3707 | 0 | 0 | 0
Genesee 330P | 786 | 500 | 240 | 330P | 112557.4943 | EPCOR | 2016 | 0% | 2.08% | 4.115% | 4.115% | 4.115% | 4.115% | 93165.9208 | 0% | 0% | 100% | 0 | 0 | 93165.9208 | 0 | 93165.9208 | 0 | 0
Keephills 320P | 786 | 240 | 25 | 320P | 5431229.6126 | AltaLink | 2016 | 0% | 1.672% | 3.343% | 3.343% | 3.343% | 3.343% | 4661252.1093 | 96.2% | 3.796% | 0% | 4484288.722 | 176963.3873 | 0 | 0 | 4484288.722 | 0 | 176963.3873
lambton E803S | 786 | 240 | 25 | 803S | 681829.4783 | EPCOR | 2016 | 0% | 2.08% | 4.115% | 4.115% | 4.115% | 4.115% | 564362.8756 | 0% | 100% | 0% | 0 | 564362.8756 | 0 | 0 | 0 | 0 | 564362.8756
Livock PST | 786 | 240 | 0 | 0 | 31168613.7418 | ATCO | 2016 | 0% | 1.232% | 2.435% | 2.435% | 2.435% | 2.435% | 27893876.0216 | 0% | 0% | 100% | 0 | 0 | 27893876.0216 | 27893876.0216 | 0 | 0 | 0
Sundance 310P | 786 | 240 | 25 | 310P | 314796.8853 | AltaLink | 2016 | 0% | 1.672% | 3.343% | 3.343% | 3.343% | 3.343% | 270168.5899 | 100% | 0% | 0% | 270168.5899 | 0 | 0 | 0 | 270168.5899 | 0 | 0
Wabamun 19S | 786 | 240 | 138 | 19S | 314793.3353 | AltaLink | 2016 | 0% | 1.672% | 3.343% | 3.343% | 3.343% | 3.343% | 270165.5432 | 0% | 0% | 100% | 0 | 0 | 270165.5432 | 0 | 0 | 270165.5432 | 0
Arcenciel 930S | 803 | 138 | 138 | 930S | 119288.5465 | ATCO | 2017 | 0% | 0% | 1.218% | 2.435% | 2.435% | 2.435% | 109435.5732 | 0% | 0% | 100% | 0 | 0 | 109435.5732 | 0 | 0 | 109435.5732 | 0
Blumenort substation 832S | 803 | 138 | 25 | 832S | 3476988.1419 | ATCO | 2017 | 0% | 0% | 1.218% | 2.435% | 2.435% | 2.435% | 3189796.5197 | 0% | 100% | 0% | 0 | 3189796.5197 | 0 | 0 | 0 | 0 | 3189796.5197
High Level substation | 803 | 138 | 0 | 0 | 660698.1343 | ATCO | 2017 | 0% | 0% | 1.218% | 2.435% | 2.435% | 2.435% | 606125.9122 | 0% | 0% | 100% | 0 | 0 | 606125.9122 | 606125.9122 | 0 | 0 | 0
Keg River 789S | 803 | 138 | 138 | 789S | 242204.414 | ATCO | 2017 | 0% | 0% | 1.218% | 2.435% | 2.435% | 2.435% | 222198.8587 | 0% | 0% | 100% | 0 | 0 | 222198.8587 | 0 | 0 | 222198.8587 | 0
Ring Creek 853S | 803 | 138 | 25 | 853S | 85463.5897 | ATCO | 2017 | 0% | 0% | 1.218% | 2.435% | 2.435% | 2.435% | 78404.484 | 0% | 100% | 0% | 0 | 78404.484 | 0 | 0 | 0 | 0 | 78404.484
Sulphur Point 828S | 803 | 138 | 25 | 828S | 66376.9717 | ATCO | 2017 | 0% | 0% | 1.218% | 2.435% | 2.435% | 2.435% | 60894.3789 | 0% | 100% | 0% | 0 | 60894.3789 | 0 | 0 | 0 | 0 | 60894.3789
Bourque 970S(180) | 811 | 144 | 144 | 970S | 20557692.6827 | ATCO | 2017 | 0% | 0% | 1.218% | 2.435% | 2.435% | 2.435% | 18859672.1919 | 0% | 0% | 100% | 0 | 0 | 18859672.1919 | 0 | 0 | 18859672.1919 | 0
Heisler 764S180 | 811 | 144 | 25 | 764S | 14655875.32 | ATCO | 2017 | 0% | 0% | 1.218% | 2.435% | 2.435% | 2.435% | 13445332.0462 | 0% | 100% | 0% | 0 | 13445332.0462 | 0 | 0 | 0 | 0 | 13445332.0462
Kitscoty 705S180 | 811 | 144 | 25 | 705S | 13565760.5794 | ATCO | 2017 | 0% | 0% | 1.218% | 2.435% | 2.435% | 2.435% | 12445258.4009 | 0% | 100% | 0% | 0 | 12445258.4009 | 0 | 0 | 0 | 0 | 12445258.4009
Leming Lake 715S(180) | 811 | 144 | 25 | 715S | 267528.1621 | ATCO | 2017 | 0% | 0% | 1.218% | 2.435% | 2.435% | 2.435% | 245430.9205 | 0% | 100% | 0% | 0 | 245430.9205 | 0 | 0 | 0 | 0 | 245430.9205
Mahihkan 837S(180) | 811 | 144 | 25 | 837S | 1431346.4419 | ATCO | 2017 | 0% | 0% | 1.218% | 2.435% | 2.435% | 2.435% | 1313120.3537 | 0% | 100% | 0% | 0 | 1313120.3537 | 0 | 0 | 0 | 0 | 1313120.3537
Marguerite Lake 826S(180) | 811 | 144 | 138 | 826S | 688730.2426 | ATCO | 2017 | 0% | 0% | 1.218% | 2.435% | 2.435% | 2.435% | 631842.6296 | 0% | 0% | 100% | 0 | 0 | 631842.6296 | 0 | 0 | 631842.6296 | 0
unknown sub St.Paul | 811 | 0 | 0 | 0 | 33228963.9733 | ATCO | 2017 | 0% | 0% | 1.218% | 2.435% | 2.435% | 2.435% | 30484324.1645 | 0% | 0% | 100% | 0 | 0 | 30484324.1645 | 30484324.1645 | 0 | 0 | 0
unknown sub Vermilion 710S | 811 | 0 | 25 | 710S | 8709690 | ATCO | 2017 | 0% | 0% | 1.218% | 2.435% | 2.435% | 2.435% | 7990288.6393 | 0% | 100% | 0% | 0 | 7990288.6393 | 0 | 0 | 0 | 0 | 7990288.6393
Wolf Lake 822S(180) | 811 | 144 | 25 | 822S | 1030247.2205 | ATCO | 2017 | 0% | 0% | 1.218% | 2.435% | 2.435% | 2.435% | 945151.0515 | 0% | 100% | 0% | 0 | 945151.0515 | 0 | 0 | 0 | 0 | 945151.0515
74S | 813 | 240 | 138 | 74S | 395882.3304 | AltaLink | 2017 | 0% | 0% | 1.672% | 3.343% | 3.343% | 3.343% | 351511.12 | 0% | 0% | 100% | 0 | 0 | 351511.12 | 0 | 0 | 351511.12 | 0
Beddington 162S | 813 | 240 | 25 | 162S | 39588.233 | AltaLink | 2017 | 0% | 0% | 1.672% | 3.343% | 3.343% | 3.343% | 35151.112 | 91.17% | 8.832% | 0% | 32046.5978 | 3104.5142 | 0 | 0 | 32046.5978 | 0 | 3104.5142
Benalto 17S | 813 | 240 | 25 | 17S | 8444000 | AltaLink | 2017 | 0% | 0% | 1.672% | 3.343% | 3.343% | 3.343% | 7497581.1488 | 0% | 100% | 0% | 0 | 7497581.1488 | 0 | 0 | 0 | 0 | 7497581.1488
Benalto 17S (GD - Johnson) | 813 | 240 | 25 | 17S | 134255.7468 | AltaLink | 2017 | 0% | 0% | 1.672% | 3.343% | 3.343% | 3.343% | 119208.119 | 0% | 100% | 0% | 0 | 119208.119 | 0 | 0 | 0 | 0 | 119208.119
Benalto 17S (GD Hazel) | 813 | 240 | 25 | 17S | 20654.7303 | AltaLink | 2017 | 0% | 0% | 1.672% | 3.343% | 3.343% | 3.343% | 18339.7106 | 0% | 100% | 0% | 0 | 18339.7106 | 0 | 0 | 0 | 0 | 18339.7106
Benalto 17S (LR) | 813 | 138 | 25 | 17S | 655703.2937 | AltaLink | 2017 | 0% | 0% | 1.672% | 3.343% | 3.343% | 3.343% | 582210.878 | 0% | 100% | 0% | 0 | 582210.878 | 0 | 0 | 0 | 0 | 582210.878
Capacitor Bank at Joffre 535S | 813 | 138 | 25 | 535S | 2796588.4995 | AltaLink | 2017 | 0% | 0% | 1.672% | 3.343% | 3.343% | 3.343% | 2483141.7829 | 74.03% | 25.97% | 0% | 1838321.2645 | 644820.5184 | 0 | 0 | 1838321.2645 | 0 | 644820.5184
Capacitor Bank at Joffre 535S (dev12) | 813 | 138 | 25 | 535S | 323419.8602 | AltaLink | 2017 | 0% | 0% | 1.672% | 3.343% | 3.343% | 3.343% | 287170.3751 | 74.03% | 25.97% | 0% | 212598.1733 | 74572.2018 | 0 | 0 | 212598.1733 | 0 | 74572.2018
Development at Beddington 162S | 813 | 240 | 25 | 162S | 36791.1459 | AltaLink | 2017 | 0% | 0% | 1.672% | 3.343% | 3.343% | 3.343% | 32667.5275 | 91.17% | 8.832% | 0% | 29782.3613 | 2885.1662 | 0 | 0 | 29782.3613 | 0 | 2885.1662
Development at Benalto 17S | 813 | 240 | 25 | 17S | 5892088.7617 | AltaLink | 2017 | 0% | 0% | 1.672% | 3.343% | 3.343% | 3.343% | 5231692.7554 | 0% | 100% | 0% | 0 | 5231692.7554 | 0 | 0 | 0 | 0 | 5231692.7554
Development at Benalto 17S (dev2) | 813 | 240 | 25 | 17S | 36791.1459 | AltaLink | 2017 | 0% | 0% | 1.672% | 3.343% | 3.343% | 3.343% | 32667.5275 | 0% | 100% | 0% | 0 | 32667.5275 | 0 | 0 | 0 | 0 | 32667.5275
Development at Benalto 17S (dev21) | 813 | 240 | 25 | 17S | 350767.6777 | AltaLink | 2017 | 0% | 0% | 1.672% | 3.343% | 3.343% | 3.343% | 311452.9995 | 0% | 100% | 0% | 0 | 311452.9995 | 0 | 0 | 0 | 0 | 311452.9995
Development at Didsbury 152S | 813 | 240 | 0 | 152S | 447651.4772 | AltaLink | 2017 | 0% | 0% | 1.672% | 3.343% | 3.343% | 3.343% | 397477.8869 | 0% | 0% | 100% | 0 | 0 | 397477.8869 | 397477.8869 | 0 | 0 | 0
Development at Ellis 332S | 813 | 138 | 25 | 332S | 3030739.6252 | AltaLink | 2017 | 0% | 0% | 1.672% | 3.343% | 3.343% | 3.343% | 2691048.8253 | 0% | 100% | 0% | 0 | 2691048.8253 | 0 | 0 | 0 | 0 | 2691048.8253
Development at Ellis 332S (dev3) | 813 | 138 | 25 | 332S | 2498374.0235 | AltaLink | 2017 | 0% | 0% | 1.672% | 3.343% | 3.343% | 3.343% | 2218351.7268 | 0% | 100% | 0% | 0 | 2218351.7268 | 0 | 0 | 0 | 0 | 2218351.7268
Development at Harmattan 256S | 813 | 138 | 25 | 256S | 446170.8602 | AltaLink | 2017 | 0% | 0% | 1.672% | 3.343% | 3.343% | 3.343% | 396163.2201 | 54.51% | 45.49% | 0% | 215952.5059 | 180210.7142 | 0 | 0 | 215952.5059 | 0 | 180210.7142
Development at Innisfail 214S | 813 | 240 | 25 | 214S | 3173918.3395 | AltaLink | 2017 | 0% | 0% | 1.672% | 3.343% | 3.343% | 3.343% | 2818179.8093 | 0% | 100% | 0% | 0 | 2818179.8093 | 0 | 0 | 0 | 0 | 2818179.8093
Development at Piper Creek 247S | 813 | 138 | 138 | 247S | 624990.2139 | AltaLink | 2017 | 0% | 0% | 1.672% | 3.343% | 3.343% | 3.343% | 554940.1759 | 0% | 0% | 100% | 0 | 0 | 554940.1759 | 0 | 0 | 554940.1759 | 0
Development at Ponoka 331S | 813 | 138 | 25 | 331S | 3065380.5529 | AltaLink | 2017 | 0% | 0% | 1.672% | 3.343% | 3.343% | 3.343% | 2721807.1349 | 0% | 100% | 0% | 0 | 2721807.1349 | 0 | 0 | 0 | 0 | 2721807.1349
Development at Prentiss 276S | 813 | 138 | 25 | 276S | 3186555.949 | AltaLink | 2017 | 0% | 0% | 1.672% | 3.343% | 3.343% | 3.343% | 2829400.9726 | 0% | 0% | 100% | 0 | 0 | 2829400.9726 | 0 | 0 | 0 | 2829400.9726
Development at Red Deer 63S | 813 | 240 | 25 | 63S | 1318872.5454 | AltaLink | 2017 | 0% | 0% | 1.672% | 3.343% | 3.343% | 3.343% | 1171050.9159 | 0% | 100% | 0% | 0 | 1171050.9159 | 0 | 0 | 0 | 0 | 1171050.9159
Development at Red Deer 63S (dev12) | 813 | 240 | 25 | 63S | 437105.3799 | AltaLink | 2017 | 0% | 0% | 1.672% | 3.343% | 3.343% | 3.343% | 388113.8153 | 0% | 100% | 0% | 0 | 388113.8153 | 0 | 0 | 0 | 0 | 388113.8153
Development at Red Deer 63S (dev21) | 813 | 240 | 25 | 63S | 335873.2174 | AltaLink | 2017 | 0% | 0% | 1.672% | 3.343% | 3.343% | 3.343% | 298227.9374 | 0% | 100% | 0% | 0 | 298227.9374 | 0 | 0 | 0 | 0 | 298227.9374
Development at South Red Deer 194S | 813 | 138 | 138 | 194S | 1494037.1072 | AltaLink | 2017 | 0% | 0% | 1.672% | 3.343% | 3.343% | 3.343% | 1326582.7156 | 0% | 0% | 100% | 0 | 0 | 1326582.7156 | 0 | 0 | 1326582.7156 | 0
Development at South Red Deer 194S (dev11) | 813 | 138 | 138 | 194S | 1533469.4238 | AltaLink | 2017 | 0% | 0% | 1.672% | 3.343% | 3.343% | 3.343% | 1361595.3866 | 0% | 0% | 100% | 0 | 0 | 1361595.3866 | 0 | 0 | 1361595.3866 | 0
Development at Sylvan Lake 580S | 813 | 138 | 25 | 580S | 517837.0121 | AltaLink | 2017 | 0% | 0% | 1.672% | 3.343% | 3.343% | 3.343% | 459796.8996 | 0% | 100% | 0% | 0 | 459796.8996 | 0 | 0 | 0 | 0 | 459796.8996
Didsbury 152S | 813 | 240 | 0 | 152S | 89503.8312 | AltaLink | 2017 | 0% | 0% | 1.672% | 3.343% | 3.343% | 3.343% | 79472.0793 | 0% | 0% | 100% | 0 | 0 | 79472.0793 | 79472.0793 | 0 | 0 | 0
Eagle Hill 9433R (GD Hazel) | 813 | 240 | 0 | 0 | 554235.2625 | AltaLink | 2017 | 0% | 0% | 1.672% | 3.343% | 3.343% | 3.343% | 492115.568 | 0% | 0% | 100% | 0 | 0 | 492115.568 | 492115.568 | 0 | 0 | 0
Ellerslie 89S | 813 | 240 | 240 | 89S | 117043.4716 | AltaLink | 2017 | 0% | 0% | 1.672% | 3.343% | 3.343% | 3.343% | 103925.0268 | 0% | 0% | 100% | 0 | 0 | 103925.0268 | 0 | 103925.0268 | 0 | 0
Ellis 332S | 813 | 138 | 25 | 332S | 4803000 | AltaLink | 2017 | 0% | 0% | 1.672% | 3.343% | 3.343% | 3.343% | 4264671.0395 | 0% | 100% | 0% | 0 | 4264671.0395 | 0 | 0 | 0 | 0 | 4264671.0395
Ellis 332S (GD) | 813 | 138 | 25 | 332S | 1561153.3637 | AltaLink | 2017 | 0% | 0% | 1.672% | 3.343% | 3.343% | 3.343% | 1386176.4602 | 0% | 100% | 0% | 0 | 1386176.4602 | 0 | 0 | 0 | 0 | 1386176.4602
Gaetz 87S | 813 | 240 | 138 | 87S | 3058127.6637 | AltaLink | 2017 | 0% | 0% | 1.672% | 3.343% | 3.343% | 3.343% | 2715367.1627 | 0% | 0% | 100% | 0 | 0 | 2715367.1627 | 0 | 0 | 2715367.1627 | 0
Harmattan 256S | 813 | 240 | 25 | 256S | 185892.5725 | AltaLink | 2017 | 0% | 0% | 1.672% | 3.343% | 3.343% | 3.343% | 165057.3955 | 54.51% | 45.49% | 0% | 89974.4256 | 75082.9699 | 0 | 0 | 89974.4256 | 0 | 75082.9699
Hazelwood 287S | 813 | 240 | 0 | 287S | 24486182.7475 | AltaLink | 2017 | 0% | 0% | 1.672% | 3.343% | 3.343% | 3.343% | 21741726.9271 | 0% | 0% | 100% | 0 | 0 | 21741726.9271 | 21741726.9271 | 0 | 0 | 0
Innisfail 214S | 813 | 138 | 25 | 214S | 4439045.7828 | AltaLink | 2017 | 0% | 0% | 1.672% | 3.343% | 3.343% | 3.343% | 3941509.4717 | 0% | 100% | 0% | 0 | 3941509.4717 | 0 | 0 | 0 | 0 | 3941509.4717
Joffre 535S | 813 | 138 | 25 | 535S | 5111000 | AltaLink | 2017 | 0% | 0% | 1.672% | 3.343% | 3.343% | 3.343% | 4538149.8403 | 74.03% | 25.97% | 0% | 3359686.2693 | 1178463.571 | 0 | 0 | 3359686.2693 | 0 | 1178463.571
Joffre 535S | 813 | 138 | 25 | 535S | 974788.8537 | AltaLink | 2017 | 0% | 0% | 1.672% | 3.343% | 3.343% | 3.343% | 865532.7492 | 74.03% | 25.97% | 0% | 640771.8113 | 224760.9379 | 0 | 0 | 640771.8113 | 0 | 224760.9379
Johnson 281S | 813 | 240 | 138 | 281S | 27577507.3795 | AltaLink | 2017 | 0% | 0% | 1.672% | 3.343% | 3.343% | 3.343% | 24486570.2816 | 0% | 0% | 100% | 0 | 0 | 24486570.2816 | 0 | 0 | 24486570.2816 | 0
N.E. Lacombe 212S | 813 | 138 | 25 | 212S | 5363344.9628 | AltaLink | 2017 | 0% | 0% | 1.672% | 3.343% | 3.343% | 3.343% | 4762211.5215 | 0% | 100% | 0% | 0 | 4762211.5215 | 0 | 0 | 0 | 0 | 4762211.5215
New 240/138kV Substation Hazelwood 287S | 813 | 240 | 0 | 287S | 19156315.5193 | AltaLink | 2017 | 0% | 0% | 1.672% | 3.343% | 3.343% | 3.343% | 17009240.895 | 0% | 0% | 100% | 0 | 0 | 17009240.895 | 17009240.895 | 0 | 0 | 0
New 240/138kV Substation Johnson 281S | 813 | 240 | 138 | 281S | 20096056.3432 | AltaLink | 2017 | 0% | 0% | 1.672% | 3.343% | 3.343% | 3.343% | 17843653.8611 | 0% | 0% | 100% | 0 | 0 | 17843653.8611 | 0 | 0 | 17843653.8611 | 0
New 240/138kV Substation Wolf Creek 288S | 813 | 240 | 138 | 288S | 16806672.4872 | AltaLink | 2017 | 0% | 0% | 1.672% | 3.343% | 3.343% | 3.343% | 14922950.12 | 0% | 0% | 100% | 0 | 0 | 14922950.12 | 0 | 0 | 14922950.12 | 0
New additions at Gaetz 87S | 813 | 240 | 138 | 87S | 2595668.4901 | AltaLink | 2017 | 0% | 0% | 1.672% | 3.343% | 3.343% | 3.343% | 2304741.2529 | 0% | 0% | 100% | 0 | 0 | 2304741.2529 | 0 | 0 | 2304741.2529 | 0
New additions at N.E Lacombe 212S | 813 | 138 | 25 | 212S | 3773036.0916 | AltaLink | 2017 | 0% | 0% | 1.672% | 3.343% | 3.343% | 3.343% | 3350147.356 | 0% | 100% | 0% | 0 | 3350147.356 | 0 | 0 | 0 | 0 | 3350147.356
New Additions at North Red Deer 217S | 813 | 138 | 25 | 217S | 1453039.2523 | AltaLink | 2017 | 0% | 0% | 1.672% | 3.343% | 3.343% | 3.343% | 1290179.9748 | 0% | 100% | 0% | 0 | 1290179.9748 | 0 | 0 | 0 | 0 | 1290179.9748
New Additions at North Red Deer 217S (dev10) | 813 | 138 | 25 | 217S | 1479296.807 | AltaLink | 2017 | 0% | 0% | 1.672% | 3.343% | 3.343% | 3.343% | 1313494.535 | 0% | 100% | 0% | 0 | 1313494.535 | 0 | 0 | 0 | 0 | 1313494.535
North Red Deer 217S | 813 | 138 | 25 | 217S | 187594.2578 | AltaLink | 2017 | 0% | 0% | 1.672% | 3.343% | 3.343% | 3.343% | 166568.3528 | 0% | 100% | 0% | 0 | 166568.3528 | 0 | 0 | 0 | 0 | 166568.3528
Olds 55S (GD Hazel) | 813 | 138 | 25 | 55S | 98109.9688 | AltaLink | 2017 | 0% | 0% | 1.672% | 3.343% | 3.343% | 3.343% | 87113.6254 | 0% | 100% | 0% | 0 | 87113.6254 | 0 | 0 | 0 | 0 | 87113.6254
Olds 55S (GD Johnson) | 813 | 240 | 25 | 55S | 390718.6478 | AltaLink | 2017 | 0% | 0% | 1.672% | 3.343% | 3.343% | 3.343% | 346926.1924 | 0% | 100% | 0% | 0 | 346926.1924 | 0 | 0 | 0 | 0 | 346926.1924
Piper Creek 247S | 813 | 138 | 138 | 247S | 1998667.7937 | AltaLink | 2017 | 0% | 0% | 1.672% | 3.343% | 3.343% | 3.343% | 1774653.4785 | 0% | 0% | 100% | 0 | 0 | 1774653.4785 | 0 | 0 | 1774653.4785 | 0
Ponoka 331S | 813 | 138 | 25 | 331S | 3179107.2357 | AltaLink | 2017 | 0% | 0% | 1.672% | 3.343% | 3.343% | 3.343% | 2822787.1246 | 0% | 100% | 0% | 0 | 2822787.1246 | 0 | 0 | 0 | 0 | 2822787.1246
Prentiss 276S | 813 | 138 | 25 | 276S | 4288175.2446 | AltaLink | 2017 | 0% | 0% | 1.672% | 3.343% | 3.343% | 3.343% | 3807548.7774 | 0% | 0% | 100% | 0 | 0 | 3807548.7774 | 0 | 0 | 0 | 3807548.7774
RAS in 256S_(v2) | 813 | 138 | 25 | 256S | 140996.1225 | AltaLink | 2017 | 0% | 0% | 1.672% | 3.343% | 3.343% | 3.343% | 125193.0211 | 54.51% | 45.49% | 0% | 68243.9592 | 56949.0619 | 0 | 0 | 68243.9592 | 0 | 56949.0619
Red Deer 217S | 813 | 138 | 25 | 217S | 2898997.8883 | AltaLink | 2017 | 0% | 0% | 1.672% | 3.343% | 3.343% | 3.343% | 2574072.9414 | 0% | 100% | 0% | 0 | 2574072.9414 | 0 | 0 | 0 | 0 | 2574072.9414
Red Deer 63S (648L) | 813 | 138 | 25 | 63S | 759143.1181 | AltaLink | 2017 | 0% | 0% | 1.672% | 3.343% | 3.343% | 3.343% | 674056.9791 | 0% | 100% | 0% | 0 | 674056.9791 | 0 | 0 | 0 | 0 | 674056.9791
Red Deer 63S (755/427L) | 813 | 138 | 25 | 63S | 682001.5541 | AltaLink | 2017 | 0% | 0% | 1.672% | 3.343% | 3.343% | 3.343% | 605561.5817 | 0% | 100% | 0% | 0 | 605561.5817 | 0 | 0 | 0 | 0 | 605561.5817
Red Deer 63S (80/426L) | 813 | 138 | 25 | 63S | 1044917.5483 | AltaLink | 2017 | 0% | 0% | 1.672% | 3.343% | 3.343% | 3.343% | 927801.2923 | 0% | 100% | 0% | 0 | 927801.2923 | 0 | 0 | 0 | 0 | 927801.2923
Red Deer 63S (GD Hazel) | 813 | 240 | 25 | 63S | 406209.6955 | AltaLink | 2017 | 0% | 0% | 1.672% | 3.343% | 3.343% | 3.343% | 360680.9753 | 0% | 100% | 0% | 0 | 360680.9753 | 0 | 0 | 0 | 0 | 360680.9753
Red Deer 63S (GD Wolf) | 813 | 240 | 25 | 63S | 89503.8312 | AltaLink | 2017 | 0% | 0% | 1.672% | 3.343% | 3.343% | 3.343% | 79472.0793 | 0% | 100% | 0% | 0 | 79472.0793 | 0 | 0 | 0 | 0 | 79472.0793
Shell Caroline 378S RAS_(v2) | 813 | 138 | 25 | 378S | 107820.5642 | AltaLink | 2017 | 0% | 0% | 1.672% | 3.343% | 3.343% | 3.343% | 95735.8396 | 31.21% | 68.79% | 0% | 29876.2877 | 65859.552 | 0 | 0 | 29876.2877 | 0 | 65859.552
South Red Deer 194S (80/425L) | 813 | 138 | 138 | 194S | 1236018.2408 | AltaLink | 2017 | 0% | 0% | 1.672% | 3.343% | 3.343% | 3.343% | 1097483.0722 | 0% | 0% | 100% | 0 | 0 | 1097483.0722 | 0 | 0 | 1097483.0722 | 0
South Red Deer 194S (80/426L) | 813 | 138 | 138 | 194S | 1628738.9301 | AltaLink | 2017 | 0% | 0% | 1.672% | 3.343% | 3.343% | 3.343% | 1446186.9136 | 0% | 0% | 100% | 0 | 0 | 1446186.9136 | 0 | 0 | 1446186.9136 | 0
Substation Harmattan 256S_(v2) | 813 | 138 | 25 | 256S | 5094521.6606 | AltaLink | 2017 | 0% | 0% | 1.672% | 3.343% | 3.343% | 3.343% | 4523518.4231 | 54.51% | 45.49% | 0% | 2465814.819 | 2057703.6041 | 0 | 0 | 2465814.819 | 0 | 2057703.6041
Substation Johnson 281S_(v2) | 813 | 240 | 138 | 281S | 841829.7901 | AltaLink | 2017 | 0% | 0% | 1.672% | 3.343% | 3.343% | 3.343% | 747475.9787 | 0% | 0% | 100% | 0 | 0 | 747475.9787 | 0 | 0 | 747475.9787 | 0
Sundre 575S RAS_(v2) | 813 | 138 | 25 | 575S | 109894.0366 | AltaLink | 2017 | 0% | 0% | 1.672% | 3.343% | 3.343% | 3.343% | 97576.9135 | 0% | 100% | 0% | 0 | 97576.9135 | 0 | 0 | 0 | 0 | 97576.9135
Sylvan Lake 580S | 813 | 138 | 25 | 580S | 932711.637 | AltaLink | 2017 | 0% | 0% | 1.672% | 3.343% | 3.343% | 3.343% | 828171.6233 | 0% | 100% | 0% | 0 | 828171.6233 | 0 | 0 | 0 | 0 | 828171.6233
Waiparous 639S | 813 | 240 | 0 | 639S | 957002.503 | AltaLink | 2017 | 0% | 0% | 1.672% | 3.343% | 3.343% | 3.343% | 849739.9249 | 0% | 0% | 100% | 0 | 0 | 849739.9249 | 849739.9249 | 0 | 0 | 0
Wolf Creek 288S | 813 | 240 | 138 | 288S | 35639737.099 | AltaLink | 2017 | 0% | 0% | 1.672% | 3.343% | 3.343% | 3.343% | 31645170.6561 | 0% | 0% | 100% | 0 | 0 | 31645170.6561 | 0 | 0 | 31645170.6561 | 0
Acheson 305S | 850 | 138 | 25 | 305S | 8772223.6609 | AltaLink | 2017 | 0% | 0% | 1.672% | 3.343% | 3.343% | 3.343% | 7789016.9058 | 0% | 100% | 0% | 0 | 7789016.9058 | 0 | 0 | 0 | 0 | 7789016.9058
Bardo 197S | 850 | 138 | 138 | 197S | 1637012.1502 | AltaLink | 2017 | 0% | 0% | 1.672% | 3.343% | 3.343% | 3.343% | 1453532.8562 | 0% | 0% | 100% | 0 | 0 | 1453532.8562 | 0 | 0 | 1453532.8562 | 0
Bigstone 86S | 850 | 240 | 138 | 86S | 413798.7758 | AltaLink | 2017 | 0% | 0% | 1.672% | 3.343% | 3.343% | 3.343% | 367419.4577 | 0% | 0% | 100% | 0 | 0 | 367419.4577 | 0 | 0 | 367419.4577 | 0
Bilby 105S | 850 | 138 | 25 | 105S | 109864.1935 | AltaLink | 2017 | 0% | 0% | 1.672% | 3.343% | 3.343% | 3.343% | 97550.4152 | 0% | 100% | 0% | 0 | 97550.4152 | 0 | 0 | 0 | 0 | 97550.4152
Bretona 45S | 850 | 138 | 25 | 45S | 22946.8712 | AltaLink | 2017 | 0% | 0% | 1.672% | 3.343% | 3.343% | 3.343% | 20374.9442 | 0% | 100% | 0% | 0 | 20374.9442 | 0 | 0 | 0 | 0 | 20374.9442
Carvel 432S | 850 | 138 | 25 | 432S | 125476.4137 | AltaLink | 2017 | 0% | 0% | 1.672% | 3.343% | 3.343% | 3.343% | 111412.7894 | 0% | 100% | 0% | 0 | 111412.7894 | 0 | 0 | 0 | 0 | 111412.7894
Cooking Lake 522S | 850 | 138 | 25 | 522S | 6420665.4816 | AltaLink | 2017 | 0% | 0% | 1.672% | 3.343% | 3.343% | 3.343% | 5701025.6368 | 0% | 100% | 0% | 0 | 5701025.6368 | 0 | 0 | 0 | 0 | 5701025.6368
East Camrose 285S | 850 | 138 | 25 | 285S | 22946.8712 | AltaLink | 2017 | 0% | 0% | 1.672% | 3.343% | 3.343% | 3.343% | 20374.9442 | 0% | 100% | 0% | 0 | 20374.9442 | 0 | 0 | 0 | 0 | 20374.9442
East Edmonton 38S | 850 | 240 | 25 | 38S | 101645.4381 | AltaLink | 2017 | 0% | 0% | 1.672% | 3.343% | 3.343% | 3.343% | 90252.8328 | 0% | 100% | 0% | 0 | 90252.8328 | 0 | 0 | 0 | 0 | 90252.8328
East Edmonton 38S dev3 | 850 | 240 | 25 | 38S | 98365.1454 | AltaLink | 2017 | 0% | 0% | 1.672% | 3.343% | 3.343% | 3.343% | 87340.2013 | 0% | 100% | 0% | 0 | 87340.2013 | 0 | 0 | 0 | 0 | 87340.2013
Ellerslie 89S | 850 | 500 | 240 | 89S | 655238.9439 | AltaLink | 2017 | 0% | 0% | 1.672% | 3.343% | 3.343% | 3.343% | 581798.5734 | 0% | 0% | 100% | 0 | 0 | 581798.5734 | 0 | 581798.5734 | 0 | 0
Harry smith 376S | 850 | 240 | 138 | 376S | 55595620.8305 | AltaLink | 2017 | 0% | 0% | 1.672% | 3.343% | 3.343% | 3.343% | 49364362.7063 | 0% | 0% | 100% | 0 | 0 | 49364362.7063 | 0 | 0 | 49364362.7063 | 0
Keephills 320P | 850 | 500 | 25 | 320P | 507255.814 | AltaLink | 2017 | 0% | 0% | 1.672% | 3.343% | 3.343% | 3.343% | 450401.6614 | 96.2% | 3.796% | 0% | 433302.2636 | 17099.3977 | 0 | 0 | 433302.2636 | 0 | 17099.3977
Keephills 320P | 850 | 500 | 25 | 320P | 507255.814 | AltaLink | 2017 | 0% | 0% | 1.672% | 3.343% | 3.343% | 3.343% | 450401.6614 | 96.2% | 3.796% | 0% | 433302.2636 | 17099.3977 | 0 | 0 | 433302.2636 | 0 | 17099.3977
Leduc 325S | 850 | 138 | 25 | 325S | 3055561.359 | AltaLink | 2017 | 0% | 0% | 1.672% | 3.343% | 3.343% | 3.343% | 2713088.4941 | 0% | 100% | 0% | 0 | 2713088.4941 | 0 | 0 | 0 | 0 | 2713088.4941
Nisku 149S | 850 | 138 | 25 | 149S | 4164342.0352 | AltaLink | 2017 | 0% | 0% | 1.672% | 3.343% | 3.343% | 3.343% | 3697595.019 | 0% | 100% | 0% | 0 | 3697595.019 | 0 | 0 | 0 | 0 | 3697595.019
Petrolia 816S | 850 | 240 | 25 | 816S | 171568 | EPCOR | 2017 | 0% | 0% | 2.057% | 4.115% | 4.115% | 4.115% | 148138.1708 | 0% | 0% | 100% | 0 | 0 | 148138.1708 | 0 | 0 | 0 | 148138.1708
Saunders Lake 289S | 850 | 240 | 138 | 289S | 59647159.8791 | AltaLink | 2017 | 0% | 0% | 1.672% | 3.343% | 3.343% | 3.343% | 52961797.9022 | 0% | 0% | 100% | 0 | 0 | 52961797.9022 | 0 | 0 | 52961797.9022 | 0
Spruce Grove 595S | 850 | 138 | 25 | 595S | 83551.6546 | AltaLink | 2017 | 0% | 0% | 1.672% | 3.343% | 3.343% | 3.343% | 74187.0335 | 0% | 100% | 0% | 0 | 74187.0335 | 0 | 0 | 0 | 0 | 74187.0335
Stony Plain 434S | 850 | 138 | 25 | 434S | 1277016.6255 | AltaLink | 2017 | 0% | 0% | 1.672% | 3.343% | 3.343% | 3.343% | 1133886.2835 | 0% | 100% | 0% | 0 | 1133886.2835 | 0 | 0 | 0 | 0 | 1133886.2835
Viscount 92S | 850 | 138 | 25 | 92S | 84454.7312 | AltaLink | 2017 | 0% | 0% | 1.672% | 3.343% | 3.343% | 3.343% | 74988.8915 | 0% | 100% | 0% | 0 | 74988.8915 | 0 | 0 | 0 | 0 | 74988.8915
Wetaskiwin 40S | 850 | 138 | 25 | 40S | 1153188.8957 | AltaLink | 2017 | 0% | 0% | 1.672% | 3.343% | 3.343% | 3.343% | 1023937.3905 | 0% | 100% | 0% | 0 | 1023937.3905 | 0 | 0 | 0 | 0 | 1023937.3905
Wolf Creek 288S | 850 | 240 | 138 | 288S | 475507.7409 | AltaLink | 2017 | 0% | 0% | 1.672% | 3.343% | 3.343% | 3.343% | 422211.97 | 0% | 0% | 100% | 0 | 0 | 422211.97 | 0 | 0 | 422211.97 | 0
Enmax No. 5 | 859 | 138 | 25 | SS-5 | 37991871.5915 | ENMAX | 2015 | 1.393% | 2.786% | 2.786% | 2.786% | 2.786% | 2.786% | 32527471.6841 | 0% | 100% | 0% | 0 | 32527471.6841 | 0 | 0 | 0 | 0 | 32527471.6841
Foothills 237S | 882 | 240 | 138 | 237S | 358753.3316 | AltaLink | 2015 | 1.723% | 3.343% | 3.343% | 3.343% | 3.343% | 3.343% | 297444.501 | 0% | 0% | 100% | 0 | 0 | 297444.501 | 0 | 0 | 297444.501 | 0
Peigan 59S | 882 | 240 | 138 | 59S | 309435.0176 | AltaLink | 2015 | 1.723% | 3.343% | 3.343% | 3.343% | 3.343% | 3.343% | 256554.3963 | 0% | 0% | 100% | 0 | 0 | 256554.3963 | 0 | 0 | 256554.3963 | 0
Station - Stavely Series Capacitor SC1 266S | 882 | 240 | 240 | 266S | 42547759.9694 | AltaLink | 2015 | 1.723% | 3.343% | 3.343% | 3.343% | 3.343% | 3.343% | 35276598.4838 | 0% | 0% | 100% | 0 | 0 | 35276598.4838 | 0 | 35276598.4838 | 0 | 0
Windy Flats 138S | 882 | 240 | 138 | 138S | 73372187.6476 | AltaLink | 2015 | 1.723% | 3.343% | 3.343% | 3.343% | 3.343% | 3.343% | 60833313.0908 | 0% | 0% | 100% | 0 | 0 | 60833313.0908 | 0 | 0 | 60833313.0908 | 0
Bowmanton 244S 138kV | 888 | 240 | 138 | 244S | 31598804.4676 | AltaLink | 2016 | 0% | 1.672% | 3.343% | 3.343% | 3.343% | 3.343% | 27119088.03 | 0% | 0% | 100% | 0 | 0 | 27119088.03 | 0 | 0 | 27119088.03 | 0
Bullshead 523S | 888 | 240 | 25 | 523S | 1075414.0279 | AltaLink | 2016 | 0% | 1.672% | 3.343% | 3.343% | 3.343% | 3.343% | 922954.1492 | 0% | 100% | 0% | 0 | 922954.1492 | 0 | 0 | 0 | 0 | 922954.1492
Burdett 368S line protection | 888 | 138 | 25 | 368S | 300701.1676 | AltaLink | 2016 | 0% | 1.672% | 3.343% | 3.343% | 3.343% | 3.343% | 258071.2015 | 0% | 100% | 0% | 0 | 258071.2015 | 0 | 0 | 0 | 0 | 258071.2015
Chappice Lake 649S | 888 | 138 | 25 | 649S | 51845.0289 | AltaLink | 2016 | 0% | 1.672% | 3.343% | 3.343% | 3.343% | 3.343% | 44495.0347 | 0% | 100% | 0% | 0 | 44495.0347 | 0 | 0 | 0 | 0 | 44495.0347
Cypress 562S line protection | 888 | 240 | 138 | 562S | 142203.5078 | AltaLink | 2016 | 0% | 1.672% | 3.343% | 3.343% | 3.343% | 3.343% | 122043.5239 | 0% | 0% | 100% | 0 | 0 | 122043.5239 | 0 | 0 | 122043.5239 | 0
Medicine Hat 41S | 888 | 138 | 69 | 41S | 1193916.9511 | AltaLink | 2016 | 0% | 1.672% | 3.343% | 3.343% | 3.343% | 3.343% | 1024657.0857 | 79.69% | 20.31% | 0% | 816523.6152 | 208133.4705 | 0 | 0 | 816523.6152 | 0 | 208133.4705
Suffield 895S line protection | 888 | 138 | 25 | 895S | 103690.0578 | AltaLink | 2016 | 0% | 1.672% | 3.343% | 3.343% | 3.343% | 3.343% | 88990.0695 | 23.38% | 76.62% | 0% | 20804.2243 | 68185.8452 | 0 | 0 | 20804.2243 | 0 | 68185.8452
Birchwood Creek 960S | 948 | 240 | 240 | 960S | 13129855.568 | ATCO | 2015 | 1.222% | 2.463% | 2.435% | 2.435% | 2.435% | 2.435% | 11462074.912 | 0% | 0% | 100% | 0 | 0 | 11462074.912 | 0 | 11462074.912 | 0 | 0
0244S Bowmanton180 | 737 | 240 | 138 | 244S | 598925.2053 | AltaLink | 2015 | 1.723% | 3.343% | 3.343% | 3.343% | 3.343% | 3.343% | 496572.4166 | 0% | 0% | 100% | 0 | 0 | 496572.4166 | 0 | 0 | 496572.4166 | 0
089S Ellerslie180 | 737 | 240 | 240 | 89S | 701881.1316 | AltaLink | 2015 | 1.723% | 3.343% | 3.343% | 3.343% | 3.343% | 3.343% | 581933.7817 | 0% | 0% | 100% | 0 | 0 | 581933.7817 | 0 | 581933.7817 | 0 | 0
320P Keephills180 | 737 | 240 | 25 | 320P | 314443.8905 | AltaLink | 2015 | 1.723% | 3.343% | 3.343% | 3.343% | 3.343% | 3.343% | 260707.2823 | 96.2% | 3.796% | 0% | 250809.589 | 9897.6933 | 0 | 0 | 250809.589 | 0 | 9897.6933
324S Cassils180 | 737 | 240 | 240 | 324S | 1228267.796 | AltaLink | 2015 | 1.723% | 3.343% | 3.343% | 3.343% | 3.343% | 3.343% | 1018364.0667 | 0% | 0% | 100% | 0 | 0 | 1018364.0667 | 0 | 1018364.0667 | 0 | 0
356S Milo180 | 737 | 240 | 240 | 356S | 509558.7047 | AltaLink | 2015 | 1.723% | 3.343% | 3.343% | 3.343% | 3.343% | 3.343% | 422478.1244 | 0% | 0% | 100% | 0 | 0 | 422478.1244 | 0 | 422478.1244 | 0 | 0
Converter Station (Heathfield 2029S)180 | 737 | 500 | 500 | 2029S | 532569282.5 | ATCO | 2015 | 1.222% | 2.463% | 2.435% | 2.435% | 2.435% | 2.435% | 464921261.3342 | 0% | 0% | 100% | 0 | 0 | 464921261.3342 | 0 | 464921261.3342 | 0 | 0
Genesee 330P 961 | 737 | 500 | 240 | 330P | 107206.2819 | EPCOR | 2015 | 2.061% | 4.16% | 4.115% | 4.115% | 4.115% | 4.115% | 85061.895 | 0% | 0% | 100% | 0 | 0 | 85061.895 | 0 | 85061.895 | 0 | 0
Heartland 12S180 | 737 | 500 | 240 | 12S | 33005662.7473 | AltaLink | 2015 | 1.723% | 3.343% | 3.343% | 3.343% | 3.343% | 3.343% | 27365189.4546 | 0% | 0% | 100% | 0 | 0 | 27365189.4546 | 0 | 27365189.4546 | 0 | 0
320P[2]_180 | 737 | 240 | 25 | 320P | 551841.8758 | AltaLink | 2015 | 1.723% | 3.343% | 3.343% | 3.343% | 3.343% | 3.343% | 457535.3507 | 96.2% | 3.796% | 0% | 440165.1241 | 17370.2266 | 0 | 0 | 440165.1241 | 0 | 17370.2266
330P_180 | 737 | 240 | 240 | 330P | 223583.1527 | AltaLink | 2015 | 1.723% | 3.343% | 3.343% | 3.343% | 3.343% | 3.343% | 185374.1092 | 0% | 0% | 100% | 0 | 0 | 185374.1092 | 0 | 185374.1092 | 0 | 0
74S_180 | 737 | 240 | 138 | 74S | 315408.5092 | AltaLink | 2015 | 1.723% | 3.343% | 3.343% | 3.343% | 3.343% | 3.343% | 261507.0534 | 0% | 0% | 100% | 0 | 0 | 261507.0534 | 0 | 0 | 261507.0534 | 0
89S_180 | 737 | 240 | 240 | 89S | 273015.7652 | AltaLink | 2015 | 1.723% | 3.343% | 3.343% | 3.343% | 3.343% | 3.343% | 226358.9795 | 0% | 0% | 100% | 0 | 0 | 226358.9795 | 0 | 226358.9795 | 0 | 0
Bennett 503S Substation | 737 | 500 | 0 | 503S | 59049851.8609 | AltaLink | 2015 | 1.723% | 3.343% | 3.343% | 3.343% | 3.343% | 3.343% | 48958580.1022 | 0% | 0% | 100% | 0 | 0 | 48958580.1022 | 48958580.1022 | 0 | 0 | 0
Crossings 511S Substation | 737 | 500 | 240 | 511S | 248522285.1 | AltaLink | 2015 | 1.723% | 3.343% | 3.343% | 3.343% | 3.343% | 3.343% | 206051290.8805 | 0% | 0% | 100% | 0 | 0 | 206051290.8805 | 0 | 206051290.8805 | 0 | 0
Genesee 330P 962 | 737 | 500 | 240 | 330P | 418379.5331 | EPCOR | 2015 | 2.061% | 4.16% | 4.115% | 4.115% | 4.115% | 4.115% | 331959.6135 | 0% | 0% | 100% | 0 | 0 | 331959.6135 | 0 | 331959.6135 | 0 | 0
Langdon 102S Substation | 737 | 240 | 240 | 102S | 61400098.2397 | AltaLink | 2015 | 1.723% | 3.343% | 3.343% | 3.343% | 3.343% | 3.343% | 50907183.2226 | 0% | 0% | 100% | 0 | 0 | 50907183.2226 | 0 | 50907183.2226 | 0 | 0
Milo 356S_180 | 737 | 240 | 240 | 356S | 403965.625 | AltaLink | 2015 | 1.723% | 3.343% | 3.343% | 3.343% | 3.343% | 3.343% | 334930.2799 | 0% | 0% | 100% | 0 | 0 | 334930.2799 | 0 | 334930.2799 | 0 | 0
RPT1 17S_180 | 737 | 240 | 25 | 17S | 748276.1041 | AltaLink | 2015 | 1.723% | 3.343% | 3.343% | 3.343% | 3.343% | 3.343% | 620400.1268 | 0% | 100% | 0% | 0 | 620400.1268 | 0 | 0 | 0 | 0 | 620400.1268
RPT2- Jackville_180 | 737 | 240 | 0 | 0 | 440477.5493 | AltaLink | 2015 | 1.723% | 3.343% | 3.343% | 3.343% | 3.343% | 3.343% | 365202.5314 | 0% | 0% | 100% | 0 | 0 | 365202.5314 | 365202.5314 | 0 | 0 | 0
RPT3- Knob Hill_180 | 737 | 240 | 0 | 0 | 413456.9886 | AltaLink | 2015 | 1.723% | 3.343% | 3.343% | 3.343% | 3.343% | 3.343% | 342799.6254 | 0% | 0% | 100% | 0 | 0 | 342799.6254 | 342799.6254 | 0 | 0 | 0
Sunnybrook 510S Substation | 737 | 500 | 500 | 510S | 355813227.3 | AltaLink | 2015 | 1.723% | 3.343% | 3.343% | 3.343% | 3.343% | 3.343% | 295006843.2214 | 0% | 0% | 100% | 0 | 0 | 295006843.2214 | 0 | 295006843.2214 | 0 | 0
825S Whitefish Lake_v181 | 1101 | 240 | 240 | 825S | 53066.0772 | ATCO | 2016 | 0% | 1.232% | 2.435% | 2.435% | 2.435% | 2.435% | 47490.6773 | 0% | 0% | 100% | 0 | 0 | 47490.6773 | 0 | 47490.6773 | 0 | 0
898S Heart Lake_v181 | 1101 | 240 | 144 | 898S | 16501631.6806 | ATCO | 2016 | 0% | 1.232% | 2.435% | 2.435% | 2.435% | 2.435% | 14767883.874 | 0% | 0% | 100% | 0 | 0 | 14767883.874 | 0 | 0 | 14767883.874 | 0
Black Spruce 154S mod 180 | 1101 | 240 | 240 | 154S | 412500.8589 | AltaLink | 2016 | 0% | 1.672% | 3.343% | 3.343% | 3.343% | 3.343% | 354021.2136 | 0% | 0% | 100% | 0 | 0 | 354021.2136 | 0 | 354021.2136 | 0 | 0
Black spruce substation 154S180 | 1101 | 240 | 240 | 154S | 26377454.7444 | AltaLink | 2016 | 0% | 1.672% | 3.343% | 3.343% | 3.343% | 3.343% | 22637961.4443 | 0% | 0% | 100% | 0 | 0 | 22637961.4443 | 0 | 22637961.4443 | 0 | 0
Christina Lake 723S upg 180 | 1101 | 240 | 25 | 723S | 3002680.4093 | AltaLink | 2016 | 0% | 1.672% | 3.343% | 3.343% | 3.343% | 3.343% | 2576994.7857 | 0% | 100% | 0% | 0 | 2576994.7857 | 0 | 0 | 0 | 0 | 2576994.7857
Conklin 762S180 | 1101 | 240 | 25 | 762S | 17282.9301 | AltaLink | 2016 | 0% | 1.672% | 3.343% | 3.343% | 3.343% | 3.343% | 14832.7543 | 92.31% | 7.692% | 0% | 13691.7732 | 1140.9811 | 0 | 0 | 13691.7732 | 0 | 1140.9811
Ipiatik 167S 180 | 1101 | 240 | 138 | 167S | 51249492.0178 | AltaLink | 2016 | 0% | 1.672% | 3.343% | 3.343% | 3.343% | 3.343% | 43983926.2575 | 0% | 0% | 100% | 0 | 0 | 43983926.2575 | 0 | 0 | 43983926.2575 | 0
Jackfish 698S mod 180 | 1101 | 240 | 25 | 698S | 485910.4957 | AltaLink | 2016 | 0% | 1.672% | 3.343% | 3.343% | 3.343% | 3.343% | 417023.6732 | 0% | 0% | 100% | 0 | 0 | 417023.6732 | 0 | 0 | 0 | 417023.6732
Jackfish 698S180 | 1101 | 240 | 25 | 698S | 17282.9301 | AltaLink | 2016 | 0% | 1.672% | 3.343% | 3.343% | 3.343% | 3.343% | 14832.7543 | 0% | 0% | 100% | 0 | 0 | 14832.7543 | 0 | 0 | 0 | 14832.7543
Pike 170S mod 180 | 1101 | 240 | 138 | 170S | 31472.7351 | AltaLink | 2016 | 0% | 1.672% | 3.343% | 3.343% | 3.343% | 3.343% | 27010.8914 | 0% | 0% | 100% | 0 | 0 | 27010.8914 | 0 | 0 | 27010.8914 | 0
Pike 170S180 | 1101 | 240 | 138 | 170S | 49648445.3397 | AltaLink | 2016 | 0% | 1.672% | 3.343% | 3.343% | 3.343% | 3.343% | 42609857.6326 | 0% | 0% | 100% | 0 | 0 | 42609857.6326 | 0 | 0 | 42609857.6326 | 0
Winefred 818S mod 180 | 1101 | 240 | 25 | 818S | 467632.8514 | AltaLink | 2016 | 0% | 1.672% | 3.343% | 3.343% | 3.343% | 3.343% | 401337.2239 | 0% | 100% | 0% | 0 | 401337.2239 | 0 | 0 | 0 | 0 | 401337.2239
ENMAX No. 47 | 1107 | 138 | 25 | SS-47 | 9408588 | AltaLink | 2015 | 1.723% | 3.343% | 3.343% | 3.343% | 3.343% | 3.343% | 7800715.7466 | 0% | 0% | 100% | 0 | 0 | 7800715.7466 | 0 | 0 | 0 | 7800715.7466
Carseland 525S_180 | 1117 | 138 | 25 | 525S | 179071.0208 | AltaLink | 2015 | 1.723% | 3.343% | 3.343% | 3.343% | 3.343% | 3.343% | 148468.8384 | 73.46% | 26.54% | 0% | 109068.0172 | 39400.8212 | 0 | 0 | 109068.0172 | 0 | 39400.8212
Enmax No. 25_v180 | 1117 | 240 | 25 | SS-25 | 712675.2914 | ENMAX | 2015 | 1.393% | 2.786% | 2.786% | 2.786% | 2.786% | 2.786% | 610170.6599 | 97.59% | 2.408% | 4.857e-15% | 595476.183 | 14694.4769 | 2.9637e-11 | 0 | 595476.183 | 0 | 14694.4769
Enmax No. 65_v180 | 1117 | 240 | 138 | SS-65 | 3684124.7086 | ENMAX | 2015 | 1.393% | 2.786% | 2.786% | 2.786% | 2.786% | 2.786% | 3154234.238 | 0% | 0% | 100% | 0 | 0 | 3154234.238 | 0 | 0 | 3154234.238 | 0
Foothills 237S 138kV_180 | 1117 | 240 | 138 | 237S | 50320527.6379 | AltaLink | 2015 | 1.723% | 3.343% | 3.343% | 3.343% | 3.343% | 3.343% | 41721045.9553 | 0% | 0% | 100% | 0 | 0 | 41721045.9553 | 0 | 0 | 41721045.9553 | 0
Foothills 237S_180 | 1117 | 240 | 138 | 237S | 7942848.7389 | AltaLink | 2015 | 1.723% | 3.343% | 3.343% | 3.343% | 3.343% | 3.343% | 6585462.6891 | 0% | 0% | 100% | 0 | 0 | 6585462.6891 | 0 | 0 | 6585462.6891 | 0
High River 65S_180 | 1117 | 138 | 25 | 65S | 7010473.3837 | AltaLink | 2015 | 1.723% | 3.343% | 3.343% | 3.343% | 3.343% | 3.343% | 5812424.7885 | 0% | 100% | 0% | 0 | 5812424.7885 | 0 | 0 | 0 | 0 | 5812424.7885
Janet 74S expansion_(v180) | 1117 | 240 | 138 | 74S | 26955252.7694 | AltaLink | 2015 | 1.723% | 3.343% | 3.343% | 3.343% | 3.343% | 3.343% | 22348758.8926 | 0% | 0% | 100% | 0 | 0 | 22348758.8926 | 0 | 0 | 22348758.8926 | 0
Langdon 102S_(v180) | 1117 | 500 | 240 | 102S | 26111161.3042 | AltaLink | 2015 | 1.723% | 3.343% | 3.343% | 3.343% | 3.343% | 3.343% | 21648917.6854 | 0% | 0% | 100% | 0 | 0 | 21648917.6854 | 0 | 21648917.6854 | 0 | 0
Okotok 678S_180 | 1117 | 138 | 25 | 678S | 5976888.0182 | AltaLink | 2015 | 1.723% | 3.343% | 3.343% | 3.343% | 3.343% | 3.343% | 4955473.072 | 0% | 100% | 0% | 0 | 4955473.072 | 0 | 0 | 0 | 0 | 4955473.072
2060S Engstrom Substation | 1128 | 144 | 25 | 2060S | 3013835.5297 | ATCO | 2015 | 1.222% | 2.463% | 2.435% | 2.435% | 2.435% | 2.435% | 2631012.0804 | 0% | 100% | 0% | 0 | 2631012.0804 | 0 | 0 | 0 | 0 | 2631012.0804
856S Kinosis Substation | 1128 | 240 | 25 | 856S | 26494192.5722 | ATCO | 2015 | 1.222% | 2.463% | 2.435% | 2.435% | 2.435% | 2.435% | 23128846.9565 | 0% | 100% | 0% | 0 | 23128846.9565 | 0 | 0 | 0 | 0 | 23128846.9565
989S Quigley substation | 1128 | 144 | 25 | 989S | 2933649.2336 | ATCO | 2015 | 1.222% | 2.463% | 2.435% | 2.435% | 2.435% | 2.435% | 2561011.2089 | 0% | 100% | 0% | 0 | 2561011.2089 | 0 | 0 | 0 | 0 | 2561011.2089
Engstorm 2060S substation | 1128 | 144 | 25 | 2060S | 25809473.342 | ATCO | 2015 | 1.222% | 2.463% | 2.435% | 2.435% | 2.435% | 2.435% | 22531102.1398 | 0% | 100% | 0% | 0 | 22531102.1398 | 0 | 0 | 0 | 0 | 22531102.1398
Construction of a new switching station, Birchwood Creek 2060S 180day | 1180 | 240 | 25 | 2060S | 0 | ATCO | 2100 | 0% | 0% | 0% | 0% | 0% | 0% | 0 | 0% | 100% | 0% | 0 | 0 | 0 | 0 | 0 | 0 | 0
Ells River 2079S | 1180 | 240 | 240 | 2079S | 0 | ATCO | 2100 | 0% | 0% | 0% | 0% | 0% | 0% | 0 | 0% | 0% | 100% | 0 | 0 | 0 | 0 | 0 | 0 | 0
Modify Dover 888S substation | 1180 | 240 | 240 | 888S | 0 | ATCO | 2100 | 0% | 0% | 0% | 0% | 0% | 0% | 0 | 0% | 0% | 100% | 0 | 0 | 0 | 0 | 0 | 0 | 0
Modify Joslyn 849S substation | 1180 | 240 | 25 | 849S | 0 | ATCO | 2100 | 0% | 0% | 0% | 0% | 0% | 0% | 0 | 0% | 100% | 0% | 0 | 0 | 0 | 0 | 0 | 0 | 0
New Ells River 2079S switching station | 1180 | 240 | 240 | 2079S | 0 | ATCO | 2100 | 0% | 0% | 0% | 0% | 0% | 0% | 0 | 0% | 0% | 100% | 0 | 0 | 0 | 0 | 0 | 0 | 0
Dawes | 1186 | 240 | 0 | 0 | 75896.276 | ATCO | 2018 | 0% | 0% | 0% | 1.218% | 2.435% | 2.435% | 71365.2633 | 0% | 0% | 100% | 0 | 0 | 71365.2633 | 71365.2633 | 0 | 0 | 0
Dover | 1186 | 240 | 0 | 0 | 107010.6695 | ATCO | 2018 | 0% | 0% | 0% | 1.218% | 2.435% | 2.435% | 100622.1254 | 0% | 0% | 100% | 0 | 0 | 100622.1254 | 100622.1254 | 0 | 0 | 0
Ruth Lake sub | 1186 | 240 | 0 | 0 | 75646.1464 | ATCO | 2018 | 0% | 0% | 0% | 1.218% | 2.435% | 2.435% | 71130.0664 | 0% | 0% | 100% | 0 | 0 | 71130.0664 | 71130.0664 | 0 | 0 | 0
Thickwood Hills 951S substation | 1186 | 240 | 240 | 951S | 36719404.286 | ATCO | 2018 | 0% | 0% | 0% | 1.218% | 2.435% | 2.435% | 34527253.404 | 0% | 0% | 100% | 0 | 0 | 34527253.404 | 0 | 34527253.404 | 0 | 0
Thickwood Hills 951S substation_SVS | 1186 | 240 | 240 | 951S | 35229814.2624 | ATCO | 2018 | 0% | 0% | 0% | 1.218% | 2.435% | 2.435% | 33126592.0041 | 0% | 0% | 100% | 0 | 0 | 33126592.0041 | 0 | 33126592.0041 | 0 | 0
Steele 2016S | 1250 | 144 | 144 | 2016S | 7531332.8673 | ATCO | 2017 | 0% | 0% | 1.218% | 2.435% | 2.435% | 2.435% | 6909261.2307 | 0% | 0% | 100% | 0 | 0 | 6909261.2307 | 0 | 0 | 6909261.2307 | 0
Vegreville 709S | 1250 | 138 | 25 | 709S | 153452.1755 | ATCO | 2017 | 0% | 0% | 1.218% | 2.435% | 2.435% | 2.435% | 140777.3611 | 0% | 100% | 0% | 0 | 140777.3611 | 0 | 0 | 0 | 0 | 140777.3611
Vermillion 710S | 1250 | 144 | 25 | 710S | 796710.4558 | ATCO | 2017 | 0% | 0% | 1.218% | 2.435% | 2.435% | 2.435% | 730903.9132 | 0% | 100% | 0% | 0 | 730903.9132 | 0 | 0 | 0 | 0 | 730903.9132
Vincent 2019S | 1250 | 144 | 25 | 2019S | 2371467.6462 | ATCO | 2017 | 0% | 0% | 1.218% | 2.435% | 2.435% | 2.435% | 2175589.601 | 0% | 0% | 100% | 0 | 0 | 2175589.601 | 0 | 0 | 0 | 2175589.601
Grist Lake 190S Substation A | 1258 | 138 | 25 | 190S | 41252104.1865 | AltaLink | 2019 | 0% | 0% | 0% | 0% | 1.672% | 3.343% | 39206321.6246 | 0% | 0% | 100% | 0 | 0 | 39206321.6246 | 0 | 0 | 0 | 39206321.6246
Pike 170S Substation A | 1258 | 138 | 138 | 170S | 4886932.8274 | AltaLink | 2019 | 0% | 0% | 0% | 0% | 1.672% | 3.343% | 4644579.0819 | 0% | 0% | 100% | 0 | 0 | 4644579.0819 | 0 | 0 | 4644579.0819 | 0
Chinook 181S substation[v180] | 1260 | 240 | 25 | 181S | 10887667.6974 | ENMAX | 2016 | 0% | 1.393% | 2.786% | 2.786% | 2.786% | 2.786% | 9588799.5871 | 0% | 0% | 100% | 0 | 0 | 9588799.5871 | 0 | 0 | 0 | 9588799.5871
North Lethbridge 370s substation | 1260 | 240 | 25 | 370S | 484549.8083 | AltaLink | 2016 | 0% | 1.672% | 3.343% | 3.343% | 3.343% | 3.343% | 415855.8885 | 0% | 100% | 0% | 0 | 415855.8885 | 0 | 0 | 0 | 0 | 415855.8885
Gaetz 87S | 1263 | 240 | 138 | 87S | 452029.4118 | AltaLink | 2016 | 0% | 1.672% | 3.343% | 3.343% | 3.343% | 3.343% | 387945.8611 | 0% | 0% | 100% | 0 | 0 | 387945.8611 | 0 | 0 | 387945.8611 | 0
North Red Deer 217S | 1263 | 138 | 25 | 217S | 369088.2353 | AltaLink | 2016 | 0% | 1.672% | 3.343% | 3.343% | 3.343% | 3.343% | 316763.1343 | 0% | 100% | 0% | 0 | 316763.1343 | 0 | 0 | 0 | 0 | 316763.1343
Algar Substation 875S_180 | 1267 | 144 | 25 | 875S | 3416800.4605 | ATCO | 2015 | 1.222% | 2.463% | 2.435% | 2.435% | 2.435% | 2.435% | 2982791.5955 | 0% | 100% | 0% | 0 | 2982791.5955 | 0 | 0 | 0 | 0 | 2982791.5955
Dawes Substation 2011S_180 | 1267 | 240 | 144 | 2011S | 30016954.6003 | ATCO | 2015 | 1.222% | 2.463% | 2.435% | 2.435% | 2.435% | 2.435% | 26204140.6682 | 0% | 0% | 100% | 0 | 0 | 26204140.6682 | 0 | 0 | 26204140.6682 | 0
Dover Substation 888S_180 | 1267 | 240 | 240 | 888S | 362081.2344 | ATCO | 2015 | 1.222% | 2.463% | 2.435% | 2.435% | 2.435% | 2.435% | 316088.9479 | 0% | 0% | 100% | 0 | 0 | 316088.9479 | 0 | 316088.9479 | 0 | 0
Gregoire Substation 883S_180 | 1267 | 138 | 25 | 883S | 89644.2738 | ATCO | 2015 | 1.222% | 2.463% | 2.435% | 2.435% | 2.435% | 2.435% | 78257.4779 | 0% | 100% | 0% | 0 | 78257.4779 | 0 | 0 | 0 | 0 | 78257.4779
Hangingston Substation 820S_180 | 1267 | 138 | 25 | 820S | 147566.7927 | ATCO | 2015 | 1.222% | 2.463% | 2.435% | 2.435% | 2.435% | 2.435% | 128822.5619 | 0% | 100% | 0% | 0 | 128822.5619 | 0 | 0 | 0 | 0 | 128822.5619
MacMillan Substation 885S_180 | 1267 | 240 | 144 | 885S | 143610.552 | ATCO | 2015 | 1.222% | 2.463% | 2.435% | 2.435% | 2.435% | 2.435% | 125368.8509 | 0% | 0% | 100% | 0 | 0 | 125368.8509 | 0 | 0 | 125368.8509 | 0
Edwards Lake 189S preferred | 1287 | 240 | 25 | 189S | 36842122.5144 | AltaLink | 2019 | 0% | 0% | 0% | 0% | 1.672% | 3.343% | 35015040.6414 | 0% | 0% | 100% | 0 | 0 | 35015040.6414 | 0 | 0 | 0 | 35015040.6414
Heart Lake 898S | 1287 | 240 | 144 | 898S | 267302.3699 | ATCO | 2019 | 0% | 0% | 0% | 0% | 1.218% | 2.435% | 257617.7896 | 0% | 0% | 100% | 0 | 0 | 257617.7896 | 0 | 0 | 257617.7896 | 0
Deerland 13S substation | 1289 | 138 | 138 | 13S | 3106833.1974 | AltaLink | 2017 | 0% | 0% | 1.672% | 3.343% | 3.343% | 3.343% | 2758613.6917 | 0% | 0% | 100% | 0 | 0 | 2758613.6917 | 0 | 0 | 2758613.6917 | 0
New Whitetail Peaking Station 976S(part of scope) | 1290 | 144 | 144 | 976S | 561275.4675 | ATCO | 2018 | 0% | 0% | 0% | 1.218% | 2.435% | 2.435% | 527767.2847 | 0% | 0% | 100% | 0 | 0 | 527767.2847 | 0 | 0 | 527767.2847 | 0
[Final]659S substation | 1294 | 69 | 25 | 659S | 4433924 | AltaLink | 2015 | 1.723% | 3.343% | 3.343% | 3.343% | 3.343% | 3.343% | 3676192.5133 | 54.09% | 45.91% | 0% | 1988485.9504 | 1687706.5629 | 0 | 0 | 1988485.9504 | 0 | 1687706.5629
659S substation | 1294 | 69 | 25 | 659S | 5633000 | AltaLink | 2015 | 1.723% | 3.343% | 3.343% | 3.343% | 3.343% | 3.343% | 4670353.4899 | 54.09% | 45.91% | 0% | 2526236.6604 | 2144116.8294 | 0 | 0 | 2526236.6604 | 0 | 2144116.8294
162SS | 1314 | 138 | 0 | 162SS | 16742409.7261 | ENMAX | 2015 | 1.393% | 2.786% | 2.786% | 2.786% | 2.786% | 2.786% | 14334336.1481 | 0% | 0% | 100% | 0 | 0 | 14334336.1481 | 14334336.1481 | 0 | 0 | 0
Monitor 774S | 1319 | 138 | 25 | 774S | 3798763 | ATCO | 2015 | 1.222% | 2.463% | 2.435% | 2.435% | 2.435% | 2.435% | 3316236.4851 | 0% | 100% | 0% | 0 | 3316236.4851 | 0 | 0 | 0 | 0 | 3316236.4851
Brintnell | 1321 | 138 | 0 | 0 | 51372.1237 | ATCO | 2017 | 0% | 0% | 1.218% | 2.435% | 2.435% | 2.435% | 47128.8986 | 0% | 0% | 100% | 0 | 0 | 47128.8986 | 47128.8986 | 0 | 0 | 0
Little Smoky 813S | 1321 | 240 | 138 | 813S | 71234.8749 | ATCO | 2017 | 0% | 0% | 1.218% | 2.435% | 2.435% | 2.435% | 65351.0299 | 0% | 0% | 100% | 0 | 0 | 65351.0299 | 0 | 0 | 65351.0299 | 0
Louise Creek 809S | 1321 | 240 | 144 | 809S | 67376.6744 | ATCO | 2017 | 0% | 0% | 1.218% | 2.435% | 2.435% | 2.435% | 61811.5083 | 0% | 0% | 100% | 0 | 0 | 61811.5083 | 0 | 0 | 61811.5083 | 0
Wesley 834S Substation | 1321 | 240 | 144 | 834S | 6851820.2018 | ATCO | 2017 | 0% | 0% | 1.218% | 2.435% | 2.435% | 2.435% | 6285874.8264 | 0% | 0% | 100% | 0 | 0 | 6285874.8264 | 0 | 0 | 6285874.8264 | 0
West Pease A793S | 1321 | 138 | 25 | A793S | 43376.4624 | ATCO | 2017 | 0% | 0% | 1.218% | 2.435% | 2.435% | 2.435% | 39793.6614 | 0% | 100% | 0% | 0 | 39793.6614 | 0 | 0 | 0 | 0 | 39793.6614
Al Rothbauer 321S | 1326 | 138 | 138 | 321S | 6469865.2232 | AltaLink | 2017 | 0% | 0% | 1.672% | 3.343% | 3.343% | 3.343% | 5744710.982 | 0% | 0% | 100% | 0 | 0 | 5744710.982 | 0 | 0 | 5744710.982 | 0
Bowmanton 244S | 1326 | 240 | 138 | 244S | 14949.6244 | AltaLink | 2017 | 0% | 0% | 1.672% | 3.343% | 3.343% | 3.343% | 13274.0433 | 0% | 0% | 100% | 0 | 0 | 13274.0433 | 0 | 0 | 13274.0433 | 0
Bullhead 523S | 1326 | 240 | 25 | 523S | 116274.8564 | AltaLink | 2017 | 0% | 0% | 1.672% | 3.343% | 3.343% | 3.343% | 103242.5594 | 0% | 100% | 0% | 0 | 103242.5594 | 0 | 0 | 0 | 0 | 103242.5594
Fort Macleod 15S_(v1) | 1336 | 138 | 25 | 15S | 267677.3937 | AltaLink | 2018 | 0% | 0% | 0% | 1.672% | 3.343% | 3.343% | 245896.9638 | 16.33% | 83.67% | 0% | 40146.4431 | 205750.5208 | 0 | 0 | 40146.4431 | 0 | 205750.5208
McGregor Lake 200S_(v1) | 1336 | 138 | 138 | 200S | 732176.4005 | AltaLink | 2018 | 0% | 0% | 0% | 1.672% | 3.343% | 3.343% | 672600.5187 | 0% | 0% | 100% | 0 | 0 | 672600.5187 | 0 | 0 | 672600.5187 | 0
Queenstown 504S_(v1) | 1336 | 138 | 138 | 504S | 2125673.4207 | AltaLink | 2018 | 0% | 0% | 0% | 1.672% | 3.343% | 3.343% | 1952711.1834 | 0% | 0% | 100% | 0 | 0 | 1952711.1834 | 0 | 0 | 1952711.1834 | 0
Vulcan 255S_(v1) | 1336 | 240 | 25 | 255S | 799095.7489 | AltaLink | 2018 | 0% | 0% | 0% | 1.672% | 3.343% | 3.343% | 734074.7597 | 0% | 100% | 0% | 0 | 734074.7597 | 0 | 0 | 0 | 0 | 734074.7597
West Brooks 28S_(v1) | 1336 | 240 | 25 | 28S | 407420.739 | AltaLink | 2018 | 0% | 0% | 0% | 1.672% | 3.343% | 3.343% | 374269.6435 | 0% | 100% | 0% | 0 | 374269.6435 | 0 | 0 | 0 | 0 | 374269.6435
Castle Rock Ridge 205S | 1343 | 240 | 25 | 205S | 296511.623 | AltaLink | 2015 | 1.723% | 3.343% | 3.343% | 3.343% | 3.343% | 3.343% | 245839.5337 | 99.83% | 0.1736% | 4.922e-15% | 245412.729 | 426.8047 | 1.2101e-11 | 0 | 245412.729 | 0 | 426.8047
Fidler 312S Stage 1 | 1343 | 240 | 138 | 312S | 31755235.2817 | AltaLink | 2019 | 0% | 0% | 0% | 0% | 1.672% | 3.343% | 30180423.3329 | 0% | 0% | 100% | 0 | 0 | 30180423.3329 | 0 | 0 | 30180423.3329 | 0
Fidler 312S stage 2 | 1343 | 240 | 138 | 312S | 9276667.4068 | AltaLink | 2019 | 0% | 0% | 0% | 0% | 1.672% | 3.343% | 8816617.0703 | 0% | 0% | 100% | 0 | 0 | 8816617.0703 | 0 | 0 | 8816617.0703 | 0
Goose Lake 103S stage 1 | 1343 | 240 | 138 | 103S | 296511.623 | AltaLink | 2019 | 0% | 0% | 0% | 0% | 1.672% | 3.343% | 281806.9596 | 0% | 0% | 100% | 0 | 0 | 281806.9596 | 0 | 0 | 281806.9596 | 0
Goose Lake stage 2 | 1343 | 240 | 0 | 0 | 198194.9567 | AltaLink | 2019 | 0% | 0% | 0% | 0% | 1.672% | 3.343% | 188366.033 | 0% | 0% | 100% | 0 | 0 | 188366.033 | 188366.033 | 0 | 0 | 0
Oldman River 806S stage 2 | 1343 | 138 | 25 | 806S | 198194.9567 | AltaLink | 2015 | 1.723% | 3.343% | 3.343% | 3.343% | 3.343% | 3.343% | 164324.6064 | 96.97% | 3.03% | -2.776e-15% | 159345.0729 | 4979.5335 | -4.5609e-12 | 0 | 159345.0729 | 0 | 4979.5335
Oldman River Dam 806S stage 1 | 1343 | 138 | 25 | 806S | 160679.4829 | AltaLink | 2015 | 1.723% | 3.343% | 3.343% | 3.343% | 3.343% | 3.343% | 133220.306 | 96.97% | 3.03% | -2.776e-15% | 129183.327 | 4036.979 | -3.6976e-12 | 0 | 129183.327 | 0 | 4036.979
Summerview 354S stage 2 | 1343 | 138 | 25 | 354S | 198194.9567 | AltaLink | 2015 | 1.723% | 3.343% | 3.343% | 3.343% | 3.343% | 3.343% | 164324.6064 | 98.82% | 1.176% | -4.163e-15% | 162391.3757 | 1933.2307 | -6.8414e-12 | 0 | 162391.3757 | 0 | 1933.2307
Summerview 806S stage 1 | 1343 | 138 | 25 | 806S | 183870.3361 | AltaLink | 2015 | 1.723% | 3.343% | 3.343% | 3.343% | 3.343% | 3.343% | 152447.979 | 96.97% | 3.03% | -2.776e-15% | 147828.3433 | 4619.6357 | -4.2313e-12 | 0 | 147828.3433 | 0 | 4619.6357
Windy Point 112S stage 1 | 1343 | 138 | 25 | 112S | 160679.4829 | AltaLink | 2015 | 1.723% | 3.343% | 3.343% | 3.343% | 3.343% | 3.343% | 133220.306 | 98.71% | 1.288% | 3.816e-15% | 131505.0231 | 1715.2829 | 5.0842e-12 | 0 | 131505.0231 | 0 | 1715.2829
Windy Point 112S stage 2 | 1343 | 138 | 25 | 112S | 198194.9567 | AltaLink | 2015 | 1.723% | 3.343% | 3.343% | 3.343% | 3.343% | 3.343% | 164324.6064 | 98.71% | 1.288% | 3.816e-15% | 162208.8389 | 2115.7675 | 6.2713e-12 | 0 | 162208.8389 | 0 | 2115.7675
Secord 2005S | 1348 | 240 | 25 | 2005S | 19212616.5949 | ATCO | 2016 | 0% | 1.232% | 2.435% | 2.435% | 2.435% | 2.435% | 17194038.5218 | 0% | 100% | 0% | 0 | 17194038.5218 | 0 | 0 | 0 | 0 | 17194038.5218
Substation Joslyn 849S | 1348 | 240 | 25 | 849S | 60415.9135 | ATCO | 2016 | 0% | 1.232% | 2.435% | 2.435% | 2.435% | 2.435% | 54068.3014 | 0% | 100% | 0% | 0 | 54068.3014 | 0 | 0 | 0 | 0 | 54068.3014
Substation McClelland 957S | 1348 | 240 | 25 | 957S | 68295.5912 | ATCO | 2016 | 0% | 1.232% | 2.435% | 2.435% | 2.435% | 2.435% | 61120.0989 | 0% | 100% | 0% | 0 | 61120.0989 | 0 | 0 | 0 | 0 | 61120.0989
Queensland 301S | 1349 | 138 | 25 | 301S | 9656869.9129 | AltaLink | 2015 | 1.723% | 3.343% | 3.343% | 3.343% | 3.343% | 3.343% | 8006567.7435 | 0% | 0% | 100% | 0 | 0 | 8006567.7435 | 0 | 0 | 0 | 8006567.7435
Strome 223S | 1350 | 138 | 25 | 223S | 6530875 | AltaLink | 2015 | 1.723% | 3.343% | 3.343% | 3.343% | 3.343% | 3.343% | 5414786.9427 | 0% | 100% | 0% | 0 | 5414786.9427 | 0 | 0 | 0 | 0 | 5414786.9427
Substation No.26 | 1354 | 138 | 25 | SS-26 | 114690.5751 | ENMAX | 2017 | 0% | 0% | 1.393% | 2.786% | 2.786% | 2.786% | 103902.7113 | 0% | 0% | 100% | 0 | 0 | 103902.7113 | 0 | 0 | 0 | 103902.7113
Substation No.32 | 1354 | 138 | 25 | SS-32 | 114690.5751 | ENMAX | 2017 | 0% | 0% | 1.393% | 2.786% | 2.786% | 2.786% | 103902.7113 | 0% | 100% | 0% | 0 | 103902.7113 | 0 | 0 | 0 | 0 | 103902.7113
Substation No.41 | 1354 | 138 | 25 | SS-41 | 2523427.6016 | ENMAX | 2017 | 0% | 0% | 1.393% | 2.786% | 2.786% | 2.786% | 2286072.4983 | 0% | 100% | 0% | 0 | 2286072.4983 | 0 | 0 | 0 | 0 | 2286072.4983
Substation No.54 | 1354 | 138 | 25 | SS-54 | 114690.5751 | ENMAX | 2017 | 0% | 0% | 1.393% | 2.786% | 2.786% | 2.786% | 103902.7113 | 0% | 0% | 100% | 0 | 0 | 103902.7113 | 0 | 0 | 0 | 103902.7113
Substation No.65 | 1354 | 138 | 138 | SS-65 | 1396717.4284 | ENMAX | 2017 | 0% | 0% | 1.393% | 2.786% | 2.786% | 2.786% | 1265341.3551 | 0% | 0% | 100% | 0 | 0 | 1265341.3551 | 0 | 0 | 1265341.3551 | 0
Bonnyville 700S | 1364 | 138 | 25 | 700S | 57289.3595 | AltaLink | 2015 | 1.723% | 3.343% | 3.343% | 3.343% | 3.343% | 3.343% | 47498.9455 | 0% | 100% | 0% | 0 | 47498.9455 | 0 | 0 | 0 | 0 | 47498.9455
La Corey 721S | 1364 | 138 | 25 | 721S | 8476582.5248 | AltaLink | 2015 | 1.723% | 3.343% | 3.343% | 3.343% | 3.343% | 3.343% | 7027984.5157 | 0% | 100% | 0% | 0 | 7027984.5157 | 0 | 0 | 0 | 0 | 7027984.5157
Marguerite Lake 826S | 1364 | 240 | 138 | 826S | 57289.3595 | AltaLink | 2015 | 1.723% | 3.343% | 3.343% | 3.343% | 3.343% | 3.343% | 47498.9455 | 0% | 0% | 100% | 0 | 0 | 47498.9455 | 0 | 0 | 47498.9455 | 0
Josephburg 410S upgrade_(Alt3) | 1381 | 240 | 138 | 410S | 5362918.7902 | AltaLink | 2019 | 0% | 0% | 0% | 0% | 1.672% | 3.343% | 5096959.8541 | 0% | 0% | 100% | 0 | 0 | 5096959.8541 | 0 | 0 | 5096959.8541 | 0
Red Deer 63S | 1394 | 240 | 25 | 63S | 5222000 | AltaLink | 2015 | 1.723% | 3.343% | 3.343% | 3.343% | 3.343% | 3.343% | 4329590.9683 | 0% | 100% | 0% | 0 | 4329590.9683 | 0 | 0 | 0 | 0 | 4329590.9683
Black Spruce 154S | 1404 | 240 | 240 | 154S | 278684.5805 | AltaLink | 2017 | 0% | 0% | 1.672% | 3.343% | 3.343% | 3.343% | 247449.1068 | 0% | 0% | 100% | 0 | 0 | 247449.1068 | 0 | 247449.1068 | 0 | 0
Boreal 193S | 1404 | 240 | 25 | 193S | 404849.1713 | AltaLink | 2017 | 0% | 0% | 1.672% | 3.343% | 3.343% | 3.343% | 359472.9411 | 0% | 0% | 100% | 0 | 0 | 359472.9411 | 0 | 0 | 0 | 359472.9411
Conklin 762S | 1404 | 240 | 25 | 762S | 168402.5483 | AltaLink | 2017 | 0% | 0% | 1.672% | 3.343% | 3.343% | 3.343% | 149527.6849 | 92.31% | 7.692% | 0% | 138025.5553 | 11502.1296 | 0 | 0 | 138025.5553 | 0 | 11502.1296
Modify Vermillion 710S substation | 1410 | 240 | 25 | 710S | 15324.2498 | ATCO | 2017 | 0% | 0% | 1.218% | 2.435% | 2.435% | 2.435% | 14058.5002 | 0% | 100% | 0% | 0 | 14058.5002 | 0 | 0 | 0 | 0 | 14058.5002
New Vincent 2019S POD substation | 1410 | 144 | 25 | 2019S | 8044760.2896 | ATCO | 2017 | 0% | 0% | 1.218% | 2.435% | 2.435% | 2.435% | 7380280.6699 | 0% | 0% | 100% | 0 | 0 | 7380280.6699 | 0 | 0 | 0 | 7380280.6699
Upgrade Irish Creek 706S substation | 1410 | 144 | 25 | 706S | 3971812.5089 | ATCO | 2017 | 0% | 0% | 1.218% | 2.435% | 2.435% | 2.435% | 3643749.4753 | 0% | 100% | 0% | 0 | 3643749.4753 | 0 | 0 | 0 | 0 | 3643749.4753
Upgrade Vegreville 709S substation | 1410 | 144 | 25 | 709S | 775183.9038 | ATCO | 2017 | 0% | 0% | 1.218% | 2.435% | 2.435% | 2.435% | 711155.4074 | 0% | 100% | 0% | 0 | 711155.4074 | 0 | 0 | 0 | 0 | 711155.4074
Gainford 165S | 1412 | 138 | 25 | 165S | 4939000 | AltaLink | 2019 | 0% | 0% | 0% | 0% | 1.672% | 3.343% | 4694064.1289 | 0% | 100% | 0% | 0 | 4694064.1289 | 0 | 0 | 0 | 0 | 4694064.1289
mercer Hill 728S | 1416 | 144 | 25 | 728S | 1896908 | ATCO | 2015 | 1.222% | 2.463% | 2.435% | 2.435% | 2.435% | 2.435% | 1655958.9315 | 0% | 100% | 0% | 0 | 1655958.9315 | 0 | 0 | 0 | 0 | 1655958.9315
Lambton substation | 1438 | 240 | 0 | 0 | 1059667 | EPCOR | 2015 | 2.061% | 4.16% | 4.115% | 4.115% | 4.115% | 4.115% | 840783.5946 | 0% | 0% | 100% | 0 | 0 | 840783.5946 | 840783.5946 | 0 | 0 | 0
Genesee 330S | 1440 | 500 | 0 | 330S | 36143376 | EPCOR | 2020 | 0% | 0% | 0% | 0% | 0% | 2.057% | 35399811.6354 | 98.84% | 1.163% | 3.123e-15% | 34988025.2404 | 411786.395 | 1.1054e-09 | 0 | 34988025.2404 | 0 | 411786.395
Anthony Henday 309S | 1442 | 138 | 25 | 309S | 7721658.7024 | AltaLink | 2019 | 0% | 0% | 0% | 0% | 1.672% | 3.343% | 7338724.6671 | 0% | 0% | 100% | 0 | 0 | 7338724.6671 | 0 | 0 | 0 | 7338724.6671
East Edmonton 38S | 1442 | 240 | 25 | 38S | 9142.3854 | AltaLink | 2019 | 0% | 0% | 0% | 0% | 1.672% | 3.343% | 8688.9944 | 0% | 100% | 0% | 0 | 8688.9944 | 0 | 0 | 0 | 0 | 8688.9944
Yassa 286S | 1442 | 138 | 25 | 286S | 20113.2479 | AltaLink | 2019 | 0% | 0% | 0% | 0% | 1.672% | 3.343% | 19115.7877 | 0% | 100% | 0% | 0 | 19115.7877 | 0 | 0 | 0 | 0 | 19115.7877
Cochrane 291S upgrade | 1450 | 138 | 25 | 291S | 6191000 | AltaLink | 2015 | 1.723% | 3.343% | 3.343% | 3.343% | 3.343% | 3.343% | 5132994.5776 | 0% | 100% | 0% | 0 | 5132994.5776 | 0 | 0 | 0 | 0 | 5132994.5776
Cold Creek 602S | 1460 | 138 | 25 | 602S | 68876.3298 | AltaLink | 2019 | 0% | 0% | 0% | 0% | 1.672% | 3.343% | 65460.6011 | 0% | 100% | 0% | 0 | 65460.6011 | 0 | 0 | 0 | 0 | 65460.6011
Hornbeck 345S | 1460 | 138 | 25 | 345S | 8201448.9694 | AltaLink | 2019 | 0% | 0% | 0% | 0% | 1.672% | 3.343% | 7794721.0797 | 0% | 0% | 100% | 0 | 0 | 7794721.0797 | 0 | 0 | 0 | 7794721.0797
Norcen 812S substation upgrade | 1466 | 138 | 25 | 812s | 6820540 | ATCO | 2016 | 0% | 1.232% | 2.435% | 2.435% | 2.435% | 2.435% | 6103938.3637 | 0% | 100% | 0% | 0 | 6103938.3637 | 0 | 0 | 0 | 0 | 6103938.3637
Enmax Sub11 modify | 1480 | 25 | 25 | SS-11 | 1181844 | ENMAX | 2016 | 0% | 1.393% | 2.786% | 2.786% | 2.786% | 2.786% | 1040853.3374 | 0% | 100% | 0% | 0 | 1040853.3374 | 0 | 0 | 0 | 0 | 1040853.3374
Amelia 108S substation | 1481 | 240 | 25 | 108S | 1115000 | AltaLink | 2015 | 1.723% | 3.343% | 3.343% | 3.343% | 3.343% | 3.343% | 924453.0696 | 0% | 100% | 0% | 0 | 924453.0696 | 0 | 0 | 0 | 0 | 924453.0696
Birchwood creek substation | 1482 | 240 | 0 | 0 | 2387527.436 | ATCO | 2016 | 0% | 1.232% | 2.435% | 2.435% | 2.435% | 2.435% | 2136681.3054 | 0% | 0% | 100% | 0 | 0 | 2136681.3054 | 2136681.3054 | 0 | 0 | 0
Yeo substation | 1482 | 240 | 0 | 0 | 15506138.0055 | ATCO | 2016 | 0% | 1.232% | 2.435% | 2.435% | 2.435% | 2.435% | 13876981.9756 | 0% | 0% | 100% | 0 | 0 | 13876981.9756 | 13876981.9756 | 0 | 0 | 0
Wabasca 720S | 1491 | 240 | 25 | 720S | 2147024 | ATCO | 2018 | 0% | 0% | 0% | 1.218% | 2.435% | 2.435% | 2018846.5242 | 0% | 100% | 0% | 0 | 2018846.5242 | 0 | 0 | 0 | 0 | 2018846.5242
v180 - Fortis 263S substation upgrade | 1494 | 138 | 25 | 263S | 7308312.4069 | AltaLink | 2015 | 1.723% | 3.343% | 3.343% | 3.343% | 3.343% | 3.343% | 6059364.8775 | 0% | 100% | 0% | 0 | 6059364.8775 | 0 | 0 | 0 | 0 | 6059364.8775
[Final]Hayter 277s substation | 1495 | 138 | 25 | 277S | 4998437 | AltaLink | 2015 | 1.723% | 3.343% | 3.343% | 3.343% | 3.343% | 3.343% | 4144233.5677 | 25.45% | 74.55% | 0% | 1054512.3582 | 3089721.2095 | 0 | 0 | 1054512.3582 | 0 | 3089721.2095
Hayter 277s substation | 1495 | 138 | 25 | 277S | 6860894.0286 | AltaLink | 2015 | 1.723% | 3.343% | 3.343% | 3.343% | 3.343% | 3.343% | 5688407.6638 | 25.45% | 74.55% | 0% | 1447431.9755 | 4240975.6883 | 0 | 0 | 1447431.9755 | 0 | 4240975.6883
Upgrade Scotford 409S substation | 1503 | 240 | 25 | 409S | 5335410.2564 | AltaLink | 2016 | 0% | 1.672% | 3.343% | 3.343% | 3.343% | 3.343% | 4579016.9235 | 29.08% | 70.92% | 0% | 1331487.1905 | 3247529.733 | 0 | 0 | 1331487.1905 | 0 | 3247529.733
North ST Albert 99S substation[180D] | 1510 | 138 | 25 | 99S | 968000 | AltaLink | 2015 | 1.723% | 3.343% | 3.343% | 3.343% | 3.343% | 3.343% | 802574.5035 | 0% | 100% | 0% | 0 | 802574.5035 | 0 | 0 | 0 | 0 | 802574.5035
Modify P&C at Benbow 397S | 1515 | 138 | 25 | 397S | 10972.3834 | AltaLink | 2016 | 0% | 1.672% | 3.343% | 3.343% | 3.343% | 3.343% | 9416.8446 | 0% | 100% | 0% | 0 | 9416.8446 | 0 | 0 | 0 | 0 | 9416.8446
Modify P&C at Bickerdike 39S | 1515 | 240 | 138 | 39S | 10972.3834 | AltaLink | 2016 | 0% | 1.672% | 3.343% | 3.343% | 3.343% | 3.343% | 9416.8446 | 0% | 0% | 100% | 0 | 0 | 9416.8446 | 0 | 0 | 9416.8446 | 0
Modify P&C at Marlboro 348S | 1515 | 138 | 25 | 348S | 6269.9334 | AltaLink | 2016 | 0% | 1.672% | 3.343% | 3.343% | 3.343% | 3.343% | 5381.0541 | 0% | 100% | 0% | 0 | 5381.0541 | 0 | 0 | 0 | 0 | 5381.0541
New Deerhill 1012S substation | 1515 | 138 | 25 | 1012S | 13162157.6402 | AltaLink | 2016 | 0% | 1.672% | 3.343% | 3.343% | 3.343% | 3.343% | 11296177.7423 | 0% | 100% | 0% | 0 | 11296177.7423 | 0 | 0 | 0 | 0 | 11296177.7423
Halsbury 306S | 1533 | 34 | 240 | 306S | 121881.1395 | AltaLink | 2017 | 0% | 0% | 1.672% | 3.343% | 3.343% | 3.343% | 108220.4801 | 0% | 0% | 100% | 0 | 0 | 108220.4801 | 0 | 108220.4801 | 0 | 0
Jenner 275S | 1533 | 240 | 25 | 275S | 4711112.3117 | AltaLink | 2017 | 0% | 0% | 1.672% | 3.343% | 3.343% | 3.343% | 4183082.2901 | 0% | 100% | 0% | 0 | 4183082.2901 | 0 | 0 | 0 | 0 | 4183082.2901
Upgrade Bauer 918S substation | 1554 | 144 | 25 | 918S | 5879941 | ATCO | 2016 | 0% | 1.232% | 2.435% | 2.435% | 2.435% | 2.435% | 5262163.6184 | 0% | 100% | 0% | 0 | 5262163.6184 | 0 | 0 | 0 | 0 | 5262163.6184
Hardisty 377S | 1558 | 138 | 25 | 377S | 40190.9316 | AltaLink | 2018 | 0% | 0% | 0% | 1.672% | 3.343% | 3.343% | 36920.6675 | 0% | 100% | 0% | 0 | 36920.6675 | 0 | 0 | 0 | 0 | 36920.6675
Rosyth 296S | 1558 | 138 | 25 | 296S | 1504538.7885 | AltaLink | 2018 | 0% | 0% | 0% | 1.672% | 3.343% | 3.343% | 1382117.1632 | 0% | 0% | 100% | 0 | 0 | 1382117.1632 | 0 | 0 | 0 | 1382117.1632
Blackfalds 198S | 1568 | 138 | 25 | 198S | 6213000 | AltaLink | 2016 | 0% | 1.672% | 3.343% | 3.343% | 3.343% | 3.343% | 5332192.0487 | 0% | 100% | 0% | 0 | 5332192.0487 | 0 | 0 | 0 | 0 | 5332192.0487
Colinton 159S | 1569 | 138 | 25 | 159S | 5247000 | AltaLink | 2016 | 0% | 1.672% | 3.343% | 3.343% | 3.343% | 3.343% | 4503140.4603 | 0% | 100% | 0% | 0 | 4503140.4603 | 0 | 0 | 0 | 0 | 4503140.4603
Bohn 931S | 1570 | 240 | 25 | 931S | 6197779.7303 | ATCO | 2017 | 0% | 0% | 1.218% | 2.435% | 2.435% | 2.435% | 5685856.6687 | 0% | 100% | 0% | 0 | 5685856.6687 | 0 | 0 | 0 | 0 | 5685856.6687
Mahihkan 837S | 1571 | 138 | 25 | 837S | 1810762 | ATCO | 2017 | 0% | 0% | 1.218% | 2.435% | 2.435% | 2.435% | 1661197.0159 | 0% | 100% | 0% | 0 | 1661197.0159 | 0 | 0 | 0 | 0 | 1661197.0159
Leduc 325S 180D | 1574 | 138 | 25 | 325S | 6315643 | AltaLink | 2016 | 0% | 1.672% | 3.343% | 3.343% | 3.343% | 3.343% | 5420283.5003 | 0% | 100% | 0% | 0 | 5420283.5003 | 0 | 0 | 0 | 0 | 5420283.5003
Modify Vilna 777S | 1579 | 138 | 25 | 777S | 196942 | ATCO | 2015 | 1.222% | 2.463% | 2.435% | 2.435% | 2.435% | 2.435% | 171926.0311 | 0% | 100% | 0% | 0 | 171926.0311 | 0 | 0 | 0 | 0 | 171926.0311
Upgrade Simonette 733S | 1581 | 144 | 25 | 733S | 6524691 | ATCO | 2016 | 0% | 1.232% | 2.435% | 2.435% | 2.435% | 2.435% | 5839172.8083 | 0% | 100% | 0% | 0 | 5839172.8083 | 0 | 0 | 0 | 0 | 5839172.8083
Jarrow 252S | 1594 | 138 | 25 | 252S | 13928.7124 | AltaLink | 2018 | 0% | 0% | 0% | 1.672% | 3.343% | 3.343% | 12795.358 | 0% | 100% | 0% | 0 | 12795.358 | 0 | 0 | 0 | 0 | 12795.358
Tucuman 478S | 1594 | 138 | 25 | 478S | 13928.7124 | AltaLink | 2018 | 0% | 0% | 0% | 1.672% | 3.343% | 3.343% | 12795.358 | 0% | 100% | 0% | 0 | 12795.358 | 0 | 0 | 0 | 0 | 12795.358
Wainwright 51S | 1594 | 138 | 25 | 51S | 3535571.4849 | AltaLink | 2018 | 0% | 0% | 0% | 1.672% | 3.343% | 3.343% | 3247888.3685 | 0% | 100% | 0% | 0 | 3247888.3685 | 0 | 0 | 0 | 0 | 3247888.3685
Fortis Broadmoor 420S | 1597 | 138 | 25 | 420S | 5892730 | AltaLink | 2016 | 0% | 1.672% | 3.343% | 3.343% | 3.343% | 3.343% | 5057326.2596 | 0% | 100% | 0% | 0 | 5057326.2596 | 0 | 0 | 0 | 0 | 5057326.2596
Upgrade Broadmoor 420S | 1597 | 138 | 25 | 420S | 4900000 | AltaLink | 2016 | 0% | 1.672% | 3.343% | 3.343% | 3.343% | 3.343% | 4205334.1443 | 0% | 100% | 0% | 0 | 4205334.1443 | 0 | 0 | 0 | 0 | 4205334.1443
Fox Creek 741S | 1616 | 138 | 25 | 741S | 1395036 | ATCO | 2016 | 0% | 1.232% | 2.435% | 2.435% | 2.435% | 2.435% | 1248466.2151 | 0% | 100% | 0% | 0 | 1248466.2151 | 0 | 0 | 0 | 0 | 1248466.2151
Clairmont Lake 811S | 1618 | 138 | 138 | 811S | 400830.5934 | ATCO | 2017 | 0% | 0% | 1.218% | 2.435% | 2.435% | 2.435% | 367722.8624 | 0% | 0% | 100% | 0 | 0 | 367722.8624 | 0 | 0 | 367722.8624 | 0
Mowat 233S | 1618 | 144 | 25 | 233S | 13185051.8112 | ATCO | 2017 | 0% | 0% | 1.218% | 2.435% | 2.435% | 2.435% | 12095995.345 | 0% | 100% | 0% | 0 | 12095995.345 | 0 | 0 | 0 | 0 | 12095995.345
Rycroft 730S | 1618 | 144 | 25 | 730S | 1174290.4338 | ATCO | 2017 | 0% | 0% | 1.218% | 2.435% | 2.435% | 2.435% | 1077296.6102 | 0% | 100% | 0% | 0 | 1077296.6102 | 0 | 0 | 0 | 0 | 1077296.6102
Dome 810S_(v1) | 1634 | 138 | 25 | 810S | 39972.6646 | ATCO | 2016 | 0% | 1.232% | 2.435% | 2.435% | 2.435% | 2.435% | 35772.9272 | 0% | 100% | 0% | 0 | 35772.9272 | 0 | 0 | 0 | 0 | 35772.9272
HR Milner 740S_(v1) | 1634 | 240 | 25 | 740S | 56242.041 | ATCO | 2016 | 0% | 1.232% | 2.435% | 2.435% | 2.435% | 2.435% | 50332.9578 | 89.44% | 10.56% | 0% | 45016.4607 | 5316.497 | 0 | 0 | 45016.4607 | 0 | 5316.497
Thorton POD 2091S_(v1) | 1634 | 144 | 25 | 2091S | 12550982.645 | ATCO | 2016 | 0% | 1.232% | 2.435% | 2.435% | 2.435% | 2.435% | 11232310.7068 | 0% | 0% | 100% | 0 | 0 | 11232310.7068 | 0 | 0 | 0 | 11232310.7068
Boyle 56S substation | 1636 | 138 | 25 | 56S | 6332999.3866 | AltaLink | 2016 | 0% | 1.672% | 3.343% | 3.343% | 3.343% | 3.343% | 5435179.2973 | 0% | 100% | 0% | 0 | 5435179.2973 | 0 | 0 | 0 | 0 | 5435179.2973
Upgrade Benbow 397S | 1638 | 138 | 25 | 397S | 2192000 | AltaLink | 2016 | 0% | 1.672% | 3.343% | 3.343% | 3.343% | 3.343% | 1881243.356 | 0% | 100% | 0% | 0 | 1881243.356 | 0 | 0 | 0 | 0 | 1881243.356
Plamondon 353S | 1640 | 138 | 25 | 353S | 8107603 | AltaLink | 2016 | 0% | 1.672% | 3.343% | 3.343% | 3.343% | 3.343% | 6958199.9438 | 0% | 100% | 0% | 0 | 6958199.9438 | 0 | 0 | 0 | 0 | 6958199.9438
Hughenden 213S | 1642 | 138 | 25 | 213S | 9130743.879 | AltaLink | 2016 | 0% | 1.672% | 3.343% | 3.343% | 3.343% | 3.343% | 7836291.6321 | 0% | 100% | 0% | 0 | 7836291.6321 | 0 | 0 | 0 | 0 | 7836291.6321
Sunnybrook 510S | 1655 | 500 | 500 | 510S | 33890666.716 | AltaLink | 2018 | 0% | 0% | 0% | 1.672% | 3.343% | 3.343% | 31133043.8928 | 0% | 0% | 100% | 0 | 0 | 31133043.8928 | 0 | 31133043.8928 | 0 | 0
High river 65S | 1670 | 138 | 25 | 65S | 2865685.0135 | AltaLink | 2018 | 0% | 0% | 0% | 1.672% | 3.343% | 3.343% | 2632509.3589 | 0% | 100% | 0% | 0 | 2632509.3589 | 0 | 0 | 0 | 0 | 2632509.3589
Okotoks 678S | 1670 | 138 | 25 | 678S | 17512173.9865 | AltaLink | 2018 | 0% | 0% | 0% | 1.672% | 3.343% | 3.343% | 16087239.7687 | 0% | 100% | 0% | 0 | 16087239.7687 | 0 | 0 | 0 | 0 | 16087239.7687
Cooking Lake 522S | 1674 | 138 | 25 | 522S | 9946466 | AltaLink | 2018 | 0% | 0% | 0% | 1.672% | 3.343% | 3.343% | 9137139.8843 | 0% | 100% | 0% | 0 | 9137139.8843 | 0 | 0 | 0 | 0 | 9137139.8843
Empress 394S | 1679 | 138 | 25 | 394S | 2924000 | AltaLink | 2017 | 0% | 0% | 1.672% | 3.343% | 3.343% | 3.343% | 2596272.7711 | 0% | 100% | 0% | 0 | 2596272.7711 | 0 | 0 | 0 | 0 | 2596272.7711
Fortis Bullhead 523S | 1681 | 138 | 25 | 523S | 5566000 | AltaLink | 2017 | 0% | 0% | 1.672% | 3.343% | 3.343% | 3.343% | 4942152.6142 | 0% | 100% | 0% | 0 | 4942152.6142 | 0 | 0 | 0 | 0 | 4942152.6142
Fox creek substation | 1722 | 144 | 0 | 0 | 4905391.5343 | ATCO | 2017 | 0% | 0% | 1.218% | 2.435% | 2.435% | 2.435% | 4500216.9133 | 0% | 0% | 100% | 0 | 0 | 4500216.9133 | 4500216.9133 | 0 | 0 | 0
New Muir POD | 1722 | 144 | 0 | 0 | 12202149.6336 | ATCO | 2017 | 0% | 0% | 1.218% | 2.435% | 2.435% | 2.435% | 11194278.7392 | 0% | 0% | 100% | 0 | 0 | 11194278.7392 | 11194278.7392 | 0 | 0 | 0
Calgary Downtown | 1456 | 138 | 25 | SS-2 | 70361149.1052 | ENMAX | 2020 | 0% | 0% | 0% | 0% | 0% | 1.393% | 69381130.2238 | 0% | 100% | 0% | 0 | 69381130.2238 | 0 | 0 | 0 | 0 | 69381130.2238
PENV | 1781 | 240 | 144 | 0 | 25938027.3089 | AltaLink | 2021 | 0% | 0% | 0% | 0% | 0% | 0% | 0 | 0% | 0% | 100% | 0 | 0 | 0 | 0 | 0 | 0 | 0
PENV | 1781 | 240 | 144 | 0 | 22116340.5964 | ATCO | 2021 | 0% | 0% | 0% | 0% | 0% | 0% | 0 | 0% | 0% | 100% | 0 | 0 | 0 | 0 | 0 | 0 | 0
[5 empty] | 3497345536.4569 | [8 empty] | 3003076487.6022 |  |  |  | 79245783.4741 | 592091650.6075 | 2331739053.5206 | 200238670.2562 | 1456734689.6687 | 608097689.7833 | 738005437.894
3449291168.5517
[21 empty] | 2802837817.3461 |  |  | 2802837817.3461

## Func Results 2015
Existing Asset Functionalization
Ongoing costs for existing assets (non-LTP)
|  | Value | Source:
| Point-of-Delivery (POD) Capital Additions | 80472565.8 | AESO Point of Delivery Cost Database
| Forecast Capital Maintenance | 275824546.2787 | TFO GTAs
Altalink and ATCO Asset Values (Depreciated to 2015)
|  | By Voltage |  |  |  | Depreciate to end of
|  | Bulk | Regional | POD |  | 2015 | 2016 | 2017 | 2018 | 2019 | 2020
| AltaLink Subs | 325003764.5928 | 491660590.3789 | 812619390.4929 |  | 96.53% | 93.09% | 89.89% | 86.88% | 83.98% | 81.17%
| AltaLink Lines | 1503316105.9673 | 394636462.776 | 171221648.6195 |  | 97.29% | 94.53% | 91.51% | 88.71% | 85.98% | 83.35%
| Atco Electric Subs | 127849209.2644 | 698380747.3432 | 529826123.9986 |  | 97.56% | 95.15% | 92.84% | 90.58% | 88.37% | 86.22%
| Atco Electric Lines | 1065331125.8831 | 641144338.0674 | 150553465.5028 |  | 97.52% | 95.19% | 92.9% | 90.67% | 88.5% | 86.37%
TFO Summary of Existing Asset Values (Depreciated to 2015)
|  | Functionalized |  |  | Unfunctionalized | Total by TFO
By Voltage
|  | Bulk | Regional | POD
| AltaLink | 1828319870.5601 | 886297053.1549 | 983841039.1125 |  | 3698457962.8274
| ATCO Electric | 1193180335.1474 | 1339525085.4107 | 680379589.5014 |  | 3213085010.0595
| ENMAX TFO | 0 | 95274866.2111 | 161539717.6688 |  | 256814583.8799
| EPCOR Transmission | 318042034.3832 | 20741893.657 | 71113568.7951 |  | 409897496.8354
| Point-of-Delivery (POD) Capital Additions |  |  | 79273759.6848 |  | 79273759.6848
| Forecast Capital Maintenance |  |  |  | 271667185.5328 | 271667185.5328
| Total | 3339542240.0907 | 2341838898.4337 | 1976147674.7625 | 271667185.5328 | 7929195998.8198
Existing Asset Functionalization Results
Voltage Level
|  | TFO | Bulk System | Regional System | POD
|  | AltaLink | 49.43% | 23.96% | 26.6%
|  | Atco Electric | 37.14% | 41.69% | 21.18%
|  | ENMAX | 0% | 37.1% | 62.9%
|  | EPCOR | 77.59% | 5.06% | 17.35%
|  | All TFOs | 43.61% | 30.58% | 25.81%
Existing Asset Functionalization Results
|  | Method | Bulk System | Regional System | POD
|  | Voltage | 43.61% | 30.58% | 25.81%
Existing Asset Functionalization by values (including unfunctionalized)
|  | Method | Bulk System | Regional System | POD
|  | Voltage | 3458019631.8779 | 2424920633.8109 | 2046255733.131
Planned Project Functionalization
Line and Substation Separate Functionalization Results
Future line functionalization results ($)
|  | Method | Bulk System | Regional System | POD
|  | Voltage | 3774960505.1417 | 121468930.7942 | 0
Future line functionalization results (%)
|  | Method | Bulk System | Regional System | POD
|  | Voltage | 96.88% | 3.117% | 0%
Future substations functionalization results ($)
|  | Method | Bulk System | Regional System | POD
|  | Voltage | 1505374211.415 | 201308803.5561 | 273984547.0844
Future substations functionalization results (%)
|  | Method | Bulk System | Regional System | POD
|  | Voltage | 76% | 10.16% | 13.83%
Combined Functionalization Existing and Planned Functionalization
By value
|  | Method | Bulk System | Regional System | POD
|  | Voltage | 8738354348.4347 | 2747698368.1613 | 2320240280.2153
Functionalization Results
|  | Method | Bulk System | Regional System | POD
|  | Voltage | 63.29% | 19.9% | 16.81%
Combine O&M
Ratio of capital to non-capital
|  | Ratio | 2015
|  | Non-capital | 17.35%
|  | Capital | 82.65%
Non capital functionalization
|  | Functionalized O&M costs | Bulk System | Regional System | POD
|  | $ | 43797728.9867 | 69974700.0567 | 70888939.3041
|  | % | 23.72% | 37.89% | 38.39%
Combined results
|  | Function | Bulk System | Regional System | POD
|  | % | 56.43% | 23.02% | 20.55%
Remove RGUCC to get final
| Revenue Requirement (nominal $ million) | 1788.7653 | From AESO 2015 DAR
Functionalization Results (before RGUCC, in $ millions)
|  | Function | Bulk System | Regional System | POD
|  | $ million | 1009.3118 | 411.8441 | 367.6094
| RGUCC (to deduct from bulk, in $ millions) | 9.6492 | From ISO Tariff
| Competitive Process (to add to bulk, in $ million) | 0
Functionalization Results (net of RGUCC)
|  | Function | Bulk System | Regional System | POD
|  | $ million | 999.6626 | 411.8441 | 367.6094
Final Functionalization (%)
|  | Function | Bulk System | Regional System | POD
|  | % | 56.19% | 23.15% | 20.66%

## Func Results 2016
Existing Asset Functionalization
Ongoing costs for existing assets (non-LTP)
|  | Value | Source:
| Point-of-Delivery (POD) Capital Additions | 113143168.8 | AESO Point of Delivery Cost Database
| Forecast Capital Maintenance | 275824546.2787 | TFOs
Altalink and ATCO Asset Values (Depreciated to 2016)
|  | 1. By Voltage |  |  |  | Depreciate to end of
|  | Bulk | Regional | POD |  | 2015 | 2016 | 2017 | 2018 | 2019 | 2020
| AltaLink Subs | 313423880.4604 | 474142723.5437 | 783665761.6097 |  | 96.53% | 93.09% | 89.89% | 86.88% | 83.98% | 81.17%
| AltaLink Lines | 1460628776.2067 | 383430584.8138 | 166359733.7184 |  | 97.29% | 94.53% | 91.51% | 88.71% | 85.98% | 83.35%
| Atco Electric Subs | 124699969.9456 | 681177918.1534 | 516775208.225 |  | 97.56% | 95.15% | 92.84% | 90.58% | 88.37% | 86.22%
| Atco Electric Lines | 1039822986.8378 | 625792867.9694 | 146948634.4427 |  | 97.52% | 95.19% | 92.9% | 90.67% | 88.5% | 86.37%
TFO Summary of Existing Asset Values (Depreciated to 2016)
|  | Functionalized |  |  | Unfunctionalized | Total by TFO
1. By Voltage
|  | Bulk | Regional | POD
| AltaLink | 1774052656.6671 | 857573308.3575 | 950025495.328 |  | 3581651460.3527
| ATCO Electric | 1164522956.7834 | 1306970786.1228 | 663723842.6678 |  | 3135217585.574
| ENMAX TFO | 0 | 92707174.4423 | 157039735.0668 |  | 249746909.5091
| EPCOR Transmission | 304811468.0698 | 20263537.1111 | 68432079.8749 |  | 393507085.0558
| Point-of-Delivery (POD) Capital Additions |  |  | 188452530.0057 |  | 188452530.0057
| Forecast Capital Maintenance |  |  |  | 535348688.9948 | 535348688.9948
| Total | 3243387081.5203 | 2277514806.0338 | 2027673682.9432 | 535348688.9948 | 8083924259.4921
Existing Asset Functionalization Results
Voltage Level
|  | TFO | Bulk System | Regional System | POD
|  | AltaLink | 49.53% | 23.94% | 26.52%
|  | Atco Electric | 37.14% | 41.69% | 21.17%
|  | ENMAX | 0% | 37.12% | 62.88%
|  | EPCOR | 77.46% | 5.149% | 17.39%
|  | All TFOs | 42.97% | 30.17% | 26.86%
Existing Asset Functionalization Results
|  | Method | Bulk System | Regional System | POD
|  | Voltage | 42.97% | 30.17% | 26.86%
Existing Asset Functionalization by values (including ATCO)
|  | Method | Bulk System | Regional System | POD
|  | Voltage | 3473409687.2131 | 2439037275.2983 | 2171477296.9807
Planned Project Functionalization
Line and Substation Separate Functionalization Results
Future line functionalization results ($)
|  | Method | Bulk System | Regional System | POD
|  | Voltage | 4151532221.6368 | 272197600.2549 | 0
Future line functionalization results (%)
|  | Method | Bulk System | Regional System | POD
|  | Voltage | 93.85% | 6.153% | 0%
Future substations functionalization results ($)
|  | Method | Bulk System | Regional System | POD
|  | Voltage | 1520629393.1661 | 354050462.4234 | 426154337.323
Future substations functionalization results (%)
|  | Method | Bulk System | Regional System | POD
|  | Voltage | 66.09% | 15.39% | 18.52%
Combined Functionalization Existing and Planned Functionalization
By value
|  | Method | Bulk System | Regional System | POD
|  | Voltage | 9145571302.0159 | 3065285337.9765 | 2597631634.3037
Functionalization Results
|  | Method | Bulk System | Regional System | POD
|  | Voltage | 61.76% | 20.7% | 17.54%
Combine O&M
Ratio of capital to non-capital
|  | Ratio | 2016
|  | Non-capital | 16.74%
|  | Capital | 83.26%
Non capital functionalization
|  | Functionalized O&M costs | Bulk System | Regional System | POD
|  | $ | 49366157.2596 | 77615457.2861 | 82615594.5853
|  | % | 23.55% | 37.03% | 39.42%
Combined results
|  | Function | Bulk System | Regional System | POD
|  | % | 55.36% | 23.43% | 21.2%
Remove RGUCC to get final
| Revenue Requirement (nominal $ million) | 1978.64 | From 2016 ISO Tariff Update Application
Functionalization Results (before RGUCC, in $ millions)
|  | Function | Bulk System | Regional System | POD
|  | $ million | 1095.4538 | 463.656 | 419.5301
| RGUCC (to deduct from bulk, in $ millions) | 7.8948 | From ISO Tariff
| Competitive Process (to add to bulk, in $ million) | 0
Functionalization Results (net of RGUCC)
|  | Function | Bulk System | Regional System | POD
|  | $ million | 1087.559 | 463.656 | 419.5301
Final Functionalization (%)
|  | Function | Bulk System | Regional System | POD
|  | % | 55.19% | 23.53% | 21.29%

## Func Results 2017
Existing Asset Functionalization
Ongoing costs for existing assets (non-LTP)
|  | Value | Source:
| Point-of-Delivery (POD) Capital Additions | 113143168.8 | AESO Point of Delivery Cost Database
| Forecast Capital Maintenance | 275824546.2787 | TFOs
Altalink and ATCO Asset Values (Depreciated to 2017)
|  | 1. By Voltage |  |  |  | Depreciate to end of
|  | Bulk | Regional | POD |  | 2015 | 2016 | 2017 | 2018 | 2019 | 2020
| AltaLink Subs | 302624308.831 | 457805301.2071 | 756663178.0363 |  | 96.53% | 93.09% | 89.89% | 86.88% | 83.98% | 81.17%
| AltaLink Lines | 1414034110.506 | 371198989.6201 | 161052788.9936 |  | 97.29% | 94.53% | 91.51% | 88.71% | 85.98% | 83.35%
| Atco Electric Subs | 121663334.0849 | 664590189.2657 | 504190937.917 |  | 97.56% | 95.15% | 92.84% | 90.58% | 88.37% | 86.22%
| Atco Electric Lines | 1014865116.0705 | 610772563.818 | 143421567.7455 |  | 97.52% | 95.19% | 92.9% | 90.67% | 88.5% | 86.37%
TFO Summary of Existing Asset Values (Depreciated to 2017)
|  | Functionalized |  |  | Unfunctionalized | Total by TFO
1. By Voltage
|  | Bulk | Regional | POD
| AltaLink | 1716658419.337 | 829004290.8272 | 917715967.0299 |  | 3463378677.1941
| ATCO Electric | 1136528450.1554 | 1275362753.0837 | 647612505.6625 |  | 3059503708.9017
| ENMAX TFO | 0 | 90208682.8864 | 152665107.6636 |  | 242873790.5499
| EPCOR Transmission | 292269919.8987 | 19796180.6679 | 65876266.255 |  | 377942366.8215
| Point-of-Delivery (POD) Capital Additions |  |  | 294467069.2424 |  | 294467069.2424
| Forecast Capital Maintenance |  |  |  | 791294035.7573 | 791294035.7573
| Total | 3145456789.3911 | 2214371907.4651 | 2078336915.8533 | 791294035.7573 | 8229459648.4668
Existing Asset Functionalization Results
Voltage Level
|  | TFO | Bulk System | Regional System | POD
|  | AltaLink | 49.57% | 23.94% | 26.5%
|  | Atco Electric | 37.15% | 41.69% | 21.17%
|  | ENMAX | 0% | 37.14% | 62.86%
|  | EPCOR | 77.33% | 5.238% | 17.43%
|  | All TFOs | 42.29% | 29.77% | 27.94%
Existing Asset Functionalization Results
|  | Method | Bulk System | Regional System | POD
|  | Voltage | 42.29% | 29.77% | 27.94%
Existing Asset Functionalization by values (including ATCO)
|  | Method | Bulk System | Regional System | POD
|  | Voltage | 3480079776.6669 | 2449943333.884 | 2299436537.9159
Planned Project Functionalization
Line and Substation Separate Functionalization Results
Future line functionalization results ($)
|  | Method | Bulk System | Regional System | POD
|  | Voltage | 4231111729.1205 | 694856956.4502 | 0
Future line functionalization results (%)
|  | Method | Bulk System | Regional System | POD
|  | Voltage | 85.89% | 14.11% | 0%
Future substations functionalization results ($)
|  | Method | Bulk System | Regional System | POD
|  | Voltage | 1528860041.5564 | 650633007.3896 | 638126508.0884
Future substations functionalization results (%)
|  | Method | Bulk System | Regional System | POD
|  | Voltage | 54.26% | 23.09% | 22.65%
Combined Functionalization Existing and Planned Functionalization
By value
|  | Method | Bulk System | Regional System | POD
|  | Voltage | 9240051547.3439 | 3795433297.7238 | 2937563046.0043
Functionalization Results
|  | Method | Bulk System | Regional System | POD
|  | Voltage | 57.85% | 23.76% | 18.39%
Combine O&M
Ratio of capital to non-capital
|  | Ratio | 2017
|  | Non-capital | 17.25%
|  | Capital | 82.75%
Non capital functionalization
|  | Functionalized O&M costs | Bulk System | Regional System | POD
|  | $ | 51872043.7994 | 81443795.4882 | 87538348.0568
|  | % | 23.49% | 36.88% | 39.64%
Combined results
|  | Function | Bulk System | Regional System | POD
|  | % | 51.92% | 26.02% | 22.06%
Remove RGUCC to get final
| Revenue Requirement (nominal $ million) | 2023.2598 | From 2017 ISO Tariff Update Application
Functionalization Results (before RGUCC, in $ millions)
|  | Function | Bulk System | Regional System | POD
|  | $ million | 1050.4633 | 526.5395 | 446.2569
| RGUCC (to deduct from bulk, in $ millions) | 6.1404 | From ISO Tariff
| Competitive Process (to add to bulk, in $ million) | 0 | From AESO TRP
Functionalization Results (net of RGUCC)
|  | Function | Bulk System | Regional System | POD
|  | $ million | 1044.3229 | 526.5395 | 446.2569
Final Functionalization (%)
|  | Function | Bulk System | Regional System | POD
|  | % | 51.77% | 26.1% | 22.12%

## Func Results 2018
Existing Asset Functionalization
Ongoing costs for existing assets (non-LTP)
|  | Value | Source:
| Point-of-Delivery (POD) Capital Additions | 113143168.8 | AESO Point of Delivery Cost Database
| Forecast Capital Maintenance | 275824546.2787 | TFOs
Altalink and ATCO Asset Values (Depreciated to 2018)
|  | 1. By Voltage |  |  |  | Depreciate to end of
|  | Bulk | Regional | POD |  | 2015 | 2016 | 2017 | 2018 | 2019 | 2020
| AltaLink Subs | 292506343.9131 | 442499002.7979 | 731364841.8927 |  | 96.53% | 93.09% | 89.89% | 86.88% | 83.98% | 81.17%
| AltaLink Lines | 1370656685.8817 | 359811954.4183 | 156112275.0674 |  | 97.29% | 94.53% | 91.51% | 88.71% | 85.98% | 83.35%
| Atco Electric Subs | 118700644.973 | 648406397.0622 | 491913113.9257 |  | 97.56% | 95.15% | 92.84% | 90.58% | 88.37% | 86.22%
| Atco Electric Lines | 990506285.064 | 596112777.5766 | 139979157.837 |  | 97.52% | 95.19% | 92.9% | 90.67% | 88.5% | 86.37%
TFO Summary of Existing Asset Values (Depreciated to 2018)
|  | Functionalized |  |  | Unfunctionalized | Total by TFO
1. By Voltage
|  | Bulk | Regional | POD
| AltaLink | 1663163029.7948 | 802310957.2162 | 887477116.9602 |  | 3352951103.9712
| ATCO Electric | 1109206930.037 | 1244519174.6388 | 631892271.7627 |  | 2985618376.4385
| ENMAX TFO | 0 | 87777526.5727 | 148412343.4621 |  | 236189870.0348
| EPCOR Transmission | 280244397.0317 | 19339603.2927 | 63415907.6215 |  | 362999907.9459
| Point-of-Delivery (POD) Capital Additions |  |  | 397397265.616 |  | 397397265.616
| Forecast Capital Maintenance |  |  |  | 1039682151.5207 | 1039682151.5207
| Total | 3052614356.8634 | 2153947261.7204 | 2128594905.4225 | 1039682151.5207 | 8374838675.527
Existing Asset Functionalization Results
Voltage Level
|  | TFO | Bulk System | Regional System | POD
|  | AltaLink | 49.6% | 23.93% | 26.47%
|  | Atco Electric | 37.15% | 41.68% | 21.16%
|  | ENMAX | 0% | 37.16% | 62.84%
|  | EPCOR | 77.2% | 5.328% | 17.47%
|  | All TFOs | 41.62% | 29.36% | 29.02%
Existing Asset Functionalization Results
|  | Method | Bulk System | Regional System | POD
|  | Voltage | 41.62% | 29.36% | 29.02%
Existing Asset Functionalization by values (including ATCO)
|  | Method | Bulk System | Regional System | POD
|  | Voltage | 3485290694.7057 | 2459246884.9798 | 2430301095.8415
Planned Project Functionalization
Line and Substation Separate Functionalization Results
Future line functionalization results ($)
|  | Method | Bulk System | Regional System | POD
|  | Voltage | 4170648806.338 | 697900439.6367 | 0
Future line functionalization results (%)
|  | Method | Bulk System | Regional System | POD
|  | Voltage | 85.67% | 14.33% | 0%
Future substations functionalization results ($)
|  | Method | Bulk System | Regional System | POD
|  | Voltage | 1589371227.2143 | 636894795.512 | 658065382.7267
Future substations functionalization results (%)
|  | Method | Bulk System | Regional System | POD
|  | Voltage | 55.1% | 22.08% | 22.82%
Combined Functionalization Existing and Planned Functionalization
By value
|  | Method | Bulk System | Regional System | POD
|  | Voltage | 9245310728.258 | 3794042120.1285 | 3088366478.5683
Functionalization Results
|  | Method | Bulk System | Regional System | POD
|  | Voltage | 57.33% | 23.52% | 19.15%
Combine O&M
Ratio of capital to non-capital
|  | Ratio | 2018
|  | Non-capital | 17.11%
|  | Capital | 82.89%
Non capital functionalization
|  | Functionalized O&M costs | Bulk System | Regional System | POD
|  | % | 23.36% | 36.25% | 40.39%
Combined results
|  | Function | Bulk System | Regional System | POD
|  | % | 51.51% | 25.7% | 22.79%
Remove RGUCC to get final
| Revenue Requirement (nominal $ million) | 2017.4544 | From Appendix X - 2018 Rates Calculations
Functionalization Results (before RGUCC, in $ millions)
|  | Function | Bulk System | Regional System | POD
|  | $ million | 1039.2221 | 518.5442 | 459.6882
| RGUCC (to deduct from bulk, in $ millions) | 4.386 | From RGUCC Schedule
| Competitive Process (to add to bulk, in $ million) | 0 | From AESO TRP
Functionalization Results (net of RGUCC)
|  | Function | Bulk System | Regional System | POD
|  | $ million | 1034.8361 | 518.5442 | 459.6882
Final Functionalization (%)
|  | Function | Bulk System | Regional System | POD
|  | % | 51.41% | 25.76% | 22.84%

## Func Results 2019
Existing Asset Functionalization
Ongoing costs for existing assets (non-LTP)
|  | Value | Source:
| Point-of-Delivery (POD) Capital Additions | 113143168.8 | AESO Point of Delivery Cost Database
| Forecast Capital Maintenance | 275824546.2787 | TFOs
Altalink and ATCO Asset Values (Depreciated to 2019)
|  | 1. By Voltage |  |  |  | Depreciate to end of
|  | Bulk | Regional | POD |  | 2015 | 2016 | 2017 | 2018 | 2019 | 2020
| AltaLink Subs | 282726663.8292 | 427704456.3724 | 706912332.3074 |  | 96.53% | 93.09% | 89.89% | 86.88% | 83.98% | 81.17%
| AltaLink Lines | 1328609922.9105 | 348774232.0495 | 151323318.1431 |  | 97.29% | 94.53% | 91.51% | 88.71% | 85.98% | 83.35%
| Atco Electric Subs | 115810101.8929 | 632616705.0641 | 479934273.8126 |  | 97.56% | 95.15% | 92.84% | 90.58% | 88.37% | 86.22%
| Atco Electric Lines | 966732115.6431 | 581804856.0805 | 136619372.7816 |  | 97.52% | 95.19% | 92.9% | 90.67% | 88.5% | 86.37%
TFO Summary of Existing Asset Values (Depreciated to 2019)
|  | Functionalized |  |  | Unfunctionalized | Total by TFO
1. By Voltage
|  | Bulk | Regional | POD
| AltaLink | 1611336586.7397 | 776478688.4219 | 858235650.4506 |  | 3246050925.6122
| ATCO Electric | 1082542217.536 | 1214421561.1447 | 616553646.5943 |  | 2913517425.2749
| ENMAX TFO | 0 | 85411890.7925 | 144278047.7412 |  | 229689938.5337
| EPCOR Transmission | 268713667.4718 | 18893556.3781 | 61047438.9046 |  | 348654662.7545
| Point-of-Delivery (POD) Capital Additions |  |  | 497332853.7136 |  | 497332853.7136
| Forecast Capital Maintenance |  |  |  | 1280736176.6588 | 1280736176.6588
| Total | 2962592471.7475 | 2095205696.7371 | 2177447637.4042 | 1280736176.6588 | 8515981982.5476
Existing Asset Functionalization Results
Voltage Level
|  | TFO | Bulk System | Regional System | POD
|  | AltaLink | 49.64% | 23.92% | 26.44%
|  | Atco Electric | 37.16% | 41.68% | 21.16%
|  | ENMAX | 0% | 37.19% | 62.81%
|  | EPCOR | 77.07% | 5.419% | 17.51%
|  | All TFOs | 40.95% | 28.96% | 30.1%
Existing Asset Functionalization Results
|  | Method | Bulk System | Regional System | POD
|  | Voltage | 40.95% | 28.96% | 30.1%
Existing Asset Functionalization by values (including ATCO)
|  | Method | Bulk System | Regional System | POD
|  | Voltage | 3487011331.46 | 2466085388.3668 | 2562885262.7209
Planned Project Functionalization
Line and Substation Separate Functionalization Results
Future line functionalization results ($)
|  | Method | Bulk System | Regional System | POD
|  | Voltage | 4190249490.15 | 708339764.371 | 0
Future line functionalization results (%)
|  | Method | Bulk System | Regional System | POD
|  | Voltage | 85.54% | 14.46% | 0%
Future substations functionalization results ($)
|  | Method | Bulk System | Regional System | POD
|  | Voltage | 1574032270.5346 | 674890356.0558 | 740129670.7369
Future substations functionalization results (%)
|  | Method | Bulk System | Regional System | POD
|  | Voltage | 52.66% | 22.58% | 24.76%
Combined Functionalization Existing and Planned Functionalization
By value
|  | Method | Bulk System | Regional System | POD
|  | Voltage | 9251293092.1446 | 3849315508.7936 | 3303014933.4577
Functionalization Results
|  | Method | Bulk System | Regional System | POD
|  | Voltage | 56.4% | 23.47% | 20.14%
Combine O&M
Ratio of capital to non-capital
|  | Ratio | 2019
|  | Non-capital | 17.11%
|  | Capital | 82.89%
Non capital functionalization
|  | Functionalized O&M costs | Bulk System | Regional System | POD
|  | % | 23.24% | 35.74% | 41.02%
Combined results
|  | Function | Bulk System | Regional System | POD
|  | % | 50.72% | 25.57% | 23.71%
Remove RGUCC to get final
| Revenue Requirement (nominal $ million) | 2163.9552 | From AESO TRP
Functionalization Results (before RGUCC, in $ millions)
|  | Function | Bulk System | Regional System | POD
|  | $ million | 1097.6197 | 553.2629 | 513.0726
| RGUCC (to deduct from bulk, in $ millions) | 2.6316 | From RGUCC Schedule
| Competitive Process (to add to bulk, in $ million) | 96.3704 | From AESO TRP
Functionalization Results (net of RGUCC)
|  | Function | Bulk System | Regional System | POD
|  | $ million | 1191.3585 | 553.2629 | 513.0726
Final Functionalization (%)
|  | Function | Bulk System | Regional System | POD
|  | % | 52.77% | 24.51% | 22.73%

## Func Results 2020
Existing Asset Functionalization
Ongoing costs for existing assets (non-LTP)
|  | Value | Source:
| Point-of-Delivery (POD) Capital Additions | 113143168.8 | AESO Point of Delivery Cost Database
| Forecast Capital Maintenance | 275824546.2787 | TFOs
Altalink and ATCO Asset Values (Depreciated to 2020)
|  | 1. By Voltage |  |  |  | Depreciate to end of
|  | Bulk | Regional | POD |  | 2015 | 2016 | 2017 | 2018 | 2019 | 2020
| AltaLink Subs | 273273958.3376 | 413404551.9744 | 683277369.8488 |  | 96.53% | 93.09% | 89.89% | 86.88% | 83.98% | 81.17%
| AltaLink Lines | 1287853001.7315 | 338075106.8663 | 146681269.0031 |  | 97.29% | 94.53% | 91.51% | 88.71% | 85.98% | 83.35%
| Atco Electric Subs | 112989947.978 | 617211516.3259 | 468247136.8609 |  | 97.56% | 95.15% | 92.84% | 90.58% | 88.37% | 86.22%
| Atco Electric Lines | 943528574.7383 | 567840353.8589 | 133340229.4146 |  | 97.52% | 95.19% | 92.9% | 90.67% | 88.5% | 86.37%
TFO Summary of Existing Asset Values (Depreciated to 2020)
|  | Functionalized |  |  | Unfunctionalized | Total by TFO
1. By Voltage
|  | Bulk | Regional | POD
| AltaLink | 1561126960.0692 | 751479658.8407 | 829958638.8519 |  | 3142565257.7618
| ATCO Electric | 1056518522.7163 | 1185051870.1848 | 601587366.2755 |  | 2843157759.1766
| ENMAX TFO | 0 | 83110009.7438 | 140258920.3461 |  | 223368930.0899
| EPCOR Transmission | 257657372.818 | 18457797.0504 | 58767428.1831 |  | 334882598.0514
| Point-of-Delivery (POD) Capital Additions |  |  | 594360957.4214 |  | 594360957.4214
| Forecast Capital Maintenance |  |  |  | 1514672662.9384 | 1514672662.9384
| Total | 2875302855.6035 | 2038099335.8196 | 2224933311.0779 | 1514672662.9384 | 8653008165.4395
Existing Asset Functionalization Results
Voltage Level
|  | TFO | Bulk System | Regional System | POD
|  | AltaLink | 49.68% | 23.91% | 26.41%
|  | Atco Electric | 37.16% | 41.68% | 21.16%
|  | ENMAX | 0% | 37.21% | 62.79%
|  | EPCOR | 76.94% | 5.512% | 17.55%
|  | All TFOs | 40.28% | 28.55% | 31.17%
Existing Asset Functionalization Results
|  | Method | Bulk System | Regional System | POD
|  | Voltage | 40.28% | 28.55% | 31.17%
Existing Asset Functionalization by values (including capital maintenance)
|  | Method | Bulk System | Regional System | POD
|  | Voltage | 3485409039.5347 | 2470560565.365 | 2697038560.5398
Planned Project Functionalization
Line and Substation Separate Functionalization Results
Future line functionalization results ($)
|  | Method | Bulk System | Regional System | POD
|  | Voltage | 4070854597.8236 | 761919711.1861 | 0
Future line functionalization results (%)
|  | Method | Bulk System | Regional System | POD
|  | Voltage | 84.23% | 15.77% | 0%
Future substations functionalization results ($)
|  | Method | Bulk System | Regional System | POD
|  | Voltage | 1560805861.8821 | 651541042.8145 | 790729582.9056
Future substations functionalization results (%)
|  | Method | Bulk System | Regional System | POD
|  | Voltage | 51.97% | 21.7% | 26.33%
Combined Functionalization Existing and Planned Functionalization
By value
|  | Method | Bulk System | Regional System | POD
|  | Voltage | 9117069499.2404 | 3884021319.3656 | 3487768143.4454
Functionalization Results
|  | Method | Bulk System | Regional System | POD
|  | Voltage | 55.29% | 23.56% | 21.15%
Combine O&M
Ratio of capital to non-capital
|  | Ratio | 2020
|  | Non-capital | 17.11%
|  | Capital | 82.89%
Non capital functionalization
|  | Functionalized O&M costs | Bulk System | Regional System | POD
|  | % | 23.12% | 35.23% | 41.64%
Combined results
|  | Function | Bulk System | Regional System | POD
|  | % | 49.79% | 25.55% | 24.66%
Remove RGUCC to get final
| Revenue Requirement (nominal $ million) | 2420.3783 | From AESO TRP
Functionalization Results (before RGUCC, in $ millions)
|  | Function | Bulk System | Regional System | POD
|  | $ million | 1205.0276 | 618.5061 | 596.8446
| RGUCC (to deduct from bulk, in $ millions) | 0.8772 | From RGUCC Schedule
| Competitive Process (to add to bulk, in $ million) | 96.3704 | From AESO TRP
Functionalization Results (net of RGUCC and CP)
|  | Function | Bulk System | Regional System | POD
|  | $ million | 1300.5209 | 618.5061 | 596.8446
Final Functionalization (%)
|  | Function | Bulk System | Regional System | POD
|  | % | 51.69% | 24.58% | 23.72%

## Results for report
Results tables for inclusion in 2018 Update report
| Non-Capital to Capital Costs |  | 2015 | 2016 | 2017 | 2018 | 2019 | 2020
| Non-Capital |  | 17.35% | 16.74% | 17.25% | 17.11% | 17.11% | 17.11%
| Capital |  | 82.65% | 83.26% | 82.75% | 82.89% | 82.89% | 82.89%
| Future capital cost functionalization (by value) |  | 2015 | 2016 | 2017 | 2018 | 2019 | 2020
| Bulk |  | 5280334716.5567 | 5672161614.8028 | 5759971770.677 | 5760020033.5523 | 5764281760.6846 | 5631660459.7058
| Regional |  | 322777734.3503 | 626248062.6783 | 1345489963.8398 | 1334795235.1487 | 1383230120.4268 | 1413460754.0006
| POD |  | 273984547.0844 | 426154337.323 | 638126508.0884 | 658065382.7267 | 740129670.7369 | 790729582.9056
| Future capital cost functionalization |  | 2015 | 2016 | 2017 | 2018 | 2019 | 2020
| Bulk |  | 89.85% | 84.35% | 74.38% | 74.3% | 73.08% | 71.87%
| Regional |  | 5.492% | 9.313% | 17.38% | 17.22% | 17.54% | 18.04%
| POD |  | 4.662% | 6.337% | 8.241% | 8.488% | 9.383% | 10.09%
| Capital cost functionalization (by value) |  | 2015 | 2016 | 2017 | 2018 | 2019 | 2020 | Increase (2020 vs. 2016)
| Bulk |  | 8738354348.4347 | 9145571302.0159 | 9240051547.3439 | 9245310728.258 | 9251293092.1446 | 9117069499.2404 | -28501802.7755
| Regional |  | 2747698368.1613 | 3065285337.9765 | 3795433297.7238 | 3794042120.1285 | 3849315508.7936 | 3884021319.3656 | 818735981.3891
| POD |  | 2320240280.2153 | 2597631634.3037 | 2937563046.0043 | 3088366478.5683 | 3303014933.4577 | 3487768143.4454 | 890136509.1417
| Special |  | #REF! | #REF! |  |  |  |  | 1680370687.7552
| Capital cost functionalization |  | 2015 | 2016 | 2017 | 2018 | 2019 | 2020
| Bulk |  | 63.29% | 61.76% | 57.85% | 57.33% | 56.4% | 55.29%
| Regional |  | 19.9% | 20.7% | 23.76% | 23.52% | 23.47% | 23.56%
| POD |  | 16.81% | 17.54% | 18.39% | 19.15% | 20.14% | 21.15%
| Special |  | #REF! | #REF!
| O&M cost functionalization |  | 2015 | 2016 | 2017 | 2018 | 2019 | 2020
| Bulk |  | 23.72% | 23.55% | 23.49% | 23.36% | 23.24% | 23.12%
| Regional |  | 37.89% | 37.03% | 36.88% | 36.25% | 35.74% | 35.23%
| POD |  | 38.39% | 39.42% | 39.64% | 40.39% | 41.02% | 41.64%
| Combined cost functionalization |  | 2015 | 2016 | 2017 | 2018 | 2019 | 2020
| Bulk |  | 56.43% | 55.36% | 51.92% | 51.51% | 50.72% | 49.79%
| Regional |  | 23.02% | 23.43% | 26.02% | 25.7% | 25.57% | 25.55%
| POD |  | 20.55% | 21.2% | 22.06% | 22.79% | 23.71% | 24.66%
| Final Combined cost functionalization (net of RGUCC and FMW) |  | 2015 | 2016 | 2017 | 2018 | 2019 | 2020 | 2018-2020 Average
| Bulk |  | 56.19% | 55.19% | 51.77% | 51.41% | 52.77% | 51.69% | 51.96%
| Regional |  | 23.15% | 23.53% | 26.1% | 25.76% | 24.51% | 24.58% | 24.95%
| POD |  | 20.66% | 21.29% | 22.12% | 22.84% | 22.73% | 23.72% | 23.09%
| Special |  | #REF! | #REF! |  |  |  |  | #DIV/0!
| Classification results | Bulk | Regional
| Demand | 93.45% | 89.54%
| Energy | 6.554% | 10.46%
Revenue Requirement Split using Final Combined Functionalization and Classification Results (including RGUCC and Fort McMurray West 500 kV)
| Revenue Requirement Split ($ million) |  | 2015 | 2016 | 2017 | 2018 | 2019 | 2020
| Total |  | 1779.1161 | 1970.7452 | 2017.1194 | 2013.0684 | 2257.694 | 2515.8716
| Bulk |  | 999.6626 | 1087.559 | 1044.3229 | 1034.8361 | 1191.3585 | 1300.5209
| Regional |  | 411.8441 | 463.656 | 526.5395 | 518.5442 | 553.2629 | 618.5061
| POD |  | 367.6094 | 419.5301 | 446.2569 | 459.6882 | 513.0726 | 596.8446
| Check |  | 0 | 0 | 0 | 0 | 0 | 0
| Revenue Requirement Split ($ million) |  | 2015 | 2016 | 2017 | 2018 | 2019 | 2020
| Bulk - Demand |  | 934.1478 | 1016.2838 | 975.8812 | 967.0161 | 1113.2806 | 1215.2888
| Bulk - Energy |  | 65.5148 | 71.2752 | 68.4417 | 67.8199 | 78.0779 | 85.2321
| Regional - Demand |  | 368.7801 | 415.1743 | 471.4825 | 464.3232 | 495.4116 | 553.8327
| Regional - Energy |  | 43.064 | 48.4817 | 55.057 | 54.221 | 57.8513 | 64.6734
| POD |  | 367.6094 | 419.5301 | 446.2569 | 459.6882 | 513.0726 | 596.8446
| Total |  | 1779.1161 | 1970.7452 | 2017.1194 | 2013.0684 | 2257.694 | 2515.8716
Revenue Requirement Split with Capital Cost Functionalization Only (including RGUCC and Fort McMurray West 500 kV)
[5 empty] | Revenue Requirement Split ($ million) | 2018 | 2019 | 2020
[5 empty] | Revenue Requirement (excluding RGUCC and CP) | 2017.4544 | 2163.9552 | 2420.3783
[5 empty] | Bulk (add in RGUCC and Fort McMurray West 500 kV) | 1152.1317 | 1314.1633 | 1433.7761
[5 empty] | Regional | 474.6057 | 507.7992 | 570.1305
[5 empty] | POD | 386.331 | 435.7315 | 511.965
[5 empty] | check | 4.4409e-14 | 0 | 2.7001e-13
[5 empty] | Revenue Requirement Split ($ million) | 2018 | 2019 | 2020
[5 empty] | Bulk - Demand | 1076.6246 | 1228.0371 | 1339.8109
[5 empty] | Bulk - Energy | 75.5071 | 86.1262 | 93.9652
[5 empty] | Regional - Demand | 424.979 | 454.7017 | 510.5154
[5 empty] | Regional - Energy | 49.6266 | 53.0975 | 59.6151
[5 empty] | POD | 386.331 | 435.7315 | 511.965
[5 empty] | Total | 2013.0684 | 2257.694 | 2515.8716
Comparison with 2007 GTA and 2014 GTA results
| Functionalization Comparison | 2007 | 2014 | 2015 | 2016 | 2017 | 2018 | 2019 | 2020
| Bulk | 41.7% | 52.82% | 58.21% | 59.22% | 51.77% | 51.41% | 52.77% | 51.69%
| Regional | 17.4% | 24.39% | 22.32% | 21.6% | 26.1% | 25.76% | 24.51% | 24.58%
| POD | 40.9% | 22.8% | 19.47% | 19.18% | 22.12% | 22.84% | 22.73% | 23.72%

## O&M -->
Index - O&M Model
Schedule | Desciption
Sum 1.0 | Summary: Revenue Requirement and Non Capital Costs
Sum 2.0 | Summary: Non Capital Costs and Breakdown into O&M and G&A
Sum 3.0 | Summary: Functionalization of O&M Costs
Sum 3.1 | Summary: Breakdown of Functionalized O&M Costs
AL 1.0 | AltaLink Revenue Requirement, Summary Capital and Non Capital Costs
AL 2.0 | AltaLink Revenue Offset, Capital and Non Capital Costs
AL 3.0 | AltaLink Hearing, Ins., Other Taxes, Capital and Non Capital Costs
AL 4.0 | AltaLink Non Capital Costs split into O&M and G&A
AL 5.0 | AltaLink Net Salary and Wage
AL 5.1 | AltaLink Development of Allocators for Functionalization
AL 5.2 | AltaLink Application of Allocators for Functionalization
AL 5.3 | AltaLink Application of Allocators for Functionalization and Summary
AT 1.0 | ATCO Revenue Requirement, Summary Capital and Non Capital Costs
AT 2.0 | ATCO Revenue Offset, Capital and Non Capital Costs
AT 3.0 | ATCO Hearing, Ins., Other Taxes, Capital and Non Capital Costs
AT 4.0 | ATCO Non Capital Costs split into O&M and G&A
AT 5.0 | ATCO Development of Allocators for Functionalization
AT 5.1 | ATCO Application of Allocators for Functionalization
AT 5.2 | ATCO Application of Allocators for Functionalization and Summary
EN 1.0 | ENMAX Revenue Requirement, Summary Capital and Non Capital Costs
EN 4.0 | ENMAX Non Capital Costs split into O&M and G&A
EN 5.0 | ENMAX Development of Allocators for Functionalization
EN 5.1 | ENMAX Application of Allocators for Functionalization and Summary
EP 1.0 | EPCOR Revenue Requirement, Summary Capital and Non Capital Costs
EP 2.0 | EPCOR Revenue Offset, Capital and Non Capital Costs
EP 3.0 | EPCOR Hearing, Ins., Other Taxes, Capital and Non Capital Costs
EP 4.0 | EPCOR Non Capital Costs split into O&M and G&A
EP 5.0 | EPCOR Development of Allocators for Functionalization
EP 5.1 | EPCOR Application of Allocators for Functionalization
EP 5.2 | EPCOR Application of Allocators for Functionalization and Summary

## Sum 1.0
Revenue Requirement ($) |  | 2010 | 2011 | 2012 | 2013 | 2014 | 2015 | 2016 | 2017 |  |  |  | Revenue Requirement change | 2006-07 | 2007-08 | 2008-09 | 2009-10 | 2010-11 | 2011-12 | 2012-13 | 2013-14 | 2014-15 | 2015-16 | 2016-17
Reference
AltaLink | AL Sch 1.0 | 283515889.2141 | 351752643.8682 | 378534593.1673 | 493333995.3839 | 542657852.2171 | 747622816.8208 | 845354103.5812 | 890659274.0235 |  |  |  | AltaLink | #REF! | #REF! | #REF! | #REF! | 24.07% | 7.614% | 30.33% | 9.998% | 37.77% | 13.07% | 5.359%
ATCO Electric | AT Sch 1.0 | 244278000 | 313295000 | 402250000 | 486569407.5752 | 563625480.5583 | 721065192.2748 | 845612753.118 | 884424466.824 |  |  |  | ATCO Electric | #REF! | #REF! | #REF! | #REF! | 28.25% | 28.39% | 20.96% | 15.84% | 27.93% | 17.27% | 4.59%
ENMAX | EN Sch 1.0 | 37924000 | 40574000 | 42231000 | 54779000 | 65208000 | 73930000 | 75192360.485 | 81857766.347 |  |  |  | ENMAX | #REF! | #REF! | #REF! | #REF! | 6.988% | 4.084% | 29.71% | 19.04% | 13.38% | 1.708% | 8.864%
EPCOR | EP Sch 1.0 | 55136688.4166 | 58660363.95 | 65447452 | 70885055.7907 | 94480927.6313 | 93867300.4208 | 99816129.5978 | 98591311.3029 |  |  |  | EPCOR | #REF! | #REF! | #REF! | #REF! | 6.391% | 11.57% | 8.308% | 33.29% | -0.6495% | 6.337% | -1.227%
Sum of Four TFO |  | 620854577.6307 | 764282007.8182 | 888463045.1673 | 1105567458.7498 | 1265972260.4067 | 1636485309.5164 | 1865975346.782 | 1955532818.4975
Non Capital Costs |  | 2010 | 2011 | 2012 | 2013 | 2014 | 2015 | 2016 | 2017
AltaLink | AL Sch 1.0 | 63847612.82 | 63109125.7252 | 80562572.62 | 88488132.96 | 106294966.8395 | 99376335.9511 | 110225804.5 | 119961187.4278
ATCO Electric | AT Sch 1.0 | 61962862.8836 | 72583189.8027 | 82057090.4369 | 80655880.6493 | 82242392.7607 | 120992720.4954 | 142415701.4059 | 153608893.5529
ENMAX | EN Sch 1.0 | 20881000 | 23344655.79 | 27752369.31 | 32868000 | 36417000 | 38908000 | 34963000 | 38041000
EPCOR | EP Sch 1.0 | 18073084.0266 | 19055546 | 20716560 | 22545570.12 | 23710048.18 | 24706243.7 | 24725519 | 25785847
Sum of Four TFO |  | 164764559.7302 | 178092517.3179 | 211088592.3669 | 224557583.7293 | 248664407.7802 | 283983300.1465 | 312330024.9059 | 337396927.9807
Non Capital Costs/Rev Req |  | 2010 | 2011 | 2012 | 2013 | 2014 | 2015 | 2016 | 2017 | 2018f | 2019f | 2020f
AltaLink |  | 22.52% | 17.94% | 21.28% | 17.94% | 19.59% | 13.29% | 13.04% | 13.47%
ATCO Electric |  | 25.37% | 23.17% | 20.4% | 16.58% | 14.59% | 16.78% | 16.84% | 17.37%
ENMAX |  | 55.06% | 57.54% | 65.72% | 60% | 55.85% | 52.63% | 46.5% | 46.47%
EPCOR |  | 32.78% | 32.48% | 31.65% | 31.81% | 25.1% | 26.32% | 24.77% | 26.15%
Combined for TFOs |  | 26.54% | 23.3% | 23.76% | 20.31% | 19.64% | 17.35% | 16.74% | 17.25% | 17.11% | 17.11% | 17.11%
Costs are Forecast based on GTA, and updated with Actuals where available.
Change in Non-capital costs/Rev. Requirement |  | #REF! | -12.2% | 1.961% | -14.51% | -3.295% | -11.65% | -3.544% | 3.079%
Revenue Requirement ($) |  | 2010 | 2011 | 2012 | 2013 | 2014 | 2015 | 2016 | 2017
Reference
AltaLink | AL Sch 1.0 | 45.67% | 46.02% | 42.61% | 44.62% | 42.86% | 45.68% | 45.3% | 45.55%
ATCO Electric | AT Sch 1.0 | 39.35% | 40.99% | 45.27% | 44.01% | 44.52% | 44.06% | 45.32% | 45.23%
ENMAX | EN Sch 1.0 | 6.108% | 5.309% | 4.753% | 4.955% | 5.151% | 4.518% | 4.03% | 4.186%
EPCOR | EP Sch 1.0 | 8.881% | 7.675% | 7.366% | 6.412% | 7.463% | 5.736% | 5.349% | 5.042%
|  | 100% | 100% | 100% | 100% | 100% | 100% | 100% | 100%
|  | 2010 | 2011 | 2012 | 2013 | 2014 | 2015 | 2016 | 2017
Altalink and ATCO |  | 85.01% | 87.02% | 87.88% | 88.63% | 87.39% | 89.75% | 90.62% | 90.77%
ENMAX and EPCOR |  | 14.99% | 12.98% | 12.12% | 11.37% | 12.61% | 10.25% | 9.379% | 9.228%
Forecast

## Sum 2.0
Non Capital Costs |  | 2010 | 2011 | 2012 | 2013 | 2014 | 2015 | 2016 | 2017
Reference
AltaLink | AL Sch 1.0 | 63847612.82 | 63109125.7252 | 80562572.62 | 88488132.96 | 106294966.8395 | 99376335.9511 | 110225804.5 | 119961187.4278
ATCO Electric | AT Sch 1.0 | 61962862.8836 | 72583189.8027 | 82057090.4369 | 80655880.6493 | 82242392.7607 | 120992720.4954 | 142415701.4059 | 153608893.5529
ENMAX | EN Sch 1.0 | 20881000 | 23344655.79 | 27752369.31 | 32868000 | 36417000 | 38908000 | 34963000 | 38041000
EPCOR | EP Sch 1.0 | 18073084.0266 | 19055546 | 20716560 | 22545570.12 | 23710048.18 | 24706243.7 | 24725519 | 25785847
Total |  | 164764559.7302 | 178092517.3179 | 211088592.3669 | 224557583.7293 | 248664407.7802 | 283983300.1465 | 312330024.9059 | 337396927.9807
O&M Costs |  | 2010 | 2011 | 2012 | 2013 | 2014 | 2015 | 2016 | 2017
Reference
AltaLink | AL Sch 4.0 | 41519691.34 | 44389899.7985 | 46880670.49 | 49937269.6 | 67070360.03 | 73452387.2261 | 80601666.57 | 86906067.59
ATCO Electric | AT Sch 4.0 | 40152922.3106 | 45495352.0312 | 56044843.288 | 53904517.6793 | 55091052.9756 | 63622958.215 | 82215858.954 | 87211757.8574
ENMAX | EN Sch 4.0 | 16509704 | 18732162.74 | 23784461.17 | 26673677.2614 | 29551449.6156 | 29796774.2783 | 29915391.7252 | 29718538.5397
EPCOR | EP Sch 4.0 | 11792645 | 12294540 | 13417053 | 15487351.26 | 16734936.08 | 18248336 | 17570813 | 17926644
Total |  | 109974962.6506 | 120911954.5697 | 140127027.948 | 146002815.8006 | 168447798.7011 | 185120455.7194 | 210303730.2492 | 221763007.9871
G&A Costs |  | 2010 | 2011 | 2012 | 2013 | 2014 | 2015 | 2016 | 2017
Reference
AltaLink | AL Sch 4.0 | 32948633.12 | 34170319.6315 | 32221191.39 | 35452852.41 | 43524476.5205 | 50486877.245 | 58858667.54 | 68597454.5622
ATCO Electric | AT Sch 4.0 | 21809940.5729 | 27087837.7715 | 26105292.0489 | 26868211.6593 | 27151339.7851 | 57408029.9524 | 60240310.5149 | 66439930.6722
ENMAX | EN Sch 4.0 | 4370908 | 4502035 | 4576915 | 6194322.7386 | 6865550.3844 | 6609225.7217 | 6452608.2748 | 6642461.4603
EPCOR | EP Sch 4.0 | 6280439.0266 | 6761006 | 7299507 | 7058218.86 | 6975112.1 | 6457907.7 | 7154706 | 7859203
Total |  | 65409920.7195 | 72521198.403 | 70202905.4389 | 75573605.6679 | 84516478.79 | 120962040.619 | 132706292.3298 | 149539049.6947
O&M Costs / Non Cap Costs |  | 2010 | 2011 | 2012 | 2013 | 2014 | 2015 | 2016 | 2017
AltaLink |  | 65.03% | 70.34% | 58.19% | 56.43% | 63.1% | 73.91% | 73.12% | 72.45%
ATCO Electric |  | 64.8% | 62.68% | 68.3% | 66.83% | 66.99% | 52.58% | 57.73% | 56.78%
ENMAX |  | 79.07% | 80.24% | 85.7% | 81.15% | 81.15% | 76.58% | 85.56% | 78.12%
EPCOR |  | 65.25% | 64.52% | 64.76% | 68.69% | 70.58% | 73.86% | 71.06% | 69.52%
Average |  | 66.75% | 67.89% | 66.38% | 65.02% | 67.74% | 65.19% | 67.33% | 65.73%

## Sum 3.0
Functionalized O&M Costs
AltaLink ($) | Reference | 2010 | 2011 | 2012 | 2013 | 2014 | 2015 | 2016 | 2017
Bulk | AL Sch 5.3 | 16369013.425 | 16794554.6898 | 18192042.8832 | 19268702.386 | 23079045.8805 | 23321857.7567 | 25413015.5372 | 27164655.5293
Regional | AL Sch 5.3 | 17505830.7158 | 18182885.8246 | 19634280.7097 | 21014821.2742 | 26186164.8605 | 25857805.6876 | 28284788.848 | 30415864.8241
POD | AL Sch 5.3 | 13871815.1992 | 15452823.9018 | 15040412.7151 | 15245674.2805 | 24066563.0473 | 23813636.4099 | 26197341.0666 | 28416726.594
Total |  | 47746659.34 | 50430264.4162 | 52866736.308 | 55529197.9407 | 73331773.7884 | 72993299.8543 | 79895145.4518 | 85997246.9474
ATCO Electric ($) | Reference | 2010 | 2011 | 2012 | 2013 | 2014 | 2015 | 2016 | 2017
Bulk | AT Sch 5.2 | 8495763.3997 | 10723843.8597 | 13003086.1609 | 11908026.0162 | 10739088.3799 | 16362369.3785 | 19780486.5198 | 20477330.0492
Regional | AT Sch 5.2 | 17175164.9211 | 20005675.6828 | 22980342.2841 | 21801364.2938 | 21976010.1523 | 28498266.2841 | 33697245.3953 | 35363805.2443
POD | AT Sch 5.2 | 14481993.9898 | 14765832.4887 | 20061414.843 | 20195127.3692 | 22375954.4435 | 18762322.5524 | 28738127.0389 | 31370622.5639
Total |  | 40152922.3106 | 45495352.0312 | 56044843.288 | 53904517.6793 | 55091052.9756 | 63622958.215 | 82215858.954 | 87211757.8574
ENMAX ($) | Reference | 2010 | 2011 | 2012 | 2013 | 2014 | 2015 | 2016 | 2017
Bulk | EN Sch 5.1 | 397739.96 | 451281.8285 | 572998.1805 | 642603.1079 | 711932.3361 | 717842.5171 | 720700.1648 | 715957.7198
Regional | EN Sch 5.1 | 5889078.5169 | 6681838.3858 | 8484013.8717 | 9514608.9595 | 10541122.0404 | 10628630.2971 | 10670941.6616 | 10600723.3203
POD | EN Sch 5.1 | 10222885.5231 | 11599042.5257 | 14727449.1178 | 16516465.194 | 18298395.239 | 18450301.4642 | 18523749.8987 | 18401857.4996
Total |  | 16509704 | 18732162.74 | 23784461.17 | 26673677.2614 | 29551449.6156 | 29796774.2783 | 29915391.7252 | 29718538.5397
EPCOR ($) | Reference | 2010 | 2011 | 2012 | 2013 | 2014 | 2015 | 2016 | 2017
Bulk | EP Sch 5.2 | 2204036.581 | 2238297.5531 | 2451650.3979 | 2904391.4349 | 3123971.2405 | 3395659.3344 | 3451955.0378 | 3514100.5011
Regional | EP Sch 5.2 | 3247437.416 | 3354327.5146 | 3758569.3119 | 4399239.9809 | 4733822.5292 | 4989997.788 | 4962481.3811 | 5063402.0995
POD | EP Sch 5.2 | 6341171.003 | 6701914.9323 | 7206833.2902 | 8183719.8442 | 8877142.3103 | 9862678.8776 | 9156376.5811 | 9349141.3994
Total |  | 11792645 | 12294540 | 13417053 | 15487351.26 | 16734936.08 | 18248336 | 17570813 | 17926644
Combined TFOs ($) |  | 2010 | 2011 | 2012 | 2013 | 2014 | 2015 | 2016 | 2017
Bulk |  | 27466553.3658 | 30207977.9311 | 34219777.6226 | 34723722.9451 | 37654037.837 | 43797728.9867 | 49366157.2596 | 51872043.7994
Regional |  | 43817511.5698 | 48224727.4077 | 54857206.1774 | 56730034.5084 | 63437119.5824 | 69974700.0567 | 77615457.2861 | 81443795.4882
POD |  | 44917865.7151 | 48519613.8485 | 57036109.966 | 60140986.6879 | 73618055.0401 | 70888939.3041 | 82615594.5853 | 87538348.0568
Total |  | 116201930.6506 | 126952319.1873 | 146113093.7659 | 151594744.1414 | 174709212.4595 | 184661368.3476 | 209597209.131 | 220854187.3445
AltaLink (%) |  | 2010 | 2011 | 2012 | 2013 | 2014 | 2015 | 2016 | 2017
Bulk |  | 34.28% | 33.3% | 34.41% | 34.7% | 31.47% | 31.95% | 31.81% | 31.59%
Regional |  | 36.66% | 36.06% | 37.14% | 37.84% | 35.71% | 35.42% | 35.4% | 35.37%
POD |  | 29.05% | 30.64% | 28.45% | 27.46% | 32.82% | 32.62% | 32.79% | 33.04%
Total |  | 100% | 100% | 100% | 100% | 100% | 100% | 100% | 100%
ATCO Electric (%) |  | 2010 | 2011 | 2012 | 2013 | 2014 | 2015 | 2016 | 2017
Bulk |  | 21.16% | 23.57% | 23.2% | 22.09% | 19.49% | 25.72% | 24.06% | 23.48%
Regional |  | 42.77% | 43.97% | 41% | 40.44% | 39.89% | 44.79% | 40.99% | 40.55%
POD |  | 36.07% | 32.46% | 35.8% | 37.46% | 40.62% | 29.49% | 34.95% | 35.97%
Total |  | 100% | 100% | 100% | 100% | 100% | 100% | 100% | 100%
ENMAX (%) |  | 2010 | 2011 | 2012 | 2013 | 2014 | 2015 | 2016 | 2017
Bulk |  | 2.409% | 2.409% | 2.409% | 2.409% | 2.409% | 2.409% | 2.409% | 2.409%
Regional |  | 35.67% | 35.67% | 35.67% | 35.67% | 35.67% | 35.67% | 35.67% | 35.67%
POD |  | 61.92% | 61.92% | 61.92% | 61.92% | 61.92% | 61.92% | 61.92% | 61.92%
Total |  | 100% | 100% | 100% | 100% | 100% | 100% | 100% | 100%
EPCOR (%) |  | 2010 | 2011 | 2012 | 2013 | 2014 | 2015 | 2016 | 2017
Bulk |  | 18.69% | 18.21% | 18.27% | 18.75% | 18.67% | 18.61% | 19.65% | 19.6%
Regional |  | 27.54% | 27.28% | 28.01% | 28.41% | 28.29% | 27.34% | 28.24% | 28.25%
POD |  | 53.77% | 54.51% | 53.71% | 52.84% | 53.05% | 54.05% | 52.11% | 52.15%
Total |  | 100% | 100% | 100% | 100% | 100% | 100% | 100% | 100%
Trended
Combined TFOs (%) |  | 2010 | 2011 | 2012 | 2013 | 2014 | 2015 | 2016 | 2017 | 2018 | 2019 | 2020
Bulk |  | 23.64% | 23.79% | 23.42% | 22.91% | 21.55% | 23.72% | 23.55% | 23.49% | 23.36% | 23.24% | 23.12%
Regional |  | 37.71% | 37.99% | 37.54% | 37.42% | 36.31% | 37.89% | 37.03% | 36.88% | 36.25% | 35.74% | 35.23%
POD |  | 38.66% | 38.22% | 39.04% | 39.67% | 42.14% | 38.39% | 39.42% | 39.64% | 40.39% | 41.02% | 41.64%
Total |  | 100% | 100% | 100% | 100% | 100% | 100% | 100% | 100% | 100% | 100% | 100%

## Sum 3.1
Breakdown of O&M Costs to Classify | 2010 | 2011 | 2012 | 2013 | 2014 | 2015 | 2016 | 2017
Sum of Four TFO's
Bulk | 27466553.3658 | 30207977.9311 | 34219777.6226 | 34723722.9451 | 37654037.837 | 43797728.9867 | 49366157.2596 | 51872043.7994
Regional | 43817511.5698 | 48224727.4077 | 54857206.1774 | 56730034.5084 | 63437119.5824 | 69974700.0567 | 77615457.2861 | 81443795.4882
POD | 44917865.7151 | 48519613.8485 | 57036109.966 | 60140986.6879 | 73618055.0401 | 70888939.3041 | 82615594.5853 | 87538348.0568
Total | 116201930.6506 | 126952319.1873 | 146113093.7659 | 151594744.1414 | 174709212.4595 | 184661368.3476 | 209597209.131 | 220854187.3445
Separation of O&M Costs into Fuel/Variable and Other | 2010 | 2011 | 2012 | 2013 | 2014 | 2015 | 2016 | 2017
Fuel and Variable O&M
Bulk | 0 | 0 | 0 | 0 | 0 | 0 | 0 | 0
Regional | 6698362.5957 | 6251475.3775 | 6279983.0205 | 7238414.1594 | 8356796.6358 | 6620347.3405 | 8837775.41 | 9534423.9946
POD | 6014986.4672 | 5613691.2953 | 5639290.5495 | 6499941.2306 | 7504224.7947 | 5944930.4353 | 7936133.4553 | 8561708.9969
Total | 12713349.0629 | 11865166.6728 | 11919273.57 | 13738355.39 | 15861021.4305 | 12565277.7757 | 16773908.8653 | 18096132.9915
Other O&M Costs
Bulk | 27466553.3658 | 30207977.9311 | 34219777.6226 | 34723722.9451 | 37654037.837 | 43797728.9867 | 49366157.2596 | 51872043.7994
Regional | 37119148.9741 | 41973252.0302 | 48577223.1569 | 49491620.349 | 55080322.9465 | 63354352.7163 | 68777681.8761 | 71909371.4937
POD | 38902879.2479 | 42905922.5532 | 51396819.4165 | 53641045.4573 | 66113830.2455 | 64944008.8689 | 74679461.13 | 78976639.0599
Total | 103488581.5878 | 115087152.5145 | 134193820.1959 | 137856388.7514 | 158848191.029 | 172096090.5718 | 192823300.2657 | 202758054.3529

## AL Sch 1.0
TFO Cost Data - AltaLink
All Values in $
AltaLink | 2010 | 2011 | 2012 | 2013 | 2014 | 2015 | 2016 | 2017 | 2018 | MFR Source
Fuel | 0 | 0 | 0 | 0 | 0 | 0 | 0 | 0 | 0 | NA
Operating Costs | 92445702.96 | 95985179.48 | 102628262.49 | 115556192.48 | 140477036.33 | 142516073.88 | 156679378.52 | 174297423.95 | 175036964.29 | line 8 schd 3-1
Depreciation | 90118235.7539 | 94488653.66 | 102200180.5104 | 142187419.7639 | 173930781.9292 | 251370516.4135 | 305948336.3079 | 298802059.5308 | 314018520.0596 | line 9 schd 3-2
Return on Rate Base | 83780833.6383 | 132166330.3041 | 162843444.7863 | 207243267.822 | 203604404.5988 | 300650401.6996 | 391748579.3244 | 425039692.4883 | 436876863.0987 | line 10 schd 3-3
Income Tax Expense | 12375393.5719 | 19101222.4289 | 20450734.4406 | 40600592.088 | 37957127.8591 | 61882736.7715 | -79.9911 | 88.5246 | 74.7772 | line 12 schd 3-4
Revenue Offsets | -7084000 | -7265801.0448 | -9588029.06 | -12253476.77 | -13311498.5 | -8796911.9439 | -9022110.58 | -7479990.4702 | -7481238.9502 | line 11 schd 3-5
Hearings, Self Ins, Other Taxes | 11879723.29 | 17277059.04 | 13829183 | 14099374 | 12262234.4205 | 25133852.435 | 29855199.94 | 37164175.2822 | 39093825.3022 | Schedule 29.2 Line 10-14 + Schedule 29.1 Line 06 + Schedule 5.6 Line 04
Revenue Requirement | 283515889.2141 | 351752643.8682 | 378534593.1673 | 493333995.3839 | 542657852.2171 | 747622816.8208 | 845354103.5812 | 890659274.0235 | 918451183.2753 | line 13 schd 3-1
Capital Related Costs | 2010 | 2011 | 2012 | 2013 | 2014 | 2015 | 2016 | 2017 | 2018
Depreciation | 90118235.7539 | 94488653.66 | 102200180.5104 | 142187419.7639 | 173930781.9292 | 251370516.4135 | 305948336.3079 | 298802059.5308 | 314018520.0596
Return on Rate Base | 83780833.6383 | 132166330.3041 | 162843444.7863 | 207243267.822 | 203604404.5988 | 300650401.6996 | 391748579.3244 | 425039692.4883 | 436876863.0987
Income Tax Expense | 12375393.5719 | 19101222.4289 | 20450734.4406 | 40600592.088 | 37957127.8591 | 61882736.7715 | -79.9911 | 88.5246 | 74.7772
Adjustments
Revenue Offsets (Sch 2.0) | -7785010.91 | -7905859.42 | -7785010.91 | -7905859.42 | -3996498.5 | -4972256.5 | -6622110.58 | -5079990.4702 | -5081238.9502
Hearings, Self Ins, Other Tax (Sch 3.0) | 22865612.33 | 24895043.96 | 13829183 | 14099374 | 12262234.4205 | 25133852.435 | 29855199.94 | 37164175.2822 | 39093825.3022
Annual Structure Payments (Sch 4.0) | 6433488.72 | 8621068.17 | 6433488.72 | 8621068.17 | 12604835.07 | 14181230.05 | 14198374.08 | 14772061.24 | 15232557.67
Total Capital Related | 207788553.1041 | 271366459.103 | 297972020.5473 | 404845862.4239 | 436362885.3776 | 648246480.8697 | 735128299.0812 | 770698086.5957 | 800140601.9575
Capital Related/Revenue Requirement | 73.29% | 77.15% | 78.72% | 82.06% | 80.41% | 86.71% | 86.96% | 86.53% | 87.12%
Non Capital Costs | 2010 | 2011 | 2012 | 2013 | 2014 | 2015 | 2016 | 2017 | 2018
Fuel | 0 | 0 | 0 | 0 | 0 | 0 | 0 | 0 | 0
Operating Costs | 92445702.96 | 95985179.48 | 102628262.49 | 115556192.48 | 140477036.33 | 142516073.88 | 156679378.52 | 174297423.95 | 175036964.29
Revenue Offsets | -7084000 | -7265801.0448 | -9588029.06 | -12253476.77 | -13311498.5 | -8796911.9439 | -9022110.58 | -7479990.4702 | -7481238.9502
Adjustments
Revenue Offsets (Sch 2.0) | 7785010.91 | 7905859.42 | 7785010.91 | 7905859.42 | 3996498.5 | 4972256.5 | 6622110.58 | 5079990.4702 | 5081238.9502
Hearings, Self Ins, Other Tax (Sch 3.0) | -22865612.33 | -24895043.96 | -13829183 | -14099374 | -12262234.4205 | -25133852.435 | -29855199.94 | -37164175.2822 | -39093825.3022
Annual Structure Payments (Sch 4.0) | -6433488.72 | -8621068.17 | -6433488.72 | -8621068.17 | -12604835.07 | -14181230.05 | -14198374.08 | -14772061.24 | -15232557.67
Total Non Capital Related | 63847612.82 | 63109125.7252 | 80562572.62 | 88488132.96 | 106294966.8395 | 99376335.9511 | 110225804.5 | 119961187.4278 | 118310581.3178
Non Capital Related/Revenue Requirement | 22.52% | 17.94% | 21.28% | 17.94% | 19.59% | 13.29% | 13.04% | 13.47% | 12.88%

## AL Sch 2.0
TFO Cost Data - AltaLink
All Values in $
AltaLink | 2010 | 2011 | 2012 | 2013 | 2014 | 2015 | 2016 | 2017 | 2018 | Source
Revenue Offsets
Fortis Agreement
TransAlta Agreement Transmission
TransAlta Agreement General Business
Services to Affiliate
Other Revenue
Lease Revenue (Land and Com Towers)
Total | 6680000 | 6619976.9748 | 9588029.06 | 12253476.77 | 13311498.5 | 8796911.9439 | 9022110.58 | 7479990.4702 | 7481238.9502 | schd 8-1 line 5
Fortis
Telecommunications
Joint Use
Miscellaneous
Fortis Sub Total |  |  |  |  | 3400000 | 3200000 | 3300000 | 3300000 | 3300000 | application
TransAlta
System Control Centre |  |  |  |  | 300000 | 300000 | 300000 | 300000 | 300000 | application
Meter Data
Telecommunications |  |  |  |  | 100000 | 100000 | 100000 | 100000 | 100000 | application
Maintenance & Technical Services
Sub Total TransAlta Service Agreements |  |  |  |  | 400000 | 400000 | 400000 | 400000 | 400000
First Nations | 636629.29 | 624827.9 |  |  | 600000 | 600000 | 600000 | 600000 | 600000 | application
Sub Total TransAlta Service Agreements | 636629.29 | 624827.9 |  |  | 600000 | 600000 | 600000 | 600000 | 600000
AltaLink | 404000 | 645824.07
Sub Total AltaLink | 404000 | 645824.07 |  |  | 5500000 | 1600000 | 900000 | 900000 | 900000 | application
Other Parties
Land Lease
Tower Lease
Other
Sub Total Other Parties |  |  |  |  | 3400000 | 2900000 | 3900000 | 2200000 | 2200000 | application
Total Miscellaneous Revenue | 7084000 | 7265801.0448 | 7785010.91 | 7905859.42 | 10096498.5 | 7172256.5 | 8122110.58 | 6579990.4702 | 6581238.9502 | schd 8-1 line 3
Capital Related (All except TransAlta Maint & Tech Services, First Nations, AltaLink)
Capital Related | 6043370.71 | 5995149.0748 | 7785010.91 | 7905859.42 | 3996498.5 | 4972256.5 | 6622110.58 | 5079990.4702 | 5081238.9502
Capital Related/Total Misc Rev | 85.31% | 82.51% |  |  | 39.58% | 69.33% | 81.53% | 77.2% | 77.21%
Non Capital Related Revenue Offsets
Maintenance & Technical Services |  |  | 0 | 0 | 0 | 0 | 0 | 0 | 0
First Nations | 636629.29 | 624827.9 | 637858.7 | 659733.48 | 600000 | 600000 | 600000 | 600000 | 600000
AltaLink | 404000 | 645824.07 | 1803018.15 | 4347617.35 | 5500000 | 1600000 | 900000 | 900000 | 900000
Sub Total - Non Capital Related | 1040629.29 | 1270651.97 | 2440876.85 | 5007350.83 | 6100000 | 2200000 | 1500000 | 1500000 | 1500000
Non Capital Related/Total Misc Rev | 14.69% | 17.49% | 25.46% | 40.86% | 45.83% | 25.01% | 16.63% | 20.05% | 20.05%

## AL Sch 3.0
TFO Cost Data
All Values in $
AltaLink | 2010 | 2011 | 2012 | 2013 | 2014 | 2015 | 2016 | 2017 | 2018 | Source
Hearings, Self Ins and Other Taxes | 11879723.29 | 17277059.04 | 13829183 | 14099374 | 12262234.4205 | 25133852.435 | 29855199.94 | 37164175.2822 | 39093825.3022 | Schedule 29.2 Line 10-14 + Schedule 29.1 Line 06 + Schedule 5.6 Line 04
Taxes Other Than Income Tax
Transmission Lines | 8361790 | 9083938.0997 |  |  | 9777772.9645 | 10741645.35 | 11828158.42 | 13142827.5778 | 13236366.5578 | Schd 5-6 line 1
Substations | 9780143.16 | 12370807.7303 |  |  | 19350703.8855 | 25478908.69 | 30522087.58 | 38915278.4222 | 39444173.4422 | Schd 5-6 line 4
Telecontrol
Buildings/Structures
Land
Business Tax |  |  | 224200 | 198900 | 198750 | 200000 | 200000 | 200000 | 200000 | Schd 5-6 line 3
Sub Total | 18141933.16 | 21454745.83 | 22865612.33 | 24895043.96 | 29327226.85 | 36420554.04 | 42550246 | 52258106 | 52880540
Capital Related (All Other Taxes except Business Tax)
Capital Related - Taxes Other than Income | 18141933.16 | 21454745.83 | 22865612.33 | 24895043.96 | 29128476.85 | 36220554.04 | 42350246 | 52058106 | 52680540
Capital Related/Hearings, etc
Non Capital Related (Hearings, Self Inc and Other Taxes)
Non Capital Related Hearings & Taxes
Non Capital Related/Hearings etc.

## AL Sch 4.0
Separation of Non Capital Costs into O&M and G&A
All Values in $
AltaLink | 2010 | 2011 | 2012 | 2013 | 2014 | 2015 | 2016 | 2017 | 2018 | Source
Non Capital Costs
Fuel | 0 | 0 | 0 | 0 | 0 | 0 | 0 | 0 | 0
Operaing Costs | 92445702.96 | 95985179.48 | 102628262.49 | 115556192.48 | 140477036.33 | 142516073.88 | 156679378.52 | 174297423.95 | 175036964.29
Revenue Offsets | -7084000 | -7265801.0448 | -9588029.06 | -12253476.77 | -13311498.5 | -8796911.9439 | -9022110.58 | -7479990.4702 | -7481238.9502
Hearings, Self Ins and Other Taxes | 11879723.29 | 17277059.04 | 13829183 | 14099374 | 12262234.4205 | 25133852.435 | 29855199.94 | 37164175.2822 | 39093825.3022
Adjustments
Revenue Offsets (Sch 2.0) | 7785010.91 | 7905859.42 | 7785010.91 | 7905859.42 | 3996498.5 | 4972256.5 | 6622110.58 | 5079990.4702 | 5081238.9502
Hearings, Self Ins, Other Tax (Sch 3.0) | -22865612.33 | -24895043.96 | -13829183 | -14099374 | -12262234.4205 | -25133852.435 | -29855199.94 | -37164175.2822 | -39093825.3022
Annual Structure Payments (Sch 4.0) | -6433488.72 | -8621068.17 | -6433488.72 | -8621068.17 | -12604835.07 | -14181230.05 | -14198374.08 | -14772061.24 | -15232557.67
Total Non Capital Related Costs | 75727336.11 | 80386184.7652 | 94391755.62 | 102587506.96 | 118557201.26 | 124510188.3861 | 140081004.44 | 157125362.71 | 157404406.62
Operating Costs
Net Salaries & Wages | 30993038.92 | 29407711.0985 | 35565126.87 | 39893935.82 | 44783363.34 | 45469264.98 | 48190290.84 | 51371264.42 | 52035992.12 | Schedule 5.4 (lines 1,2) and 25.4 (lines 2,3)
Brushing | 6226970.24 | 6175581.42 | 6215178 | 6208876 | 6978243.23 | 7228971.95 | 7583178.56 | 7806288.2 | 8115380.72 | Sch 5-1 line 9
Other Contracted Manpower | 11567281.71 | 16252840.67 | 13118561.77 | 14390951.13 | 31601996.69 | 24578805.74 | 27228197.17 | 30128514.97 | 28296421.19 | Sum of Schedule 5.4 (line 3) and 25.4 (line 4) minus Brushing (row 19)
Total Labour | 42560320.63 | 45660551.7685 | 48683688.64 | 54284886.95 | 76385360.03 | 77277042.67 | 83001666.57 | 89306067.59 | 88447794.03
Materials & Supplies
Office Expenses
Staff Expenses
Vehicles
Community Relations, Training & Other Expenses
Non-Labour - Indirect
Non-Labour - Direct
Buildings
Telecom
General Operating Expense | 21068909.83 | 16893260.5915 | 18392008.39 | 21353478.41 | 31262242.1 | 25353024.81 | 29003467.6 | 31433279.28 | 29833011.16 | Sum of Schedule 5.4 (lines 4) and 25.4 (lines 5) minus 5.2 (line 41)
Annual Structure Payments * | 4796389.55 | 5985621.29 | 6433488.72 | 8621068.17 | 12604835.07 | 14181230.05 | 14198374.08 | 14772061.24 | 15232557.67 | Schedule 5.2 (line 41)
Operating Expense | 68425620.01 | 68539433.65 | 73509185.75 | 84259433.53 | 120252437.2 | 116811297.53 | 126203508.25 | 135511408.11 | 133513362.86
Net Revenue Offsets |  |  | -1803018.15 | -4347617.35 | -9315000 | -3824655.4439 | -2400000 | -2400000 | -2400000
Net Hearings, Self Ins, Other Taxes |  |  | 13829183 | 14099374 | 12262234.4205 | 25133852.435 | 29855199.94 | 37164175.2822 | 39093825.3022
Annual Structure Payments * |  |  | -6433488.72 | -8621068.17 | -12604835.07 | -14181230.05 | -14198374.08 | -14772061.24 | -15232557.67
Total Non Capital Costs |  |  | 79101861.88 | 85390122.01 | 110594836.5505 | 123939264.4711 | 139460334.11 | 155503522.1522 | 154974630.4922
* Considered Capital for this Study
O&M
Total Labour | 42560320.63 | 45660551.7685 | 48683688.64 | 54284886.95 | 76385360.03 | 77277042.67 | 83001666.57 | 89306067.59 | 88447794.03
Net Revenue Offsets | -1040629.29 | -1270651.97 | -1803018.15 | -4347617.35 | -9315000 | -3824655.4439 | -2400000 | -2400000 | -2400000
Sub Total | 41519691.34 | 44389899.7985 | 46880670.49 | 49937269.6 | 67070360.03 | 73452387.2261 | 80601666.57 | 86906067.59 | 86047794.03
G&A
General Operating Expense | 21068909.83 | 16893260.5915 | 18392008.39 | 21353478.41 | 31262242.1 | 25353024.81 | 29003467.6 | 31433279.28 | 29833011.16
Hearings, Self Ins, Other Taxes | 11879723.29 | 17277059.04 | 13829183 | 14099374 | 12262234.4205 | 25133852.435 | 29855199.94 | 37164175.2822 | 39093825.3022
Sub Total | 32948633.12 | 34170319.6315 | 32221191.39 | 35452852.41 | 43524476.5205 | 50486877.245 | 58858667.54 | 68597454.5622 | 68926836.4622
Total Non Capital Related Costs | 74468324.46 | 78560219.43 | 79101861.88 | 85390122.01 | 110594836.5505 | 123939264.4711 | 139460334.11 | 155503522.1522 | 154974630.4922

## AL Sch 5.0
Break Down of Net Salary and Wages | 2010 | 2011 | 2012 | 2013 | 2014 | 2015 | 2016 | 2017 | 2018 | GTA Source
Salaries and Wages | 30993038.92 | 29407711.0985 | 35565126.87 | 39893935.82 | 44783363.34 | 45469264.98 | 48190290.84 | 51371264.42 | 52035992.12
Net Salary and Wages breakdown by Group Based on FTE
560 - Supervision & Engineering | 13 | 16 | 18 | 25 | 23 | 20 | 22 | 20 | 20 | table 5.3.2-4
561 - Control Centre Operations | 39 | 37 | 42 | 43 | 45 | 45 | 44 | 44 | 44 | table 5.3.3-4
562 - Station Equipment Maint | 35 | 34.6 | 39.6 | 37.6 | 40.6 | 55.2 | 54.2 | 52.2 | 52.2 | table 5.3.4-5
563 - Overhead Line Expenses | 12.6 | 10.6 | 13 | 12 | 13 | 13 | 13 | 13 | 13 | table 5.3.5-6
566 - O & M Misc Transmission | 52.8 | 58.2 | 68.6 | 76.6 | 76.2 | 74.4 | 73.8 | 73.8 | 70.8 | table 5.3.7-4
571.1 - Vegetation management | 1 | 1 | 2 | 2 | 2 | 2 | 2 | 2 | 2 | table 5.3.10-8
575 - Operations & Maintenance IT support | 7 | 9 | 11 | 11 | 11 | 11 | 12 | 12 | 12 | table 5.3.11-4
920 - Administrative and General Salaries | 58.2 | 56.4 | 61.6 | 60.6 | 64.6 | 78.6 | 73.6 | 71.6 | 71.6 | table 25.2.1-3
934 - IT G&A expense | 11 | 13 | 13 | 16 | 15.6 | 15.6 | 16.6 | 16.6 | 16.6 | table 25.2.20-4
935 - Maintenance of General Plant | 3 | 3 | 4 | 4 | 5 | 6 | 4 | 6 | 6 | table 25.2.21-4
Total | 232.6 | 238.8 | 272.8 | 287.8 | 296 | 320.8 | 315.2 | 311.2 | 308.2
Proportion of Net Salary and Wages on basis of FTE
560 - Supervision & Engineering | 5.589% | 6.7% | 6.598% | 8.687% | 7.77% | 6.234% | 6.98% | 6.427% | 6.489%
561 - Control Centre Operations | 16.77% | 15.49% | 15.4% | 14.94% | 15.2% | 14.03% | 13.96% | 14.14% | 14.28%
562 - Station Equipment Maint | 15.05% | 14.49% | 14.52% | 13.06% | 13.72% | 17.21% | 17.2% | 16.77% | 16.94%
563 - Overhead Line Expenses | 5.417% | 4.439% | 4.765% | 4.17% | 4.392% | 4.052% | 4.124% | 4.177% | 4.218%
566 - O & M Misc Transmission | 22.7% | 24.37% | 25.15% | 26.62% | 25.74% | 23.19% | 23.41% | 23.71% | 22.97%
571.1 - Vegetation management | 0.4299% | 0.4188% | 0.7331% | 0.6949% | 0.6757% | 0.6234% | 0.6345% | 0.6427% | 0.6489%
575 - Operations & Maintenance IT support | 3.009% | 3.769% | 4.032% | 3.822% | 3.716% | 3.429% | 3.807% | 3.856% | 3.894%
920 - Administrative and General Salaries | 25.02% | 23.62% | 22.58% | 21.06% | 21.82% | 24.5% | 23.35% | 23.01% | 23.23%
934 - IT G&A expense | 4.729% | 5.444% | 4.765% | 5.559% | 5.27% | 4.863% | 5.266% | 5.334% | 5.386%
935 - Maintenance of General Plant | 1.29% | 1.256% | 1.466% | 1.39% | 1.689% | 1.87% | 1.269% | 1.928% | 1.947%
Total | -100% | 0% | 100% | 100% | 100% | 100% | 100% | 200% | 300%
Net Salary and Wages by Group
560 - Supervision & Engineering | 1732199.0798 | 1970365.9027 | 2346672.5941 | 3465421.8051 | 3479788.3676 | 2834742.2057 | 3363535.5282 | 3301495.1427 | 3376767.8209
561 - Control Centre Operations | 5196597.2394 | 4556471.1501 | 5475569.3861 | 5960525.5047 | 6808281.5889 | 6378169.9629 | 6727071.0563 | 7263289.3139 | 7428889.206
562 - Station Equipment Maint | 4663612.9071 | 4260916.2647 | 5162679.7069 | 5211994.3948 | 6142582.9446 | 7823888.4878 | 8286528.4376 | 8616902.3224 | 8813364.0125
563 - Overhead Line Expenses | 1678900.6466 | 1305367.4106 | 1694819.0957 | 1663402.4664 | 1966836.9034 | 1842582.4337 | 1987543.7212 | 2145971.8427 | 2194899.0836
566 - O & M Misc Transmission | 7035393.1856 | 7167205.9712 | 8943429.9974 | 10618052.4107 | 11528690.1571 | 10545241.0053 | 11283132.8172 | 12182517.0765 | 11953758.086
571.1 - Vegetation management | 133246.0831 | 123147.8689 | 260741.3993 | 277233.7444 | 302590.2928 | 283474.2206 | 305775.9571 | 330149.5143 | 337676.7821
575 - Operations & Maintenance IT support | 932722.5814 | 1108330.8203 | 1434077.6964 | 1524785.5942 | 1664246.6106 | 1559108.2132 | 1834655.7426 | 1980897.0856 | 2026060.6925
920 - Administrative and General Salaries | 7754922.0342 | 6945539.8072 | 8030835.0997 | 8400182.4555 | 9773666.4587 | 11140536.8685 | 11252555.2215 | 11819352.6108 | 12088828.7988
934 - IT G&A expense | 1465704.9137 | 1465705.9137 | 1465706.9137 | 1600922.296 | 1643374.8125 | 1752011.5486 | 1831419.3258 | 1831420.3258 | 1831421.3258
935 - Maintenance of General Plant | 399738.2492 | 369443.6068 | 521482.7987 | 554467.4888 | 756475.7321 | 850422.6617 | 611551.9142 | 990448.5428 | 1013030.3463
Total | 30993036.92 | 29272494.7162 | 35336014.688 | 39276988.1607 | 44066533.8684 | 45010177.6082 | 47483769.7218 | 50462443.7774 | 51064696.1545

## AL Sch 5.1
Development of Allocators - AltaLink
All:AL:1a. Line Length Allocator
Voltage | kM | Bulk | Regional | POD
69 | 546.2 |  | 546.2
138 | 6229.3 |  | 6229.3
240 | 5418.4 | 5418.4
500 | 759.49 | 759.49
Line Length | 12953.39 | 6177.89 | 6775.5 | 0
AltaLink Line Length Allocator |  | 47.69% | 52.31% | 0%
All:AL:1b. Land Owner Allocator (1 for each 1/2 mile of line, 1 for each substation)
Voltage | Land Owners | Bulk | Regional | POD
69 | 678.931 |  | 678.931 | 0
138 | 7743.0702 |  | 7743.0702 | 0
240 | 6735.115 | 6735.115
500 | 944.0522 | 944.0522
Substations | 309 | 11.7114 | 38.7376 | 258.551
Land Owners | 16410.1684 | 7690.8786 | 8460.7389 | 258.551
AltaLink Land Owner Allocator |  | 46.87% | 51.56% | 1.576%
All:AL:2. Line Brushing Allocator (Line Length X Width - Sq kM)
Voltage | Area | Bulk | Regional | POD
69 (15 m) | 8.193 |  | 8.193 | 0
138 (20 m) | 124.586 |  | 124.586 | 0
240 (40 m) | 216.736 | 216.736
500 (55 m) | 41.772 | 41.772
Area | 391.2869 | 258.5079 | 132.779 | 0
AltaLink Line Brushing Allocator |  | 66.07% | 33.93% | 0%
All:AL:3. Substation Allocator (Substation Costs) |  | Bulk | Regional | POD
AltaLink Substation Allocator |  | 17.68% | 18.43% | 63.89%
All:AL:4. Combined Line and Substation allocator |  | Bulk | Regional | POD
Number of Lines | 417 | 97 | 215 | 105
Number of Substations | 309 | 54.6212 | 56.9621 | 197.4167
Total number of lines and substations | 726 | 151.6212 | 271.9621 | 302.4167
Combined Line and Substation Count Allocator |  | 20.88% | 37.46% | 41.66%
Contracted Manpower (same as 2014 Study) |  | 19.39% | 27.96% | 52.66%

## AL Sch 5.2
O&M Costs Applied to Allocators - AltaLink | 2010 | 2011 | 2012 | 2013 | 2014 | 2015 | 2016 | 2017 | 2018
Allocate Net Salaries and Wages
561 - Control Centre Operations | 5196597.2394 | 4556471.1501 | 5475569.3861 | 5960525.5047 | 6808281.5889 | 6378169.9629 | 6727071.0563 | 7263289.3139 | 7428889.206
Allocator (All:AL:4)
Bulk | 1085281.5046 | 951594.5989 | 1143543.3435 | 1244823.8318 | 1421873.1501 | 1332046.6403 | 1404912.7653 | 1516899.0768 | 1551483.7274
Local | 1946663.3723 | 1706869.9163 | 2051167.3073 | 2232833.5534 | 2550405.9266 | 2389284.6179 | 2519984.1791 | 2720853.4005 | 2782887.6952
POD | 2164652.3625 | 1898006.635 | 2280858.7353 | 2482868.1195 | 2836002.5122 | 2656838.7047 | 2802174.112 | 3025536.8366 | 3094517.7833
Total | 5196597.2394 | 4556471.1501 | 5475569.3861 | 5960525.5047 | 6808281.5889 | 6378169.9629 | 6727071.0563 | 7263289.3139 | 7428889.206
562 - Station Equipment Maint | 4663612.9071 | 4260916.2647 | 5162679.7069 | 5211994.3948 | 6142582.9446 | 7823888.4878 | 8286528.4376 | 8616902.3224 | 8813364.0125
Allocator (All:AL:3)
Bulk | 824376.0189 | 753192.269 | 912594.8977 | 921312.1405 | 1085810.1165 | 1383010.5913 | 1464790.3804 | 1523189.8045 | 1557917.881
Local | 859706.4197 | 785471.9377 | 951706.1076 | 960796.9465 | 1132344.8357 | 1442282.4738 | 1527567.111 | 1588469.3675 | 1624685.7902
POD | 2979530.4684 | 2722252.058 | 3298378.7017 | 3329885.3078 | 3924427.9924 | 4998595.4228 | 5294170.9462 | 5505243.1504 | 5630760.3413
Total | 4663612.9071 | 4260916.2647 | 5162679.7069 | 5211994.3948 | 6142582.9446 | 7823888.4878 | 8286528.4376 | 8616902.3224 | 8813364.0125
571.1 - Vegetation management | 133246.0831 | 123147.8689 | 260741.3993 | 277233.7444 | 302590.2928 | 283474.2206 | 305775.9571 | 330149.5143 | 337676.7821
Allocator (All:AL:2)
Bulk | 88030.464 | 81358.9698 | 172261.6219 | 183157.4678 | 199909.5454 | 187280.3058 | 202014.1889 | 218116.8427 | 223089.8135
Local | 45215.619 | 41788.8991 | 88479.7775 | 94076.2766 | 102680.7474 | 96193.9148 | 103761.7682 | 112032.6716 | 114586.9686
POD | 0 | 0 | 0 | 0 | 0 | 0 | 0 | 0 | 0
Total | 133246.0831 | 123147.8689 | 260741.3993 | 277233.7444 | 302590.2928 | 283474.2206 | 305775.9571 | 330149.5143 | 337676.7821
560 - Supervision & Engineering & 563 - Overhead Line Expenses | 3411099.7264 | 3275733.3133 | 4041491.6898 | 5128824.2715 | 5446625.2711 | 4677324.6395 | 5351079.2494 | 5447466.9854 | 5571666.9045
Allocator (All:AL:1)
Bulk | 1626863.6155 | 1562303.0017 | 1927517.9004 | 2446101.9223 | 2597671.4818 | 2230767.1673 | 2552102.4986 | 2598072.9226 | 2657307.8748
Local | 1784236.1109 | 1713430.3116 | 2113973.7894 | 2682722.3493 | 2848953.7893 | 2446557.4722 | 2798976.7508 | 2849394.0628 | 2914359.0297
POD | 0 | 0 | 0 | 0 | 0 | 0 | 0 | 0 | 0
Total | 3411099.7264 | 3275733.3133 | 4041491.6898 | 5128824.2715 | 5446625.2711 | 4677324.6395 | 5351079.2494 | 5447466.9854 | 5571666.9045
566 - O&M Misc Transmission | 7035393.1856 | 7167205.9712 | 8943429.9974 | 10618052.4107 | 11528690.1571 | 10545241.0053 | 11283132.8172 | 12182517.0765 | 11953758.086
Allocator (All:AL:4)
Bulk | 3355406.207 | 3418271.9811 | 4265410.5795 | 5064092.0877 | 5498404.6365 | 5029365.9771 | 5381290.4113 | 5810235.8087 | 5701133.2587
Local | 3679986.9786 | 3748933.9901 | 4678019.4179 | 5553960.3231 | 6030285.5206 | 5515875.0282 | 5901842.406 | 6372281.2678 | 6252624.8273
POD | 0 | 0 | 0 | 0 | 0 | 0 | 0 | 0 | 0
Total | 7035393.1856 | 7167205.9712 | 8943429.9974 | 10618052.4107 | 11528690.1571 | 10545241.0053 | 11283132.8172 | 12182517.0765 | 11953758.086
Total Allocated Net Salary
Bulk | 6979957.8101 | 6766720.8205 | 8421328.3429 | 9859487.4501 | 10803668.9303 | 10162470.6818 | 11005110.2444 | 11666514.4552 | 11690932.5554
Local | 8315808.5006 | 7996495.0548 | 9883346.3996 | 11524389.4489 | 12664670.8196 | 11890193.5068 | 12852132.2151 | 13643030.7702 | 13689144.3109
POD | 5144182.8309 | 4620258.6929 | 5579237.437 | 5812753.4273 | 6760430.5045 | 7655434.1275 | 8096345.0582 | 8530779.987 | 8725278.1247
Total | 20439949.1416 | 19383474.5683 | 23883912.1796 | 27196630.3262 | 30228770.2545 | 29708098.3161 | 31953587.5176 | 33840325.2124 | 34105354.991
Gross Up to Total Net Salary and Wages | 30993036.92 | 29272494.7162 | 35336014.688 | 39276988.1607 | 44066533.8684 | 45010177.6082 | 47483769.7218 | 50462443.7774 | 51064696.1545
Bulk | 10583690.2337 | 10218952.168 | 12459272.9943 | 14238932.0736 | 15749242.8177 | 15396967.031 | 16353848.2281 | 17397020.4506 | 17504404.1871
Local | 12609236.8476 | 12076130.0259 | 14622314.4231 | 16643359.9499 | 18462151.8145 | 18014607.1904 | 19098565.5741 | 20344387.0257 | 20496253.302
POD | 7800109.8387 | 6977412.5222 | 8254427.2705 | 8394696.1372 | 9855139.2361 | 11598603.3868 | 12031355.9196 | 12721036.3011 | 13064038.6654
Total | 30993036.92 | 29272494.7162 | 35336014.688 | 39276988.1607 | 44066533.8684 | 45010177.6082 | 47483769.7218 | 50462443.7774 | 51064696.1545

## AL Sch 5.3
O&M Costs Applied to Allocators | 2010 | 2011 | 2012 | 2013 | 2014 | 2015 | 2016 | 2017 | 2018 | Source
Brushing (Sch 4.0) | 6226970.24 | 6175581.42 | 6215178 | 6208876 | 6978243.23 | 7228971.95 | 7583178.56 | 7806288.2 | 8115380.72
Lines - Vegetation Management | 5783791 | 5695642 | 5602872 | 5478089 | 5995188.23 | 6414233.95 | 6619647.56 | 6829288.2 | 7138380.72 | table 5.3.10-3 USA 571.1
Substation - Vegetation Management | 443179 | 479939 | 612306 | 730787 | 983055 | 814738 | 963531 | 977000 | 977000
Total Vegetation Management | 6226970 | 6175581 | 6215178 | 6208876 | 6978243.23 | 7228971.95 | 7583178.56 | 7806288.2 | 8115380.72
Line Brushing Allocator (All:AL:2)
Bulk | 3821123.9977 | 3762887.4087 | 3701597.9062 | 3619158.6694 | 3960785.8611 | 4237632.9424 | 4373341.6626 | 4511843.0158 | 4716048.3278
Local | 1962667.0023 | 1932754.5913 | 1901274.0938 | 1858930.3306 | 2034402.3689 | 2176601.0076 | 2246305.8974 | 2317445.1842 | 2422332.3922
POD | 0 | 0 | 0 | 0 | 0 | 0 | 0 | 0 | 0
Total | 5783791 | 5695642 | 5602872 | 5478089 | 5995188.23 | 6414233.95 | 6619647.56 | 6829288.2 | 7138380.72
Substation Brushing Allocator (All:AL:3)
Bulk | 78339.7222 | 84837.702 | 108235.9091 | 129179.5202 | 173772.3485 | 144019.3434 | 170321.1364 | 172702.0202 | 172702.0202
Local | 81697.1389 | 88473.6035 | 112874.5909 | 134715.7854 | 181219.7348 | 150191.601 | 177620.6136 | 180103.5354 | 180103.5354
POD | 283142.1389 | 306627.6944 | 391195.5 | 466891.6944 | 628062.9167 | 520527.0556 | 615589.25 | 624194.4444 | 624194.4444
Total | 443179 | 479939 | 612306 | 730787 | 983055 | 814738 | 963531 | 977000 | 977000
Contracted Manpower | 11567281.71 | 16252840.67 | 13118561.77 | 14390951.13 | 31601996.69 | 24578805.74 | 27228197.17 | 30128514.97 | 28296421.19
Allocator (All:AL:4)
Bulk | 2242618.9819 | 3151036.6835 | 2543375.0451 | 2790060.8787 | 6126870.5493 | 4765241.9719 | 5278895.539 | 5841197.7216 | 5485998.6013
Local | 3233765.9526 | 4543667.5712 | 3667444.0429 | 4023155.0469 | 8834699.7587 | 6871286.3706 | 7611954.0587 | 8422771.0845 | 7910588.3059
POD | 6090896.7754 | 8558136.4153 | 6907742.682 | 7577735.2044 | 16640426.3821 | 12942277.3975 | 14337347.5723 | 15864546.1639 | 14899834.2829
Total | 11567281.71 | 16252840.67 | 13118561.77 | 14390951.13 | 31601996.69 | 24578805.74 | 27228197.17 | 30128514.97 | 28296421.19
Total Labour (Salary and Wages, Brushing and Contracted Manpower)
Bulk | 16725772.9356 | 17217713.9623 | 18812481.8547 | 20777331.1419 | 26010671.5766 | 24543861.2887 | 26176406.566 | 27922763.2081 | 27879153.1363
Local | 17887366.9414 | 18641025.7919 | 20303907.1507 | 22660161.1128 | 29512473.6769 | 27212686.1696 | 29134446.1439 | 31264706.8298 | 31009277.5354
POD | 14174148.753 | 15842176.632 | 15553365.4525 | 16439323.036 | 27123628.5348 | 25061407.8399 | 26984292.7419 | 29209776.9095 | 28588067.3927
Total | 48787288.63 | 51700916.3862 | 54669754.458 | 59876815.2907 | 82646773.7884 | 76817955.2982 | 82295145.4518 | 88397246.9474 | 87476498.0645
Revenue Offsets | -1040629.29 | -1270651.97 | -1803018.15 | -4347617.35 | -9315000 | -3824655.4439 | -2400000 | -2400000 | -2400000
Revenue Offsets (Allocated Proportional to Total Labour)
Bulk | -356759.5106 | -423159.2725 | -620438.9715 | -1508628.7559 | -2931625.6961 | -1222003.532 | -763391.0289 | -758107.6788 | -764890.7879
Local | -381536.2256 | -458139.9674 | -669626.441 | -1645339.8386 | -3326308.8164 | -1354880.482 | -849657.2958 | -848842.0056 | -850768.6948
POD | -302333.5538 | -389352.7302 | -512952.7374 | -1193648.7555 | -3057065.4875 | -1247771.4299 | -786951.6753 | -793050.3155 | -784340.5173
Total | -1040629.29 | -1270651.97 | -1803018.15 | -4347617.35 | -9315000 | -3824655.4439 | -2400000 | -2400000 | -2400000
Total AltaLink O&M Costs Functionalized
Bulk | 16369013.425 | 16794554.6898 | 18192042.8832 | 19268702.386 | 23079045.8805 | 23321857.7567 | 25413015.5372 | 27164655.5293 | 27114262.3484
Local | 17505830.7158 | 18182885.8246 | 19634280.7097 | 21014821.2742 | 26186164.8605 | 25857805.6876 | 28284788.848 | 30415864.8241 | 30158508.8406
POD | 13871815.1992 | 15452823.9018 | 15040412.7151 | 15245674.2805 | 24066563.0473 | 23813636.4099 | 26197341.0666 | 28416726.594 | 27803726.8754
Total | 47746659.34 | 50430264.4162 | 52866736.308 | 55529197.9407 | 73331773.7884 | 72993299.8543 | 79895145.4518 | 85997246.9474 | 85076498.0645

## AT Sch 1.0
TFO Cost Data (from GTA MFR Schedules)
All Values in $
ATCO Electric | 2010 | 2011 | 2012 | 2013 | 2014 | 2015 | 2016 | 2017
Fuel | 6300000 | 6020000 | 5359000 | 6813718 | 8308553.69 | 6400000 | 8200000 | 8800000
Operating Costs | 77736524.3481 | 92609781.9348 | 104992791.4114 | 104573237.9893 | 114837523.9177 | 186768842.5394 | 197911167.581 | 220502628.3501
Depreciation | 57041662.4113 | 66762019.4316 | 81160429.1598 | 105433383.7163 | 130858952.3529 | 218371148.5294 | 300931830.7669 | 311036803.4015
Return on Rate Base | 101464900.8774 | 133137009.6281 | 188823634.3258 | 248243744.4114 | 293801428.9244 | 309165800.3947 | 312121392.1281 | 312309506.794
Income Tax Expense | 5304958.3177 | 18696650.2922 | 25782565.6907 | 24859246.8982 | 22550538.7533 | 31613333.5553 | 45798045.986 | 49866913.8824
Revenue Offsets | -3570045.9545 | -3930461.2867 | -3868420.5877 | -3353923.44 | -6731517.08 | -31253932.744 | -19349683.344 | -18091385.604
Deferral & Reserve Accounts | 0 | 0 | 0 | 0 | 0
Revenue Requirement | 244278000 | 313295000 | 402250000 | 486569407.5752 | 563625480.5583 | 721065192.2748 | 845612753.118 | 884424466.824
Capital Related Costs | 2010 | 2011 | 2012 | 2013 | 2014 | 2015 | 2016 | 2017
Depreciation | 57041662.4113 | 66762019.4316 | 81160429.1598 | 105433383.7163 | 130858952.3529 | 218371148.5294 | 300931830.7669 | 311036803.4015
Return on Rate Base | 101464900.8774 | 133137009.6281 | 188823634.3258 | 248243744.4114 | 293801428.9244 | 309165800.3947 | 312121392.1281 | 312309506.794
Income Tax Expense | 5304958.3177 | 18696650.2922 | 25782565.6907 | 24859246.8982 | 22550538.7533 | 31613333.5553 | 45798045.986 | 49866913.8824
Adjustments
Revenue Offsets (Sch 2.0) | -1261598.74 | -1094000 | -1136665.01 | -1149883.09 | -1285339 | -1285339 | -985339 | -985339
Operating Costs (Sch 3.0) | 17832214.25 | 20612283.7554 | 21857278.3268 | 25200000 | 30239489.3804 | 33407528.3 | 38732099.7334 | 51734737.7851
Operating Costs - R of W Payment (Sch 4.0) | 1933000 | 2597847.09 | 3705667.07 | 3327034.99 | 5218017.3866 | 8800000 | 6599022.0977 | 6852950.4082
Total Capital Related | 182315137.1164 | 240711810.1973 | 320192909.5631 | 405913526.9259 | 481383087.7976 | 600072471.7794 | 703197051.7121 | 730815573.2711
Capital Related/Revenue Requirement | 74.63% | 76.83% | 79.6% | 83.42% | 85.41% | 83.22% | 83.16% | 82.63%
Non Capital Related Costs | 2010 | 2011 | 2012 | 2013 | 2014 | 2015 | 2016 | 2017
Fuel | 6300000 | 6020000 | 5359000 | 6813718 | 8308553.69 | 6400000 | 8200000 | 8800000
Operating Costs | 77736524.3481 | 92609781.9348 | 104992791.4114 | 104573237.9893 | 114837523.9177 | 186768842.5394 | 197911167.581 | 220502628.3501
Revenue Offsets | -3570045.9545 | -3930461.2867 | -3868420.5877 | -3353923.44 | -6731517.08 | -31253932.744 | -19349683.344 | -18091385.604
Adjustments
Revenue Offsets (Sch 2.0) | 1261598.74 | 1094000 | 1136665.01 | 1149883.09 | 1285339 | 1285339 | 985339 | 985339
Operating Costs (Sch 3.0) | -17832214.25 | -20612283.7554 | -21857278.3268 | -25200000 | -30239489.3804 | -33407528.3 | -38732099.7334 | -51734737.7851
Operating Costs - R of W Payment (Sch 4.0) | -1933000 | -2597847.09 | -3705667.07 | -3327034.99 | -5218017.3866 | -8800000 | -6599022.0977 | -6852950.4082
Total Non Capital Related | 61962862.8836 | 72583189.8027 | 82057090.4369 | 80655880.6493 | 82242392.7607 | 120992720.4954 | 142415701.4059 | 153608893.5529
Non Capital Related/Revenue Requirement | 25.37% | 23.17% | 20.4% | 16.58% | 14.59% | 16.78% | 16.84% | 17.37%

## AT Sch 2.0
TFO Cost Data (from GTA MFR Schedules)
All Values in $
ATCO Electric | 2010 | 2011 | 2012 | 2013 | 2014 | 2015 | 2016 | 2017
Revenue Offsets
Facility Charges | 796000 | 774000 | 832820 | 796044 | 796044 | 796044 | 496044 | 496044
Affiliate Revenue
ATCO Gas | 65203.2771 | 68659.6485 | 81185.1252 | 86229.44 | 90164.16 | 126229.6 | 128296 | 128296
ATCO Energy Solutions | 290495.5038 | 313036.7868 | 342276.17 | 254700.62 | 326960.28 | 9657000 | 357000 | 357000
ATCO Power | 230516.2998 | 198924.344 | 114977.48 | 309364.98 | 354615.84 | 10525000 | 2899000 | 399000
ATCO Structures & Logistics | 34900.7858 | 32895.96 | 73438.38 | 277010 | 0 | 0 | 0 | 0
Alberta Power (2000) | 104492.736 | 53878.53 | 4200 | 4200 | 4200 | 5880 | 5880 | 5880
ATCO Electric Distribution | 560742.28 | 779532 | 909680 | 800000 | 4093258.76 | 4030379.944 | 4130064.144 | 4201766.404
Northland Utilities (Yellowknife) | 352686.1106 | 343895.5295 | 206204.3459 | 7128.83 | 41225.01 | 14000 | 14000 | 14000
Northland Utilities (NWT) | 156850.7943 | 285753.2612 | 223113.8252 | 49103.36 | 27998.43 | 70000 | 70000 | 70000
ATCO Electric Yukon | 17415.78 | 20888.22 | 371303.5952 | 114753.5 | 59585.6 | 170104.2 | 170104.2 | 170104.2
Other | 1015.1778 | 0 | 75887.7862 | 0 | -277010 | 0 | 0 | 0
Alberta Power Line | 151946.2693 | 198997.0067 | 0 | 0 | 0 | 5120000 | 10340000 | 11510000
Other
Service to Other Party Revenue | 342182.2 | 540000 | 329488.87 | 301549.62 | 725180 | 250000 | 250000 | 250000
Other Revenue | 465598.74 | 320000 | 303845.01 | 353839.09 | 489295 | 489295 | 489295 | 489295
Total Revenue Offsets | 3570045.9545 | 3930461.2867 | 3868420.5877 | 3353923.44 | 6731517.08 | 31253932.744 | 19349683.344 | 18091385.604
Capital Related Offsets
Facility Charges | 796000 | 774000 | 832820 | 796044 | 796044 | 796044 | 496044 | 496044
Other Revenue | 465598.74 | 320000 | 303845.01 | 353839.09 | 489295 | 489295 | 489295 | 489295
Capital Related Offsets | 1261598.74 | 1094000 | 1136665.01 | 1149883.09 | 1285339 | 1285339 | 985339 | 985339

## AT Sch 3.0
TFO Cost Data (from GTA MFR Schedules)
All Values in $
ATCO Electric | 2010 | 2011 | 2012 | 2013 | 2014 | 2015 | 2016 | 2017
Operating Costs
Operating Costs (Without Other Taxes) | 59432647.5653 | 71535699.7156 | 82432844.0477 | 78173237.9893 | 83344023.5804 | 153079542.1694 | 158886270.8509 | 168463640.6657
Other Taxes
Main Transmission Lines | 9787312.83 | 11314204.99 | 11789706.5682 | 12900000 | 14560694.39 | 15043906 | 16172778.463 | 21859717.5806
Main Trans Substations | 6927031.8 | 8130956.78 | 8861146.4318 | 11000000 | 14188378.24 | 16087368.25 | 19733483.0174 | 27269430.0218
Communications | 539981.37 | 561167.5554 | 602277.1968 | 600000 | 822759.3504 | 1609682.02 | 2111305.4294 | 1859366.3587
General | 471662.5328 | 461798.4638 | 702669.0369 | 1200000 | 1254010.9569 | 281772.07 | 292796.9966 | 304249.8993
Isolated Generating Plants | 577888.25 | 605954.43 | 604148.13 | 700000 | 667657.4 | 666572.03 | 714532.8236 | 746223.824
Sub Total Taxes Other than Income | 18303876.7828 | 21074082.2192 | 22559947.3637 | 26400000 | 31493500.3373 | 33689300.37 | 39024896.7301 | 52038987.6844
Operating Costs | 77736524.3481 | 92609781.9348 | 104992791.4114 | 104573237.9893 | 114837523.9177 | 186768842.5394 | 197911167.581 | 220502628.3501
Capital Related (All Other Taxes except General Tax)
Capital Costs included in Operating
Main Transmission Lines | 9787312.83 | 11314204.99 | 11789706.5682 | 12900000 | 14560694.39 | 15043906 | 16172778.463 | 21859717.5806
Main Trans Substations | 6927031.8 | 8130956.78 | 8861146.4318 | 11000000 | 14188378.24 | 16087368.25 | 19733483.0174 | 27269430.0218
Communications | 539981.37 | 561167.5554 | 602277.1968 | 600000 | 822759.3504 | 1609682.02 | 2111305.4294 | 1859366.3587
Isolated Generating Plants | 577888.25 | 605954.43 | 604148.13 | 700000 | 667657.4 | 666572.03 | 714532.8236 | 746223.824
Sub Total Capital Costs | 17832214.25 | 20612283.7554 | 21857278.3268 | 25200000 | 30239489.3804 | 33407528.3 | 38732099.7334 | 51734737.7851

## AT Sch 4.0
Separation of Non Capital Costs into O&M and G&A (from GTA MFR Schedules)
All Values in $
ATCO Electric | 2010 | 2011 | 2012 | 2013 | 2014 | 2015 | 2016 | 2017
Non Capital Costs
Fuel | 6300000 | 6020000 | 5359000 | 6813718 | 8308553.69 | 6400000 | 8200000 | 8800000
Operating Costs | 77736524.3481 | 92609781.9348 | 104992791.4114 | 104573237.9893 | 114837523.9177 | 186768842.5394 | 197911167.581 | 220502628.3501
Revenue Offsets | -3570045.9545 | -3930461.2867 | -3868420.5877 | -3353923.44 | -6731517.08 | -31253932.744 | -19349683.344 | -18091385.604
Adjustments
Revenue Offsets (Sch 2.0) | 1261598.74 | 1094000 | 1136665.01 | 1149883.09 | 1285339 | 1285339 | 985339 | 985339
Operating Costs (Sch 3.0) | -17832214.25 | -20612283.7554 | -21857278.3268 | -25200000 | -30239489.3804 | -33407528.3 | -38732099.7334 | -51734737.7851
Operating Costs - R of W Payment (Sch 4.0) | -1933000 | -2597847.09 | -3705667.07 | -3327034.99 | -5218017.3866 | -8800000 | -6599022.0977 | -6852950.4082
Total Non Capital Related | 61962862.8836 | 72583189.8027 | 82057090.4369 | 80655880.6493 | 82242392.7607 | 120992720.4954 | 142415701.4059 | 153608893.5529
Operating Costs | 2010 | 2011 | 2012 | 2013 | 2014 | 2015 | 2016 | 2017
Fuel | 6300000 | 6020000 | 5359000 | 6813718 | 8308553.69 | 6400000 | 8200000 | 8800000
Supervision and Engineering | 3027264.02 | 3166179.84 | 3868380.5 | 4468502.3796 | 5433760.1663 | 5193758.0688 | 6941876.4477 | 7854311.9462
Control Centre Operations | 2079589.98 | 2382142.37 | 2758582.24 | 3119270.2704 | 3076471.721 | 3992126.1821 | 4312859.4324 | 4945464.678
Station Equipment Expenses | 6962811.65 | 7066517.16 | 12286550.0928 | 11160087.9962 | 13244718.9097 | 15249706.7896 | 22235378.6455 | 23642426.1537
Overhead Lines Expenses & Operation Maintenance | 3784720.66 | 3592130.52 | 4083087.49 | 4686608.46 | 4513541.6103 | 4633021.0833 | 6299630.8462 | 6573198.6768
Miscellaneous Transmission Expense | 7178968.6081 | 12065902.9519 | 14504128.6009 | 9332731.1772 | 9849930.1802 | 37412629.7161 | 27513751.3172 | 27141765.1402
Right of Way Payments * | 1933000 | 2597847.09 | 3705667.07 | 3327034.99 | 5218017.3866 | 8800000 | 6599022.0977 | 6852950.4082
Vegetation Management | 4335756.45 | 4863063.59 | 5006420.19 | 5611076.53 | 3824366.8988 | 9322739.5837 | 11010699.9657 | 10473265.7778
IT Support | 1645177.7 | 2286560.94 | 3206037.6999 | 3136108.91 | 3720163.45 | 4000050 | 4259284.6 | 4312096.7877
Isolated Generation Operation and Maintenance | 6413349.0629 | 5845166.6728 | 6560273.57 | 6924637.39 | 7552467.7405 | 6165277.7757 | 8573908.8653 | 9296132.9915
Allocated Share of General Operation and Maintenance | 3907000 | 4343173.6886 | 0 | 0 | 0 | 0 | 0 | 0
Allocated Share of Common Operations | 2255374.3105 | 2281374.4963 | 0 | 0 | 0 | 0 | 0 | 0
Allocated Administrative & General | 15175903.7297 | 20001491.1228 | 25402623.012 | 25668211.6593 | 25897328.8282 | 57126257.8824 | 59947513.5183 | 66135680.7728
Taxes Other Than Income | 18303876.7828 | 21074082.2192 | 22559947.3637 | 26400000 | 31493500.3373 | 33689300.37 | 39024896.7301 | 52038987.6844
Farms, Irrigation Transmission Operating Costs | 876146.1142 | 1088149.2731 | 1144138.4821 | 855816.9159 | 1013256.6887 | 1222242.7596 | 1232813.178 | 1279142.3095
Total Transmission Operating Costs | 77736524.3481 | 92609781.9348 | 105085836.3114 | 104690086.6785 | 114837523.9177 | 186807110.2113 | 197951635.6441 | 220545423.3268
* Considered Capital for this Study
O&M | 2010 | 2011 | 2012 | 2013 | 2014 | 2015 | 2016 | 2017
Fuel | 6300000 | 6020000 | 5359000 | 6813718 | 8308553.69 | 6400000 | 8200000 | 8800000
Operating Costs (net of R of W Payments) | 75803524.3481 | 90011934.8448 | 101380169.2414 | 101363051.6885 | 109619506.5311 | 178007110.2113 | 191352613.5464 | 213692472.9186
Less Operating Allocated Costs (G&A) | -21338278.0401 | -26626039.3077 | -25402623.012 | -25668211.6593 | -25897328.8282 | -57126257.8824 | -59947513.5183 | -66135680.7728
Less Taxes other than Income (Capital) | -18303876.7828 | -21074082.2192 | -22559947.3637 | -26400000 | -31493500.3373 | -33689300.37 | -39024896.7301 | -52038987.6844
Net Revenue Offsets | -2308447.2145 | -2836461.2867 | -2731755.5777 | -2204040.35 | -5446178.08 | -29968593.744 | -18364344.344 | -17106046.604
Sub Total | 40152922.3106 | 45495352.0312 | 56044843.288 | 53904517.6793 | 55091052.9756 | 63622958.215 | 82215858.954 | 87211757.8574
G&A | 2010 | 2011 | 2012 | 2013 | 2014 | 2015 | 2016 | 2017
Operating (Allocated Costs) | 21338278.0401 | 26626039.3077 | 25402623.012 | 25668211.6593 | 25897328.8282 | 57126257.8824 | 59947513.5183 | 66135680.7728
Net Taxes Other than Income | 471662.5328 | 461798.4638 | 702669.0369 | 1200000 | 1254010.9569 | 281772.07 | 292796.9966 | 304249.8993
Sub Total | 21809940.5729 | 27087837.7715 | 26105292.0489 | 26868211.6593 | 27151339.7851 | 57408029.9524 | 60240310.5149 | 66439930.6722
Total Non Capital Related Costs | 61962862.8836 | 72583189.8027 | 82150135.3369 | 80772729.3385 | 82242392.7607 | 121030988.1673 | 142456169.4689 | 153651688.5296
Costs applied to allocators | 37055196.411 | 41834923.2648 | 50558042.1837 | 47648129.8238 | 50370050.7505 | 83175501.1306 | 88146229.0723 | 90872253.418
| 92.29% | 91.95% | 90.21% | 88.39% | 91.43% | 130.7% | 107.2% | 104.2%

## AT Sch 5.0
Development of Allocators
All:AT:1a. Line Length Allocator
Voltage | kM | Bulk | Local | POD
72 | 974 | 0 | 857.688 | 116.312
144 | 6385 | 0 | 5535.707 | 849.293
240 | 3505 | 3505 | 0 | 0
500 | 489.33 | 489.33 | 0 | 0
Line Length | 11353.33 | 3994.33 | 6393.395 | 965.605
Line Length Allocator |  | 35.18% | 56.31% | 8.505%
2. Land Owner Allocator (1 for each 1/2 mile of line, 1 for each substation)
Voltage | Land Owners | Bulk | Regional | POD
72 | 1210.6899 | 0 | 1066.1131 | 144.5768
144 | 7936.6066 | 0 | 6880.9285 | 1055.6781
240 | 4356.7433 | 4356.7433 | 0 | 0
500 | 608.2411 | 608.2411 | 0 | 0
Substations | 182 | 30 | 10 | 142
Land Owners | 14294.2809 | 4994.9845 | 7957.0416 | 1342.2548
Land Owner Allocator |  | 34.94% | 55.67% | 9.39%
All:AT:2 Line Brushing Allocator (Line Length X Width)
Voltage | Area (Sq kM) | Bulk | Regional | POD
72 (15 m) | 14.61 |  | 12.8653 | 1.7447
144 (20 m) | 127.7 |  | 110.7141 | 16.9859
240 (40 m) | 140.2 | 140.2
500 | 29.3598 | 29.3598
Total Area | 311.8698 | 169.5598 | 123.5795 | 18.7305
Line Brushing Allocator |  | 54.37% | 39.63% | 6.006%
All:AT:3 Substation allocator |  | Bulk | Regional | POD
Number of Substations | 263 | 32 | 27 | 204
Substation Allocator |  | 12.17% | 10.27% | 77.57%
All:AT:4 Fuel (Displacement of Local and POD) |  | Bulk | Regional | POD
Regional/POD split (from capital cost functiontionalization) |  |  | 23.56% | 21.15% | --> Note this comes from capital cost functionalization results
Fuel Allocator |  | 0% | 52.69% | 47.31%
All:AT:5. Combined elements allocator |  | Bulk | Regional | POD
Total number of lines, tansformers, reactive devices | 578 | 132 | 191 | 255
Combined Elements Allocator |  | 22.84% | 33.04% | 44.12%

## AT Sch 5.1
O&M Costs Applied to Allocators
All Values in $
O&M Costs Applied to Allocators | 2010 | 2011 | 2012 | 2013 | 2014 | 2015 | 2016 | 2017
Allocation of Each Item
Fuel | 6300000 | 6020000 | 5359000 | 6813718 | 8308553.69 | 6400000 | 8200000 | 8800000
Allocator (All:AT:4)
Bulk | 0 | 0 | 0 | 0 | 0 | 0 | 0 | 0
Local | 3319320.8291 | 3171795.459 | 2823530.2101 | 3589986.6796 | 4377580.21 | 3372008.4614 | 4320385.8411 | 4636511.6344
POD | 2980679.1709 | 2848204.541 | 2535469.7899 | 3223731.3204 | 3930973.48 | 3027991.5386 | 3879614.1589 | 4163488.3656
Total | 6300000 | 6020000 | 5359000 | 6813718 | 8308553.69 | 6400000 | 8200000 | 8800000
Control Centre Operations | 2079589.98 | 2382142.37 | 2758582.24 | 3119270.2704 | 3076471.721 | 3992126.1821 | 4312859.4324 | 4945464.678
Allocator (All:AT:5)
Bulk | 474923.6633 | 544018.6727 | 629987.6396 | 712359.3005 | 702585.2373 | 911696.6368 | 984943.6766 | 1129414.0787
Local | 687200.1491 | 787178.534 | 911573.0239 | 1030762.3212 | 1016619.5479 | 1319197.4062 | 1425183.6533 | 1634227.9472
POD | 917466.1676 | 1050945.1632 | 1217021.5765 | 1376148.6487 | 1357266.9357 | 1761232.1392 | 1902732.1025 | 2181822.652
Total | 2079589.98 | 2382142.37 | 2758582.24 | 3119270.2704 | 3076471.721 | 3992126.1821 | 4312859.4324 | 4945464.678
Station Equipment Expenses | 6962811.65 | 7066517.16 | 12286550.0928 | 11160087.9962 | 13244718.9097 | 15249706.7896 | 22235378.6455 | 23642426.1537
Allocator (All:AT:3)
Bulk | 847186.2084 | 859804.3693 | 1494941.4562 | 1357881.4292 | 1611524.7343 | 1855477.6322 | 2705445.3105 | 2876645.0073
Local | 714813.3633 | 725459.9366 | 1261356.8536 | 1145712.4559 | 1359723.9945 | 1565559.2522 | 2282719.4807 | 2427169.2249
POD | 5400812.0783 | 5481252.8541 | 9530251.783 | 8656494.1111 | 10273470.1809 | 11828669.9052 | 17247213.8543 | 18338611.9215
Total | 6962811.65 | 7066517.16 | 12286550.0928 | 11160087.9962 | 13244718.9097 | 15249706.7896 | 22235378.6455 | 23642426.1537
Overhead Lines Expenses & Operation Maint | 3784720.66 | 3592130.52 | 4083087.49 | 4686608.46 | 4513541.6103 | 4633021.0833 | 6299630.8462 | 6573198.6768
Allocator (All:AT:1)
Bulk | 1331540.9024 | 1263783.815 | 1436512.3584 | 1648843.1826 | 1587954.7816 | 1629990.0649 | 2216336.923 | 2312583.5918
Local | 2131287.8375 | 2022834.649 | 2299307.0001 | 2639167.4597 | 2541708.4119 | 2608990.8273 | 3547507.943 | 3701562.0575
POD | 321891.9201 | 305512.056 | 347268.1315 | 398597.8177 | 383878.4169 | 394040.1911 | 535785.9803 | 559053.0275
Total | 3784720.66 | 3592130.52 | 4083087.49 | 4686608.46 | 4513541.6103 | 4633021.0833 | 6299630.8462 | 6573198.6768
Miscellaneous Transmission Expense | 7178968.6081 | 12065902.9519 | 14504128.6009 | 9332731.1772 | 9849930.1802 | 37412629.7161 | 27513751.3172 | 27141765.1402
Allocator (All:AT:5)
Bulk | 2525705.6459 | 4245027.5063 | 5102844.3632 | 3283442.666 | 3465403.6848 | 13162516.13 | 9679891.4767 | 9549019.2527
Local | 4042688.9735 | 6794665.8472 | 8167702.6279 | 5255536.2034 | 5546786.2173 | 21068155.3134 | 15493804.9103 | 15284328.522
POD | 610573.9887 | 1026209.5984 | 1233581.6098 | 793752.3078 | 837740.2781 | 3181958.2728 | 2340054.9302 | 2308417.3655
Total | 7178968.6081 | 12065902.9519 | 14504128.6009 | 9332731.1772 | 9849930.1802 | 37412629.7161 | 27513751.3172 | 27141765.1402
Vegetation Management | 4335756.45 | 4863063.59 | 5006420.19 | 5611076.53 | 3824366.8988 | 9322739.5837 | 11010699.9657 | 10473265.7778
Allocator (All:AT:2)
Bulk | 2357297.8099 | 2643988.2595 | 2721929.4915 | 3050673.7562 | 2079261.5588 | 5068659.6114 | 5986383.0484 | 5694186.6466
Local | 1718058.1152 | 1927005.3477 | 1983810.8839 | 2223407.9978 | 1515418.281 | 3694167 | 4363026.9939 | 4150066.8845
POD | 260400.5249 | 292069.9827 | 300679.8145 | 336994.776 | 229687.0591 | 559912.9723 | 661289.9233 | 629012.2467
Total | 4335756.45 | 4863063.59 | 5006420.19 | 5611076.53 | 3824366.8988 | 9322739.5837 | 11010699.9657 | 10473265.7778
Isolated Generation O&M | 6413349.0629 | 5845166.6728 | 6560273.57 | 6924637.39 | 7552467.7405 | 6165277.7757 | 8573908.8653 | 9296132.9915
Allocator (All:AT:4)
Bulk | 0 | 0 | 0 | 0 | 0 | 0 | 0 | 0
Local | 3379041.7665 | 3079679.9186 | 3456452.8104 | 3648427.4798 | 3979216.4258 | 3248338.8791 | 4517389.5689 | 4897912.3602
POD | 3034307.2964 | 2765486.7543 | 3103820.7596 | 3276209.9102 | 3573251.3147 | 2916938.8966 | 4056519.2964 | 4398220.6313
Total | 6413349.0629 | 5845166.6728 | 6560273.57 | 6924637.39 | 7552467.7405 | 6165277.7757 | 8573908.8653 | 9296132.9915
Costs applied to allocators | 37055196.411 | 41834923.2648 | 50558042.1837 | 47648129.8238 | 50370050.7505 | 83175501.1306 | 88146229.0723 | 90872253.418
Check | 0 | 0 | 0 | 0 | 0 | 0 | 0 | 0

## AT Sch 5.2
Application of Allocators
All Values in $
O&M Costs Applied to Allocators | 2010 | 2011 | 2012 | 2013 | 2014 | 2015 | 2016 | 2017
Total of Allocated Amounts - Fuel and Isolated Generation
Bulk | 0 | 0 | 0 | 0 | 0 | 0 | 0 | 0
Local | 6698362.5957 | 6251475.3775 | 6279983.0205 | 7238414.1594 | 8356796.6358 | 6620347.3405 | 8837775.41 | 9534423.9946
POD | 6014986.4672 | 5613691.2953 | 5639290.5495 | 6499941.2306 | 7504224.7947 | 5944930.4353 | 7936133.4553 | 8561708.9969
Total | 12713349.0629 | 11865166.6728 | 11919273.57 | 13738355.39 | 15861021.4305 | 12565277.7757 | 16773908.8653 | 18096132.9915
Total of Allocated Amounts - Other than Fuel and Isolated Generation
Bulk | 7536654.2298 | 9556622.6228 | 11386215.3089 | 10053200.3345 | 9446729.9968 | 22628340.0752 | 21573000.4352 | 21561848.5771
Local | 9294048.4387 | 12257144.3146 | 14623750.3895 | 12294586.438 | 11980256.4526 | 30256069.7991 | 27112242.9812 | 27197354.6361
POD | 7511144.6796 | 8155989.6545 | 12628802.9153 | 11561987.6613 | 13082042.8707 | 17725813.4806 | 22687076.7906 | 24016917.2132
Total | 24341847.3481 | 29969756.5919 | 38638768.6137 | 33909774.4338 | 34509029.32 | 70610223.3549 | 71372320.207 | 72776120.4265
Residual - Unallocated Amounts | 3097725.8997 | 3660428.7664 | 5486801.1043 | 6256387.8555 | 4721002.225 | -19552542.9157 | -5930370.1183 | -3660495.5606
Allocation of Residual Amounts
Bulk | 959109.1699 | 1167221.2369 | 1616870.852 | 1854825.6817 | 1292358.3831 | -6265970.6967 | -1792513.9154 | -1084518.5279
Local | 1182753.8867 | 1497055.9906 | 2076608.8741 | 2268363.6964 | 1638957.0638 | -8378150.8555 | -2252772.9959 | -1367973.3864
POD | 955862.843 | 996151.5389 | 1793321.3782 | 2133198.4774 | 1789686.7781 | -4908421.3635 | -1885083.207 | -1208003.6463
Total | 3097725.8997 | 3660428.7664 | 5486801.1043 | 6256387.8555 | 4721002.225 | -19552542.9157 | -5930370.1183 | -3660495.5606
Total ATCO O&M Costs Functionalized | 40152922.3106 | 45495352.0312 | 56044843.288 | 53904517.6793 | 55091052.9756 | 63622958.215 | 82215858.954 | 87211757.8574
Bulk | 8495763.3997 | 10723843.8597 | 13003086.1609 | 11908026.0162 | 10739088.3799 | 16362369.3785 | 19780486.5198 | 20477330.0492
Local | 17175164.9211 | 20005675.6828 | 22980342.2841 | 21801364.2938 | 21976010.1523 | 28498266.2841 | 33697245.3953 | 35363805.2443
POD | 14481993.9898 | 14765832.4887 | 20061414.843 | 20195127.3692 | 22375954.4435 | 18762322.5524 | 28738127.0389 | 31370622.5639
Total | 40152922.3106 | 45495352.0312 | 56044843.288 | 53904517.6793 | 55091052.9756 | 63622958.215 | 82215858.954 | 87211757.8574

## EN Sch 1.0
TFO Cost Data (from GTA MFR Schedules)
All Values in $
ENMAX | 2010 | 2011 | 2012 | 2013 | 2014 | 2015 | 2016 | 2017
Fuel | 0 | 0 | 0 | 0 | 0
Operating Costs | 21029000 | 23469396.05 | 27966328.14 | 33139000 | 36730000 | 39232000 | 35325000 | 38410000
Depreciation | 7719000 | 7679757.32 | 7580450.473 | 9386062.57 | 12375000 | 15301000 | 16351360.485 | 18021766.347
Return on Rate Base | 9221000 | 9549586.89 | 6898180.217 | 12524937.43 | 16416000 | 19721000 | 23878000 | 25795000
Income Tax Expense | 0 | 0 | 0 | 0 | 0 | 0 | 0 | 0
Revenue Offsets | -148000 | -124740.26 | -213958.83 | -271000 | -313000 | -324000 | -362000 | -369000
Deferral & Reserve Accounts | 103000 | 0 | 0 | 0 | 0 | 0 | 0 | 0
Revenue Requirement | 37924000 | 40574000 | 42231000 | 54779000 | 65208000 | 73930000 | 75192360.485 | 81857766.347
Capital Related Costs
Depreciation | 7719000 | 7679757.32 | 7580450.473 | 9386062.57 | 12375000 | 15301000 | 16351360.485 | 18021766.347
Return on Rate Base | 9221000 | 9549586.89 | 6898180.217 | 12524937.43 | 16416000 | 19721000 | 23878000 | 25795000
Income Tax Expense | 0 | 0 | 0 | 0 | 0 | 0 | 0 | 0
Deferral & Reserve Accounts | 103000 | 0 | 0 | 0 | 0 | 0 | 0 | 0
Total Capital Related | 17043000 | 17229344.21 | 14478630.69 | 21911000 | 28791000 | 35022000 | 40229360.485 | 43816766.347
Capital Related/Revenue Requirement | 44.94% | 42.46% | 34.28% | 40% | 44.15% | 47.37% | 53.5% | 53.53%
Non Capital Related Costs
Fuel | 0 | 0 | 0 | 0 | 0 | 0 | 0 | 0
Operating Costs | 21029000 | 23469396.05 | 27966328.14 | 33139000 | 36730000 | 39232000 | 35325000 | 38410000
Revenue Offsets | -148000 | -124740.26 | -213958.83 | -271000 | -313000 | -324000 | -362000 | -369000
Total Non Capital Related | 20881000 | 23344655.79 | 27752369.31 | 32868000 | 36417000 | 38908000 | 34963000 | 38041000
Non Capital Related/Revenue Requirement | 55.06% | 57.54% | 65.72% | 60% | 55.85% | 52.63% | 46.5% | 46.47%

## EN Sch 4.0
Separation of Non Capital Costs into O&M and G&A
All Values in $
ENMAX | 2010 | 2011 | 2012 | 2013 | 2014 | 2015 | 2016 | 2017
Non Capital Costs
Fuel | 0 | 0 | 0 | 0 | 0 | 0 | 0 | 0
Operating Costs | 21029000 | 23469396.05 | 27966328.14 | 33139000 | 36730000 | 39232000 | 35325000 | 38410000
Revenue Offsets | -148000 | -124740.26 | -213958.83 | -271000 | -313000 | -324000 | -362000 | -369000
Total Non Capital Related Costs | 20881000 | 23344655.79 | 27752369.31 | 32868000 | 36417000 | 38908000 | 34963000 | 38041000
* Actual based on Rule 005 Report to 2011
Human Resources & Safety | 262719 | 297404 | 378494 | 424961.281 | 471010.8287 | 475053.4967 | 477523.5898 | 474529.3051 | 1.249% | 1.273% | 1.325% | 1.282% | 1.293% | 1.3% | 1.292%
Transmission | 4267407 | 4830802 | 6147967 | 6902745.7412 | 7650739.3426 | 7716404.9547 | 7756527.6044 | 7707890.6339 | 20.29% | 20.68% | 21.51% | 20.83% | 21.01% | 21.12% | 20.99%
Control Centre | 1738593 | 1968128 | 2504757 | 2812262.7225 | 3117004.4297 | 3143757.7546 | 3160104.1176 | 3140288.7673 | 8.268% | 8.426% | 8.765% | 8.486% | 8.559% | 8.604% | 8.55%
Legal, Regulatory, Public Affairs | 462973 | 524096 | 666996 | 748882.2101 | 830032.3962 | 837156.5138 | 841509.466 | 836232.792 | 2.202% | 2.244% | 2.334% | 2.26% | 2.279% | 2.291% | 2.277%
Finance | 39770 | 45020 | 57296 | 64329.7832 | 71300.671 | 71912.5683 | 72286.6809 | 71833.3067 | 0.1891% | 0.1927% | 0.2005% | 0.1941% | 0.1958% | 0.1968% | 0.1956%
Information Technology | 702785 | 795569 | 1012488 | 1136790.2467 | 1259974.8261 | 1270789.1189 | 1277396.652 | 1269386.8657 | 3.342% | 3.406% | 3.543% | 3.43% | 3.46% | 3.478% | 3.456%
Substation | 9183457 | 10395884 | 13230422 | 14854705.2767 | 16464387.1213 | 16605699.8714 | 16692043.6145 | 16587376.869 | 43.67% | 44.5% | 46.3% | 44.83% | 45.21% | 45.45% | 45.16%
Total Operating and Maintenance | 16657704 | 18856903 | 23998420 | 26944677.2614 | 29864449.6156 | 30120774.2783 | 30277391.7252 | 30087538.5397
Administration | 4370908 | 4502035 | 4576915 | 6194322.7386 | 6865550.3844 | 6609225.7217 | 6452608.2748 | 6642461.4603 | 20.79% | 19.27% | 16.02% | 18.69% | 17.99% | 17.57% | 18.08%
Total | 21028612 | 23358938 | 28575335 | 33139000 | 36730000 | 39232000 | 35325000 | 38410000
O&M
Total Operating and Maintenance | 16657704 | 18856903 | 23998420 | 26944677.2614 | 29864449.6156 | 30120774.2783 | 30277391.7252 | 30087538.5397
Revenue Offsets | -148000 | -124740.26 | -213958.83 | -271000 | -313000 | -324000 | -362000 | -369000
Sub Total | 16509704 | 18732162.74 | 23784461.17 | 26673677.2614 | 29551449.6156 | 29796774.2783 | 29915391.7252 | 29718538.5397
G&A
Administration | 4370908 | 4502035 | 4576915 | 6194322.7386 | 6865550.3844 | 6609225.7217 | 6452608.2748 | 6642461.4603
Sub Total | 4370908 | 4502035 | 4576915 | 6194322.7386 | 6865550.3844 | 6609225.7217 | 6452608.2748 | 6642461.4603
Total Non Capital Related Costs | 20880612 | 23234197.74 | 28361376.17 | 32868000 | 36417000 | 36406000 | 34963000 | 38041000

## EN Sch 5.0
Development of Allocators
Development of Allocators
All.EN.1a Line Length Allocator
Voltage | kM | Bulk | Regional | POD
69 | 31.5 |  | 31.5
138 | 257.54 |  | 257.54
240 | 8.25 | 8.25
500 | 0
Line Length | 297.29 | 8.25 | 289.04 | 0
Line Length Allocator |  | 2.775% | 97.22% | 0%
All:EN:1 Line Count |  | Bulk | Regional | POD
Line Costs (as of Dec 2014) | 57 |  | 57
Line Cost Allocator |  | 0% | 100% | 0%
All.EN.2 ENMAX Transformer Count | Transformers | Bulk | Regional | POD
Transformer Count | 40 | 1 | 1 | 38
Substation |  | 2.5% | 2.5% | 95%
All.EN.3 Control Center Costs | Elements | Bulk | Regional | POD
Costs of lines and substations | 97 | 1 | 58 | 38
Maintenance Activity Allocator |  | 1.031% | 59.79% | 39.18%

## EN Sch 5.1
O&M Costs Applied to Allocators
All Values in $
O&M Costs Applied to Allocators | 2010 | 2011 | 2012 | 2013 | 2014 | 2015 | 2016 | 2017
Allocation of Each Item
Transmission | 4267407 | 4830802 | 6147967 | 6902745.7412 | 7650739.3426 | 7716404.9547 | 7756527.6044 | 7707890.6339
Allocator (All:EN:1)
Bulk | 118423.451 | 134058.046 | 170610.272 | 191555.8961 | 212313.2281 | 214135.4935 | 215248.9244 | 213899.2153
Local | 4148983.549 | 4696743.954 | 5977356.728 | 6711189.845 | 7438426.1145 | 7502269.4612 | 7541278.68 | 7493991.4186
POD | 0 | 0 | 0 | 0 | 0 | 0 | 0 | 0
Total | 4267407 | 4830802 | 6147967 | 6902745.7412 | 7650739.3426 | 7716404.9547 | 7756527.6044 | 7707890.6339
System Control Centre | 1738593 | 1968128 | 2504757 | 2812262.7225 | 3117004.4297 | 3143757.7546 | 3160104.1176 | 3140288.7673
Allocator (All:EN:3)
Bulk | 17923.6392 | 20289.9794 | 25822.2371 | 28992.3992 | 32134.0663 | 32409.8738 | 32578.393 | 32374.111
Local | 1039571.0722 | 1176818.8041 | 1497689.7526 | 1681559.1537 | 1863775.8446 | 1879772.678 | 1889546.7919 | 1877698.4382
POD | 681098.2887 | 771019.2165 | 981245.0103 | 1101711.1696 | 1221094.5189 | 1231575.2028 | 1237978.9327 | 1230216.2181
Total | 1738593 | 1968128 | 2504757 | 2812262.7225 | 3117004.4297 | 3143757.7546 | 3160104.1176 | 3140288.7673
Substation | 9183457 | 10395884 | 13230422 | 14854705.2767 | 16464387.1213 | 16605699.8714 | 16692043.6145 | 16587376.869
Allocator (All:EN:2)
Bulk | 229586.425 | 259897.1 | 330760.55 | 371367.6319 | 411609.678 | 415142.4968 | 417301.0904 | 414684.4217
Local | 229586.425 | 259897.1 | 330760.55 | 371367.6319 | 411609.678 | 415142.4968 | 417301.0904 | 414684.4217
POD | 8724284.15 | 9876089.8 | 12568900.9 | 14111970.0128 | 15641167.7652 | 15775414.8778 | 15857441.4337 | 15758008.0256
Total | 9183457 | 10395884 | 13230422 | 14854705.2767 | 16464387.1213 | 16605699.8714 | 16692043.6145 | 16587376.869
Sum of Allocated Costs
Bulk | 365933.5152 | 414245.1254 | 527193.0591 | 591915.9273 | 656056.9724 | 661687.8641 | 665128.4077 | 660957.7481
Local | 5418141.0462 | 6133459.8581 | 7805807.0306 | 8764116.6306 | 9713811.6371 | 9797184.636 | 9848126.5623 | 9786374.2785
POD | 9405382.4387 | 10647109.0165 | 13550145.9103 | 15213681.1825 | 16862262.2841 | 17006990.0807 | 17095420.3664 | 16988224.2437
Total | 15189457 | 17194814 | 21883146 | 24569713.7403 | 27232130.8936 | 27465862.5807 | 27608675.3364 | 27435556.2702
Total O&M Costs | 16509704 | 18732162.74 | 23784461.17 | 26673677.2614 | 29551449.6156 | 29796774.2783 | 29915391.7252 | 29718538.5397
Prorated to Total from Allocated Costs
Bulk | 397739.96 | 451281.8285 | 572998.1805 | 642603.1079 | 711932.3361 | 717842.5171 | 720700.1648 | 715957.7198
Local | 5889078.5169 | 6681838.3858 | 8484013.8717 | 9514608.9595 | 10541122.0404 | 10628630.2971 | 10670941.6616 | 10600723.3203
POD | 10222885.5231 | 11599042.5257 | 14727449.1178 | 16516465.194 | 18298395.239 | 18450301.4642 | 18523749.8987 | 18401857.4996
Total | 16509704 | 18732162.74 | 23784461.17 | 26673677.2614 | 29551449.6156 | 29796774.2783 | 29915391.7252 | 29718538.5397

## EP Sch 1.0
TFO Cost Data (from GTA MFR Schedules)
All Values in $
EPCOR | 2010 | 2011 | 2012 | 2013 | 2014 | 2015 | 2016 | 2017
Fuel | 0 | 0 | 0 | 0 | 0 | 0 | 0 | 0
Operating Costs | 22888461.0266 | 24847492 | 26860618 | 28685969.47 | 29987855.3 | 31586886.7 | 32175583 | 33983498
Depreciation | 11603868.28 | 12458262 | 13466809.46 | 16890294.0007 | 20700967.39 | 22365206 | 23549780 | 24038823
Return on Rate Base | 22032397 | 21826715 | 23943127 | 26541375 | 46022297 | 40460996.2808 | 41022121.6678 | 40724438.6629
Income Tax Expense | 0 | 0 | 0 | 0 | 0 | 0 | 0 | 0
Revenue Offsets | -126503 | -295799 | -311690 | -457931.03 | -473173.44 | -366659 | -378226 | -391010
Deferral & Reserve Accounts | -1261534.89 | -176306.05 | 1488587.54 | -774651.65 | -1757018.6187 | -179129.56 | 3446870.93 | 235561.64
Revenue Requirement | 55136688.4166 | 58660363.95 | 65447452 | 70885055.7907 | 94480927.6313 | 93867300.4208 | 99816129.5978 | 98591311.3029
Capital Costs | 2010 | 2011 | 2012 | 2013 | 2014 | 2015 | 2016 | 2017
Depreciation | 11603868.28 | 12458262 | 13466809.46 | 16890294.0007 | 20700967.39 | 22365206 | 23549780 | 24038823
Return on Rate Base | 22032397 | 21826715 | 23943127 | 26541375 | 46022297 | 40460996.2808 | 41022121.6678 | 40724438.6629
Income Tax Expense | 0 | 0 | 0 | 0 | 0 | 0 | 0 | 0
Deferral & Reserve Accounts | -1261534.89 | -176306.05 | 1488587.54 | -774651.65 | -1757018.6187 | -179129.56 | 3446870.93 | 235561.64
Adjustments
Revenue Offsets (Capital Related, Sch 2.0) | -40313 | -224981 | -166585 | -197675.75 | -207489.98 | -121831 | -125728 | -130034
Operating Costs (Capital Related, Sch 3.0) | 4729187 | 5721128 | 5998953 | 5880144.07 | 6012123.66 | 6635815 | 7197566 | 7936675
Total Capital Related | 37063604.39 | 39604817.95 | 44730892 | 48339485.6707 | 70770879.4513 | 69161056.7208 | 75090610.5978 | 72805464.3029
Capital/Revenue Requirement | 67.22% | 67.52% | 68.35% | 68.19% | 74.9% | 73.68% | 75.23% | 73.85%
Non Capital Costs | 2010 | 2011 | 2012 | 2013 | 2014 | 2015 | 2016 | 2017
Fuel | 0 | 0 | 0 | 0 | 0 | 0 | 0 | 0
Operating Costs | 22888461.0266 | 24847492 | 26860618 | 28685969.47 | 29987855.3 | 31586886.7 | 32175583 | 33983498
Revenue Offsets | -126503 | -295799 | -311690 | -457931.03 | -473173.44 | -366659 | -378226 | -391010
Adjustments
Revenue Offsets (Capital Related, Sch 2.0) | 40313 | 224981 | 166585 | 197675.75 | 207489.98 | 121831 | 125728 | 130034
Operating Costs (Capital Related, Sch 3.0) | -4729187 | -5721128 | -5998953 | -5880144.07 | -6012123.66 | -6635815 | -7197566 | -7936675
Total Non Capital Related | 18073084.0266 | 19055546 | 20716560 | 22545570.12 | 23710048.18 | 24706243.7 | 24725519 | 25785847
Non Capital/Revenue Requirement | 32.78% | 32.48% | 31.65% | 31.81% | 25.1% | 26.32% | 24.77% | 26.15%

## EP Sch 2.0
TFO Cost Data (from GTA MFR Schedules)
All Values in $
EPCOR | 2010 | 2011 | 2012 | 2013 | 2014 | 2015 | 2016 | 2017
Revenue Offsets
Revenue - Affiliates & Inter-Affiliates | -86176 | -70817 | -145105 | -260255.28 | -265683.46 | -244828 | -252498 | -260976
Miscellaneous Revenue | -40313 | -224981 | -166585 | -197675.75 | -207489.98 | -121831 | -125728 | -130034
Total Revenue Offsets | -126489 | -295798 | -311690 | -457931.03 | -473173.44 | -366659 | -378226 | -391010
Capital Related Offsets
Miscellaneous Revenue | -40313 | -224981 | -166585 | -197675.75 | -207489.98 | -121831 | -125728 | -130034
Capital Related Offsets | -40313 | -224981 | -166585 | -197675.75 | -207489.98 | -121831 | -125728 | -130034
Non Capital Related Revenue Offsets
Revenue - Affiliates & Inter-Affiliates | -86176 | -70817 | -145105 | -260255.28 | -265683.46 | -244828 | -252498 | -260976
Sub Total - Non Capital Related | -86176 | -70817 | -145105 | -260255.28 | -265683.46 | -244828 | -252498 | -260976

## EP Sch 3.0
TFO Cost Data
All Values in $
EPCOR | 2010 | 2011 | 2012 | 2013 | 2014 | 2015 | 2016 | 2017
Operating Costs
Operating Costs (Without Other Taxes) | 18147650.0266 | 19124398 | 20859104 | 22803942.93 | 23973701.24 | 24948996.7 | 24975864 | 26044589
Other Taxes
Linear Tax | 4187775 | 5085764 | 5606177 | 5494074.84 | 5580032.14 | 6128353 | 6595137 | 7243234
Business Tax | 11624 | 1966 | 2561 | 1882.47 | 2030.4 | 2075 | 2153 | 2234
Property Tax | 541412 | 635364 | 392776 | 386069.23 | 432091.52 | 507462 | 602429 | 693441
Sub Total Taxes Other than Income | 4740811 | 5723094 | 6001514 | 5882026.54 | 6014154.06 | 6637890 | 7199719 | 7938909
Operating Costs With Taxes other than Inc. | 22888461.0266 | 24847492 | 26860618 | 28685969.47 | 29987855.3 | 31586886.7 | 32175583 | 33983498
Capital Related (Taxes other than Income in Operating)
Capital Costs included in Operating
Linear Tax | 4187775 | 5085764 | 5606177 | 5494074.84 | 5580032.14 | 6128353 | 6595137 | 7243234
Property Tax | 541412 | 635364 | 392776 | 386069.23 | 432091.52 | 507462 | 602429 | 693441
Sub Total Capital Costs | 4729187 | 5721128 | 5998953 | 5880144.07 | 6012123.66 | 6635815 | 7197566 | 7936675
Non Capital (Operating Costs)
Non Capital Costs in Operating
Operating Costs | 18147650.0266 | 19124398 | 20859104 | 22803942.93 | 23973701.24 | 24948996.7 | 24975864 | 26044589
Business Tax | 11624 | 1966 | 2561 | 1882.47 | 2030.4 | 2075 | 2153 | 2234
Non Capital Costs | 18159274.0266 | 19126364 | 20861665 | 22805825.4 | 23975731.64 | 24951071.7 | 24978017 | 26046823

## EP Sch 4.0
Separation of Non Capital Costs into O&M and G&A (from GTA MFR Schedules)
All Values in $
EPCOR | 2010 | 2011 | 2012 | 2013 | 2014 | 2015 | 2016 | 2017
Non Capital Costs
Fuel | 0 | 0 | 0 | 0 | 0 | 0 | 0 | 0
Operating Costs | 22888461.0266 | 24847492 | 26860618 | 28685969.47 | 29987855.3 | 31586886.7 | 32175583 | 33983498
Revenue Offsets | -126503 | -295799 | -311690 | -457931.03 | -473173.44 | -366659 | -378226 | -391010
Adjustments
Revenue Offsets (Capital Related, Sch 2.0) | 40313 | 224981 | 166585 | 197675.75 | 207489.98 | 121831 | 125728 | 130034
Operating Costs (Capital Related, Sch 3.0) | -4729187 | -5721128 | -5998953 | -5880144.07 | -6012123.66 | -6635815 | -7197566 | -7936675
Non Capital Costs | 18073084.0266 | 19055546 | 20716560 | 22545570.12 | 23710048.18 | 24706243.7 | 24725519 | 25785847
Operating Costs | 2010 | 2011 | 2012 | 2013 | 2014
Supervision and Engineering | 3748340 | 4118326 | 4785296 | 5713336 | 6182450.13 | 6601963 | 6959657 | 6935092
Control Centre Operations | 467608 | 429674 | 350599 | 718446.85 | 450815.05 | 568803 | 597165 | 624506
Station Equipment Expenses | 4378148 | 4542013 | 4892386 | 5275313.73 | 5827758.5 | 6648812 | 5593818 | 5775686
Overhead Lines Expenses | 615334 | 539032 | 588581 | 662422.66 | 733442.41 | 880736 | 879731 | 912982
Underground Line Expenses | 662548 | 632418 | 861288 | 981827.8 | 1064195.75 | 935036 | 955791 | 998197
Miscellaneous Transmission Expenses | 1723478 | 1605704 | 1559773 | 1742821.82 | 2122550.41 | 2177077 | 2088115 | 2170179
IT Support | 199204 | 280513 | 359362 | 378041.93 | 407533.65 | 449484 | 511395 | 524978
Operation & Maintenance Customer Installation Expenses | 84175 | 217678 | 164873 | 275395.75 | 211873.64 | 231253 | 237639 | 246000
Total Direct Operations & Maintenance | 11878835 | 12365358 | 13562158 | 15747606.54 | 17000619.54 | 18493164 | 17823311 | 18187620
Isolated Generation Operation and Maintenance - N/A to EDTI | 0 | 0 | 0 | 0 | 0 | 0 | 0 | 0
General Operation and Maintenance By Account 935 | 758845 | 764435 | 778982 | 1141185 | 1112753.71 | 1216223 | 1280639 | 1317043
G&A and Common Operations Net of Disallowances | 603894 | 900258 | 1316381 | 1563508.39 | 1814801.99 | 1030473.7 | 1564020 | 2116525
Total Administative & General Expenses | 1362739 | 1664693 | 2095363 | 2704693.39 | 2927555.7 | 2246696.7 | 2844659 | 3433568
Allocated Corporate G&A Net of Disallowances | 4906076.0266 | 5094347 | 5201583 | 4351643 | 4045526 | 4209136 | 4307894 | 4423401
|  |  | 0 | 0 | 0 | 0 | 0 | 0
Property Taxes | 4740811 | 5723094 | 6001514 | 5882026.54 | 6014154.06 | 6637890 | 7199719 | 7938909
Total Transmission Operating Costs | 22888461.0266 | 24847492 | 26860618 | 28685969.47 | 29987855.3 | 31586886.7 | 32175583 | 33983498
O&M | 2010 | 2011 | 2012 | 2013 | 2014 | 2015 | 2016 | 2017
Total Direct Operations & Maintenance | 11878835 | 12365358 | 13562158 | 15747606.54 | 17000619.54 | 18493164 | 17823311 | 18187620
Net Revenue Offsets | -86190 | -70818 | -145105 | -260255.28 | -265683.46 | -244828 | -252498 | -260976
Sub Total | 11792645 | 12294540 | 13417053 | 15487351.26 | 16734936.08 | 18248336 | 17570813 | 17926644
G&A | 2010 | 2011 | 2012 | 2013 | 2014 | 2015 | 2016 | 2017
Total Administative & General Expenses | 1362739 | 1664693 | 2095363 | 2704693.39 | 2927555.7 | 2246696.7 | 2844659 | 3433568
Allocated Corporate G&A Net of Disallowances | 4906076.0266 | 5094347 | 5201583 | 4351643 | 4045526 | 4209136 | 4307894 | 4423401
Property and Business Taxes | 4740811 | 5723094 | 6001514 | 5882026.54 | 6014154.06 | 6637890 | 7199719 | 7938909
Less Capital Related Property Taxes | -4729187 | -5721128 | -5998953 | -5880144.07 | -6012123.66 | -6635815 | -7197566 | -7936675
Sub Total | 6280439.0266 | 6761006 | 7299507 | 7058218.86 | 6975112.1 | 6457907.7 | 7154706 | 7859203
Total | 18073084.0266 | 19055546 | 20716560 | 22545570.12 | 23710048.18 | 24706243.7 | 24725519 | 25785847

## EP Sch 5.0
Development of Allocators
1. Line Length Allocator
Voltage | kM | Bulk | Local | POD
72 OH | 18.906 |  | 18.906
138 OH | 18.563 |  | 18.563
240 OH | 51.487 | 51.487
500 OH | 63.178 | 63.178
72 U/G | 85.547 |  | 85.547
240 U/G | 19.796 | 19.796
All:EP:1 Overhead Lines Allocator | kM | Bulk | Local | POD
OH Line Length | 152.134 | 114.665 | 37.469 | 0
OH Line Allocator |  | 75.37% | 24.63% | 0%
All:EP:2 Underground Lines Allocator | kM | Bulk | Local | POD
UG Line Length | 105.343 | 19.796 | 85.547 | 0
UG Line Allocator |  | 18.79% | 81.21% | 0%
All:EP:3 Transmission Lines Allocator | kM | Bulk | Local | POD
Total Line Length | 257.477 | 134.461 | 123.016 | 0
Total Line Length Allocator |  | 52.22% | 47.78% | 0%
All:EP:4 Combined Lines and Substation Allocator | Elements | Bulk | Local | POD
Number of Lines | 53 | 25 | 28 | 0
Number of Transformers | 61 | 2 | 9 | 50
Lines and Transformers | 115 | 28 | 37 | 50
Control Center Allocator |  | 24.35% | 32.17% | 43.48%
All:EP:5 Substation Costs | Transformers | Bulk | Local | POD
Number of Transformers | 61 | 2 | 9 | 50
Substation Cost Allocator |  | 3.279% | 14.75% | 81.97%
All:EP:6 Supervision and Engineering Allocator
Transmission Substation Engineering, System Planning and Asset Management |  |  | 2993611
Transmission Substation Operations Supervision and Non-Wrench Time |  |  | 1387551
Transmission Line and Cable Operations Supervision and Engineering |  |  | 985030
Transmission Substation Engineering, System Planning and Asset Management (MOP) |  |  | 816259
Forecast Total Supervision and Engineering |  |  | 6182451
Blending of Allocators Weighted by Forecast Cost |  | Bulk | Local | POD
Trans Sub Eng, Planning and Asset Management | All:EP:4 | 728879.2 | 963161.8 | 1301570
Trans Sub Ops Supervision and Non Wrench Time | ALL:EP:5 | 45493.4754 | 204720.6393 | 1137336.8852
Trans Line and Cable Ops Supervision and Eng | All:EP:3 | 514407.5736 | 470622.4264 | 0
Trans Sub Eng Planning and Asset Management (MOP) | All:EP:4 | 198741.3217 | 262622.4609 | 354895.2174
Costs | 6182451 | 1487521.5708 | 1901127.3266 | 2793802.1026
Supervision and Engineering Allocator |  | 24.06% | 30.75% | 45.19%

## EP Sch 5.1
O&M Costs Applied to Allocators
All Values in $
Application of Allocators | 2010 | 2011 | 2012 | 2013 | 2014 | 2015 | 2016 | 2017
O&M Costs
Total Direct Operations & Maintenance | 11878835 | 12365358 | 13562158 | 15747606.54 | 17000619.54 | 18493164 | 17823311 | 18187620
Revenue Offsets | -86190 | -70818 | -145105 | -260255.28 | -265683.46 | -244828 | -252498 | -260976
Total O&M Costs | 11792645 | 12294540 | 13417053 | 15487351.26 | 16734936.08 | 18248336 | 17570813 | 17926644
Allocation of Each Line
Supervision and Engineering | 3748340 | 4118326 | 4785296 | 5713336 | 6182450.13 | 6601963 | 6959657 | 6935092
Allocator (All:EP:6)
Bulk | 901865.0701 | 990885.1296 | 1151360.6857 | 1374650.6913 | 1487521.3614 | 1588457.777 | 1674520.3339 | 1668609.9001
Local | 1152628.8851 | 1266400.9951 | 1471496.8208 | 1756872.67 | 1901127.0591 | 2030128.871 | 2140121.1439 | 2132567.3125
POD | 1693846.0448 | 1861039.8753 | 2162438.4935 | 2581812.6387 | 2793801.7095 | 2983376.352 | 3145015.5222 | 3133914.7874
Total | 3748340 | 4118326 | 4785296 | 5713336 | 6182450.13 | 6601963 | 6959657 | 6935092
Control Center Operations | 467608 | 429674 | 350599 | 718446.85 | 450815.05 | 568803 | 597165 | 624506
Allocator (All:EP:4)
Bulk | 113852.3826 | 104616.2783 | 85363.2348 | 174926.1896 | 109763.6643 | 138491.1652 | 145396.6957 | 152053.6348
Local | 150447.7913 | 138242.9391 | 112801.4174 | 231152.4648 | 145044.8422 | 183006.1826 | 192131.3478 | 200928.0174
POD | 203307.8261 | 186814.7826 | 152434.3478 | 312368.1957 | 196006.5435 | 247305.6522 | 259636.9565 | 271524.3478
Total | 467608 | 429674 | 350599 | 718446.85 | 450815.05 | 568803 | 597165 | 624506
Station Equipment Expenses | 4378148 | 4542013 | 4892386 | 5275313.73 | 5827758.5 | 6648812 | 5593818 | 5775686
Allocator (All:EP:5)
Bulk | 143545.8361 | 148918.459 | 160406.0984 | 172961.1059 | 191074.0492 | 217993.8361 | 183403.8689 | 189366.7541
Local | 645956.2623 | 670133.0656 | 721827.4426 | 778324.9766 | 859833.2213 | 980972.2623 | 825317.4098 | 852150.3934
POD | 3588645.9016 | 3722961.4754 | 4010152.459 | 4324027.6475 | 4776851.2295 | 5449845.9016 | 4585096.7213 | 4734168.8525
Total | 4378148 | 4542013 | 4892386 | 5275313.73 | 5827758.5 | 6648812 | 5593818 | 5775686
Overhead Lines Expenses | 615334 | 539032 | 588581 | 662422.66 | 733442.41 | 880736 | 879731 | 912982
Allocator (All:EP:1)
Bulk | 463783.7243 | 406274.1023 | 443619.7061 | 499274.9439 | 552803.2783 | 663820.0103 | 663062.5312 | 688124.1605
Local | 151550.2757 | 132757.8977 | 144961.2939 | 163147.7161 | 180639.1317 | 216915.9897 | 216668.4688 | 224857.8395
POD | 0 | 0 | 0 | 0 | 0 | 0 | 0 | 0
Total | 615334 | 539032 | 588581 | 662422.66 | 733442.41 | 880736 | 879731 | 912982
Underground Line Expenses | 662548 | 632418 | 861288 | 981827.8 | 1064195.75 | 935036 | 955791 | 998197
Allocator (All:EP:2)
Bulk | 124505.6644 | 118843.651 | 161852.7785 | 184504.553 | 199983.094 | 175711.4631 | 179611.7315 | 187580.6443
Local | 538042.3356 | 513574.349 | 699435.2215 | 797323.247 | 864212.656 | 759324.5369 | 776179.2685 | 810616.3557
POD | 0 | 0 | 0 | 0 | 0 | 0 | 0 | 0
Total | 662548 | 632418 | 861288 | 981827.8 | 1064195.75 | 935036 | 955791 | 998197
Miscellaneous Transmission Expenses | 1723478 | 1605704 | 1559773 | 1742821.82 | 2122550.41 | 2177077 | 2088115 | 2170179
Allocator (All:EP:4)
Bulk | 419629.4261 | 390954.0174 | 379770.8174 | 424339.2257 | 516794.8824 | 530070.9217 | 508410.6087 | 528391.4087
Local | 554510.313 | 516617.8087 | 501840.0087 | 560733.9769 | 682907.5232 | 700450.8609 | 671828.3043 | 698231.5043
POD | 749338.2609 | 698132.1739 | 678162.1739 | 757748.6174 | 922848.0043 | 946555.2174 | 907876.087 | 943556.087
Total | 1723478 | 1605704 | 1559773 | 1742821.82 | 2122550.41 | 2177077 | 2088115 | 2170179

## EP Sch 5.2
O&M Costs Applied to Allocators
Application of Allocators | 2010 | 2011 | 2012 | 2013 | 2014 | 2015 | 2016 | 2017
Sum of Allocated Amounts
Bulk | 2167182.1036 | 2160491.6376 | 2382373.3208 | 2830656.7094 | 3057940.3297 | 3314545.1734 | 3354405.7698 | 3414126.5024
Local | 3193135.863 | 3237727.0552 | 3652362.2049 | 4287555.0514 | 4633764.4335 | 4870798.7034 | 4822245.9433 | 4919351.4229
POD | 6235138.0334 | 6468948.3072 | 7003187.4742 | 7975957.0993 | 8689507.4868 | 9627083.1232 | 8897625.287 | 9083164.0747
Total | 11595456 | 11867167 | 13037923 | 15094168.86 | 16381212.25 | 17812427 | 17074277 | 17416642
Residual - Unallocated O&M, Rev Offsets | 197189 | 427373 | 379130 | 393182.4 | 353723.83 | 435909 | 496536 | 510002
Total EPCOR O&M Costs Functionalized | 11792645 | 12294540 | 13417053 | 15487351.26 | 16734936.08 | 18248336 | 17570813 | 17926644
Prorate Residual to Total
Bulk | 2204036.581 | 2238297.5531 | 2451650.3979 | 2904391.4349 | 3123971.2405 | 3395659.3344 | 3451955.0378 | 3514100.5011
Local | 3247437.416 | 3354327.5146 | 3758569.3119 | 4399239.9809 | 4733822.5292 | 4989997.788 | 4962481.3811 | 5063402.0995
POD | 6341171.003 | 6701914.9323 | 7206833.2902 | 8183719.8442 | 8877142.3103 | 9862678.8776 | 9156376.5811 | 9349141.3994
Total | 11792645 | 12294540 | 13417053 | 15487351.26 | 16734936.08 | 18248336 | 17570813 | 17926644