## Cost Function
Alberta Electric System Operator
2018 ISO Tariff Application
Appendix W - Option 2 POD Cost Function Workbook
Point of Delivery Cost Function for Greenfield and Upgrade Projects
September 14, 2017
Cost = 2.5545 x MW^0.5617
Total MW | Greenfield | Upgrade
14 | 16.8618 |  | 16.8618
8.5 | 6.0182 |  | 6.0182
30 | 14.999 |  | 14.999
13 | 11.1648 |  | 11.1648
24.3 | 11.7056 |  | 11.7056
18 | 31.6599 |  | 31.6599
6 | 9.6396 |  | 9.6396
10 | 16.0096 |  | 16.0096
20 | 16.2936 |  | 16.2936
17.2 | 8.9094 |  | 8.9094
20 | 17.2995 |  | 17.2995
9 | 9.9511 |  | 9.9511
8 | 6.0754 |  | 6.0754
13.6 | 10.9027 |  | 10.9027
10.548 | 9.3005 |  | 9.3005
27 | 13.0727 |  | 13.0727
28 | 34.9037 |  | 34.9037
24 | 13.6508 |  | 13.6508
43 | 26.8161 |  | 26.8161
7.5 | 9.5131 |  | 9.5131
17.8 | 13.1522 |  | 13.1522
20.6 | 11.2912 |  | 11.2912
19.6 | 20.9656 |  | 20.9656
22 | 13.3096 |  | 13.3096
18.8 | 7.9464 |  | 7.9464
15.6 | 13.9997 |  | 13.9997
19.8 | 7.2249 |  | 7.2249
28.4 | 5.2102 |  | 5.2102
19 | 13.7588 |  | 13.7588
12 | 4.4534 |  | 4.4534
25 | 12.9318 |  | 12.9318
15 | 14.9737 |  | 14.9737
23 | 28.6671 |  | 28.6671
9.8 | 7.0658 |  | 7.0658
30 | 16.0323 |  | 16.0323
115 | 56.8595 |  | 56.8595
67 | 43.1388 |  | 43.1388
16 | 7.5134 |  | 7.5134
25 | 22.3083 |  | 22.3083
8 | 5.0823 |  | 5.0823
6.2 | 8.916 |  | 8.916
35 | 8.369 |  | 8.369
15.2 | 54.5518 |  | 54.5518
17 | 10.7399 |  | 10.7399
8 | 3.3788 |  | 3.3788
9.406 | 9.7991 |  | 9.7991
18 | 11.9841 |  | 11.9841
22 | 16.6067 |  | 16.6067
7.5 | 8.5881 |  | 8.5881
25 | 8.6092 |  | 8.6092
25 | 8.2434 |  | 8.2434
17 | 6.9319 |  | 6.9319
11 | 19.0874 |  | 19.0874
17 | 5.2658 |  | 5.2658
17 | 7.7922 |  | 7.7922
18 | 11.9234 |  | 11.9234
46 | 58.1001 |  | 58.1001
3 | 10.6346 |  | 10.6346
22 | 7.1175 |  | 7.1175
12 | 20.2179 |  | 20.2179
25 | 15.1725 |  | 15.1725
11 | 12.6281 |  | 12.6281
10 | 24.3628 |  | 24.3628
9 | 14.7144 |  | 14.7144
25 | 9.8258 |  | 9.8258
45 | 25.7984 |  | 25.7984
10.5 | 13.5015 |  | 13.5015
60 | 25.8871 |  | 25.8871
11.2 | 26.9182 |  | 26.9182
20 | 13.9693 |  | 13.9693
16 | 17.647 |  | 17.647
18 | 8.437 |  | 8.437
10 | 8.8754 |  | 8.8754
20 | 27.7611 |  | 27.7611
17 | 11.7254 |  | 11.7254
12 | 7.5607 |  | 7.5607
40 | 26.3813 |  | 26.3813
57 | 12.6537 |  | 12.6537
45 | 63.5562 |  | 63.5562
52 | 22.6317 |  | 22.6317
20 | 18.6367 |  | 18.6367
8 | 19.6117 |  | 19.6117
15 | 16.1093 |  | 16.1093
34 | 8.968 |  | 8.968
27 | 13.0727 |  | 13.0727
35 | 35.2763 |  | 35.2763
18.4 | 18.7658 |  | 18.7658
7.2 | 12.9927 |  | 12.9927
21 | 15.966 |  | 15.966
17.9 | 17.1728 |  | 17.1728
46 | 53.5183 |  | 53.5183
24.1 | 7.0843 |  | 7.0843
2.2 | 2.4934 |  | 2.4934
1.464 | 1.494 |  | 1.494
4.075 | 1.9369 |  | 1.9369
10 | 8.5265 |  | 8.5265
4.8 | 4.0522 |  | 4.0522
5.1 | 9.6482 |  | 9.6482
6.9 | 5.0294 |  | 5.0294
11.8 | 6.3729 |  | 6.3729
9.7 | 2.9443 |  | 2.9443
6.12 | 13.4811 |  | 13.4811
6.2672 | 2.9102 |  | 2.9102
6.366 | 9.8907 |  | 9.8907
8.5 | 5.9446 |  | 5.9446
46.55 | 7.1936 |  | 7.1936
56.8 | 17.5945 |  | 17.5945
81.576 | 14.0262 |  | 14.0262
95.2 | 14.2199 |  | 14.2199
122.772 | 23.4475 |  | 23.4475
48.2 |  | 36.1264 | 36.1264
20.77 |  | 12.9959 | 12.9959
27.4 |  | 16.3179 | 16.3179
29.1 |  | 17.4607 | 17.4607
38.9 |  | 19.3499 | 19.3499
46.1 |  | 28.026 | 28.026
25.6 |  | 14.0918 | 14.0918
14.392 |  | 10.9349 | 10.9349
41.4 |  | 22.1034 | 22.1034
3.5 |  | 4.1325 | 4.1325
14.5 |  | 9.5204 | 9.5204
51.2 |  | 16.2966 | 16.2966
15.4 |  | 8.4652 | 8.4652
24.3 |  | 20.5965 | 20.5965
16.169 |  | 12.677 | 12.677
27.7 |  | 19.0459 | 19.0459
35.8 |  | 20.0858 | 20.0858
29.329 |  | 17.8311 | 17.8311
18.9 |  | 22.3087 | 22.3087
41 |  | 20.4037 | 20.4037
26 |  | 18.3298 | 18.3298
22.6 |  | 19.2324 | 19.2324
39.5 |  | 21.3252 | 21.3252
16 |  | 11.7965 | 11.7965
36 |  | 18.6536 | 18.6536
14.8 |  | 10.441 | 10.441
17.8 |  | 17.8413 | 17.8413
38.8 |  | 17.6305 | 17.6305
19.3 |  | 17.3579 | 17.3579
65.5 |  | 21.0557 | 21.0557
23.87 |  | 15.5844 | 15.5844
29.3 |  | 15.8662 | 15.8662
46.2 |  | 18.9722 | 18.9722
21.5 |  | 23.3251 | 23.3251
37.8 |  | 19.4651 | 19.4651
26.5 |  | 13.9652 | 13.9652
60.3 |  | 21.1136 | 21.1136
24.6 |  | 26.3779 | 26.3779
14 |  | 11.0566 | 11.0566
25.426 |  | 15.0313 | 15.0313
28.7 |  | 19.1171 | 19.1171
32.9 |  | 17.779 | 17.779
19 |  | 12.6978 | 12.6978
13.6 |  | 13.7925 | 13.7925
15.9 |  | 10.4748 | 10.4748
18.4 |  | 20.4053 | 20.4053
12.211 |  | 10.484 | 10.484
32.7 |  | 13.9778 | 13.9778
21 |  | 24.2543 | 24.2543
9.5 |  | 14.5851 | 14.5851
64.55 |  | 23.9078 | 23.9078
65.87 |  | 27.1074 | 27.1074
36.1 |  | 17.7438 | 17.7438
6.9 |  | 10.8797 | 10.8797
28.9 |  | 16.7603 | 16.7603
26 |  | 14.3459 | 14.3459
53.3 |  | 20.1598 | 20.1598
32.8 |  | 21.8249 | 21.8249
46.904 |  | 22.9621 | 22.9621
25.2 |  | 20.8857 | 20.8857
41.7 |  | 22.1698 | 22.1698
47.4 |  | 21.2208 | 21.2208
23.9 |  | 16.9781 | 16.9781
39.3 |  | 21.717 | 21.717
24.4 |  | 25.0035 | 25.0035
21.1 |  | 23.0357 | 23.0357
25.2 |  | 19.3328 | 19.3328
39.742 |  | 20.2 | 20.2
60.6 |  | 21.6385 | 21.6385
17.2 |  | 9.1186 | 9.1186
34.9 |  | 20.8281 | 20.8281
39.04 |  | 19.7478 | 19.7478
41.7 |  | 17.998 | 17.998
23.9 |  | 18.5646 | 18.5646
11.7 |  | 8.5329 | 8.5329
21.7 |  | 15.1748 | 15.1748
10.1 |  | 13.0604 | 13.0604
55.7 |  | 20.515 | 20.515
28.1 |  | 16.2365 | 16.2365
49.3 |  | 31.6327 | 31.6327
13.4 |  | 15.3518 | 15.3518
30.7 |  | 14.9767 | 14.9767
50 |  | 23.4662 | 23.4662
25 |  | 13.9083 | 13.9083
8.51 |  | 5.7003 | 5.7003
22 |  | 18.1339 | 18.1339
42.5 |  | 17.2935 | 17.2935
47 |  | 21.3811 | 21.3811
56 |  | 25.5229 | 25.5229
57 |  | 24.995 | 24.995
13.95 |  | 10.074 | 10.074
18 |  | 12.1407 | 12.1407
24 |  | 14.3709 | 14.3709
31.26 |  | 15.9257 | 15.9257
16.8 |  | 13.2707 | 13.2707
11 |  | 13.3247 | 13.3247
15 |  | 15.5693 | 15.5693
32 |  | 19.0486 | 19.0486
47.43 |  | 15.2274 | 15.2274
52.8 |  | 24.2415 | 24.2415
52 |  | 23.3501 | 23.3501
26.29 |  | 16.4789 | 16.4789
9.246 |  | 8.5358 | 8.5358
26.541 |  | 16.1543 | 16.1543
20 |  | 15.2373 | 15.2373
22.5 |  | 12.1692 | 12.1692
8.5 |  | 15.8119 | 15.8119
31 |  | 16.8301 | 16.8301
45 |  | 20.0796 | 20.0796
12 |  | 9.3555 | 9.3555
16 |  | 11.0608 | 11.0608
10.072 |  | 11.337 | 11.337
15 |  | 13.9821 | 13.9821
40.4 |  | 19.8129 | 19.8129
40 |  | 19.5855 | 19.5855
13 |  | 11.834 | 11.834
14.4 |  | 13.1561 | 13.1561
8.4 |  | 7.5496 | 7.5496
2 |  | 1.1879 | 1.1879
13 |  | 5.3625 | 5.3625
25.55 |  | 12.2034 | 12.2034
28.1 |  | 14.3075 | 14.3075
18 |  | 11.654 | 11.654
24 |  | 14.0173 | 14.0173
15 |  | 9.6198 | 9.6198
6.4 |  | 11.317 | 11.317
13.6 |  | 10.2754 | 10.2754
40 |  | 18.496 | 18.496
50 |  | 24.1738 | 24.1738
25.22 |  | 11.5924 | 11.5924
26.22 |  | 15.8808 | 15.8808
9.2 |  | 9.7258 | 9.7258
31 |  | 16.9568 | 16.9568
19 |  | 16.0275 | 16.0275
20 |  | 13.2674 | 13.2674
58 |  | 23.4393 | 23.4393
21 |  | 11.2519 | 11.2519
35.13 |  | 19.8871 | 19.8871
75 |  | 28.2265 | 28.2265
67.04 |  | 26.9331 | 26.9331
69.04 |  | 27.188 | 27.188
44 |  | 18.7108 | 18.7108
56 |  | 24.1673 | 24.1673
110 |  | 35.4821 | 35.4821
101 |  | 33.8012 | 33.8012
39 |  | 22.0655 | 22.0655
38 |  | 19.2114 | 19.2114
35 |  | 17.6263 | 17.6263
50 |  | 32.0441 | 32.0441
48 |  | 30.5424 | 30.5424
40 |  | 19.9987 | 19.9987
40 |  | 19.8235 | 19.8235
30 |  | 14.5399 | 14.5399
53.87 |  | 28.2583 | 28.2583

## Greenfield
Alberta Electric System Operator
2018 ISO Tariff Application
Appendix W - Option 2 POD Cost Function Workbook
Calculation of Power Curve for Greenfield Projects
September 14, 2017 |  | 0 MW removed
Project | Type * | Greenfield MW | Greenfield Cost | Greenfield Year | Upgrade MW | Upgrade Cost | Upgrade Year | Total MW | Total Cost | Total Year | LN(MW) | LN(Cost) |  | ln(y)=m*ln(x) + b Linear Regression
476 | GF | 14 | 16.8618 | 2003 |  |  |  | 14 | 16.8618 |  | 2.6391 | 2.8251 | m | 0.54295 | 0.96579 | b
478 | GF | 8.5 | 6.0182 | 2003 |  |  |  | 8.5 | 6.0182 |  | 2.1401 | 1.7948 | se | 0.068366 | 0.20015 | seb
473 | GF | 30 | 14.999 | 2003 |  |  |  | 30 | 14.999 |  | 3.4012 | 2.708 | R2 | 0.36869 | 0.55634 | sev
1042 | GF | 13 | 11.1648 | 2011 |  |  |  | 13 | 11.1648 |  | 2.5649 | 2.4128 | F | 63.0719 | 108 | df
443 | GF | 24.3 | 11.7056 | 2006 |  |  |  | 24.3 | 11.7056 |  | 3.1905 | 2.4601 | ssreg | 19.522 | 33.4281 | ssresid
1195 | GF | 18 | 31.6599 | 2011 |  |  |  | 18 | 31.6599 |  | 2.8904 | 3.4551
420 | GF | 6 | 9.6396 | 2007 |  |  |  | 6 | 9.6396 |  | 1.7918 | 2.2659 |  | y=cx^m, where c=e^b
440 | GF | 10 | 16.0096 | 2006 |  |  |  | 10 | 16.0096 |  | 2.3026 | 2.7732 | m | 0.54295
1102 | GF | 20 | 16.2936 | 2011 |  |  |  | 20 | 16.2936 |  | 2.9957 | 2.7908 | c | 2.6269
324 | GF | 17.2 | 8.9094 | 2003 |  |  |  | 17.2 | 8.9094 |  | 2.8449 | 2.1871
1103 | GF | 20 | 17.2995 | 2011 |  |  |  | 20 | 17.2995 |  | 2.9957 | 2.8507
386 | GF | 9 | 9.9511 | 2003 |  |  |  | 9 | 9.9511 |  | 2.1972 | 2.2977
80 | GF | 8 | 6.0754 | 2001 |  |  |  | 8 | 6.0754 |  | 2.0794 | 1.8042
1052 | GF | 13.6 | 10.9027 | 2011 |  |  |  | 13.6 | 10.9027 |  | 2.6101 | 2.389
347 | GF | 10.548 | 9.3005 | 2003 |  |  |  | 10.548 | 9.3005 |  | 2.3559 | 2.2301
1358 | GF | 27 | 13.0727 | 2011 |  |  |  | 27 | 13.0727 |  | 3.2958 | 2.5705
584 | GF | 28 | 34.9037 | 2011 |  |  |  | 28 | 34.9037 |  | 3.3322 | 3.5526
422 | GF | 24 | 13.6508 | 2003 |  |  |  | 24 | 13.6508 |  | 3.1781 | 2.6138
944 | GF | 43 | 26.8161 | 2010 |  |  |  | 43 | 26.8161 |  | 3.7612 | 3.289
387 | GF | 7.5 | 9.5131 | 2003 |  |  |  | 7.5 | 9.5131 |  | 2.0149 | 2.2527
587 | GF | 17.8 | 13.1522 | 2006 |  |  |  | 17.8 | 13.1522 |  | 2.8792 | 2.5766
585 | GF | 20.6 | 11.2912 | 2007 |  |  |  | 20.6 | 11.2912 |  | 3.0253 | 2.424
831 | GF | 19.6 | 20.9656 | 2011 |  |  |  | 19.6 | 20.9656 |  | 2.9755 | 3.0429
340 | GF | 22 | 13.3096 | 2003 |  |  |  | 22 | 13.3096 |  | 3.091 | 2.5885
334 | GF | 18.8 | 7.9464 | 2003 |  |  |  | 18.8 | 7.9464 |  | 2.9339 | 2.0727
343 | GF | 15.6 | 13.9997 | 2003 |  |  |  | 15.6 | 13.9997 |  | 2.7473 | 2.639
358 | GF | 19.8 | 7.2249 | 2003 |  |  |  | 19.8 | 7.2249 |  | 2.9857 | 1.9775
702 | GF | 28.4 | 5.2102 | 2007 |  |  |  | 28.4 | 5.2102 |  | 3.3464 | 1.6506
526 | GF | 19 | 13.7588 | 2007 |  |  |  | 19 | 13.7588 |  | 2.9444 | 2.6217
288 | GF | 12 | 4.4534 | 2001 |  |  |  | 12 | 4.4534 |  | 2.4849 | 1.4937
851 | GF | 25 | 12.9318 | 2007 |  |  |  | 25 | 12.9318 |  | 3.2189 | 2.5597
648 | GF | 15 | 14.9737 | 2007 |  |  |  | 15 | 14.9737 |  | 2.7081 | 2.7063
855 | GF | 23 | 28.6671 | 2011 |  |  |  | 23 | 28.6671 |  | 3.1355 | 3.3557
700 | GF | 9.8 | 7.0658 | 2007 |  |  |  | 9.8 | 7.0658 |  | 2.2824 | 1.9553
683 | GF | 30 | 16.0323 | 2011 |  |  |  | 30 | 16.0323 |  | 3.4012 | 2.7746
559 | GF | 115 | 56.8595 | 2011 |  |  |  | 115 | 56.8595 |  | 4.7449 | 4.0406
1074 | GF | 67 | 43.1388 | 2011 |  |  |  | 67 | 43.1388 |  | 4.2047 | 3.7644
34 | GF | 16 | 7.5134 | 2000 |  |  |  | 16 | 7.5134 |  | 2.7726 | 2.0167
433 | GF | 25 | 22.3083 | 2003 |  |  |  | 25 | 22.3083 |  | 3.2189 | 3.105
79A | GF | 8 | 5.0823 | 2000 |  |  |  | 8 | 5.0823 |  | 2.0794 | 1.6258
10A | GF | 6.2 | 8.916 | 2001 |  |  |  | 6.2 | 8.916 |  | 1.8245 | 2.1878
345 | GF | 35 | 8.369 | 2003 |  |  |  | 35 | 8.369 |  | 3.5553 | 2.1245
1049 | GF | 15.2 | 54.5518 | 2011 |  |  |  | 15.2 | 54.5518 |  | 2.7213 | 3.9992
230 | GF | 17 | 10.7399 | 2003 |  |  |  | 17 | 10.7399 |  | 2.8332 | 2.374
79B | GF | 8 | 3.3788 | 2000 |  |  |  | 8 | 3.3788 |  | 2.0794 | 1.2175
10B | GF | 9.406 | 9.7991 | 2001 |  |  |  | 9.406 | 9.7991 |  | 2.2413 | 2.2823
8 | GF | 18 | 11.9841 | 2000 |  |  |  | 18 | 11.9841 |  | 2.8904 | 2.4836
487 | GF | 22 | 16.6067 | 2007 |  |  |  | 22 | 16.6067 |  | 3.091 | 2.8098
385 | GF | 7.5 | 8.5881 | 2003 |  |  |  | 7.5 | 8.5881 |  | 2.0149 | 2.1504
865 | GF | 25 | 8.6092 | 2007 |  |  |  | 25 | 8.6092 |  | 3.2189 | 2.1528
863 | GF | 25 | 8.2434 | 2007 |  |  |  | 25 | 8.2434 |  | 3.2189 | 2.1094
527 | GF | 17 | 6.9319 | 2007 |  |  |  | 17 | 6.9319 |  | 2.8332 | 1.9361
595 | GF | 11 | 19.0874 | 2007 |  |  |  | 11 | 19.0874 |  | 2.3979 | 2.949
528 | GF | 17 | 5.2658 | 2007 |  |  |  | 17 | 5.2658 |  | 2.8332 | 1.6612
529 | GF | 17 | 7.7922 | 2007 |  |  |  | 17 | 7.7922 |  | 2.8332 | 2.0531
1095 | GF | 18 | 11.9234 | 2011 |  |  |  | 18 | 11.9234 |  | 2.8904 | 2.4785
561 | GF | 46 | 58.1001 | 2011 |  |  |  | 46 | 58.1001 |  | 3.8286 | 4.0622
1018 | GF | 3 | 10.6346 | 2011 |  |  |  | 3 | 10.6346 |  | 1.0986 | 2.3641
360 | GF | 22 | 7.1175 | 2003 |  |  |  | 22 | 7.1175 |  | 3.091 | 1.9626
1106 | GF | 12 | 20.2179 | 2011 |  |  |  | 12 | 20.2179 |  | 2.4849 | 3.0066
899 | GF | 25 | 15.1725 | 2010 |  |  |  | 25 | 15.1725 |  | 3.2189 | 2.7195
1191 | GF | 11 | 12.6281 | 2011 |  |  |  | 11 | 12.6281 |  | 2.3979 | 2.5359
1115 | GF | 10 | 24.3628 | 2011 |  |  |  | 10 | 24.3628 |  | 2.3026 | 3.1931
1053 | GF | 9 | 14.7144 | 2011 |  |  |  | 9 | 14.7144 |  | 2.1972 | 2.6888
864 | GF | 25 | 9.8258 | 2007 |  |  |  | 25 | 9.8258 |  | 3.2189 | 2.285
834 | GF | 45 | 25.7984 | 2010 |  |  |  | 45 | 25.7984 |  | 3.8067 | 3.2503
722 | GF | 10.5 | 13.5015 | 2010 |  |  |  | 10.5 | 13.5015 |  | 2.3514 | 2.6028
927 | GF | 60 | 25.8871 | 2011 |  |  |  | 60 | 25.8871 |  | 4.0943 | 3.2537
1068 | GF | 11.2 | 26.9182 | 2011 |  |  |  | 11.2 | 26.9182 |  | 2.4159 | 3.2928
506 | GF | 20 | 13.9693 | 2003 |  |  |  | 20 | 13.9693 |  | 2.9957 | 2.6369
456 | GF | 16 | 17.647 | 2007 |  |  |  | 16 | 17.647 |  | 2.7726 | 2.8706
130 | GF | 18 | 8.437 | 2001 |  |  |  | 18 | 8.437 |  | 2.8904 | 2.1326
308 | GF | 10 | 8.8754 | 2003 |  |  |  | 10 | 8.8754 |  | 2.3026 | 2.1833
829 | GF | 20 | 27.7611 | 2011 |  |  |  | 20 | 27.7611 |  | 2.9957 | 3.3236
425 | GF | 17 | 11.7254 | 2006 |  |  |  | 17 | 11.7254 |  | 2.8332 | 2.4618
333 | GF | 12 | 7.5607 | 2003 |  |  |  | 12 | 7.5607 |  | 2.4849 | 2.023
769 | GF | 40 | 26.3813 | 2007 |  |  |  | 40 | 26.3813 |  | 3.6889 | 3.2727
948 | GF | 57 | 12.6537 | 2014 |  |  |  | 57 | 12.6537 |  | 4.0431 | 2.5379
1128 | GF | 45 | 63.5562 | 2013 |  |  |  | 45 | 63.5562 |  | 3.8067 | 4.1519
1214 | GF | 52 | 22.6317 | 2013 |  |  |  | 52 | 22.6317 |  | 3.9512 | 3.1194
1225 | GF | 20 | 18.6367 | 2013 |  |  |  | 20 | 18.6367 |  | 2.9957 | 2.9251
1263 | GF | 8 | 19.6117 | 2013 |  |  |  | 8 | 19.6117 |  | 2.0794 | 2.9761
1309 | GF | 15 | 16.1093 | 2013 |  |  |  | 15 | 16.1093 |  | 2.7081 | 2.7794
1349 | GF | 34 | 8.968 | 2013 |  |  |  | 34 | 8.968 |  | 3.5264 | 2.1937
1358 | GF | 27 | 13.0727 | 2013 |  |  |  | 27 | 13.0727 |  | 3.2958 | 2.5705
1404 | GF | 35 | 35.2763 | 2013 |  |  |  | 35 | 35.2763 |  | 3.5553 | 3.5632
1482 | GF | 18.4 | 18.7658 | 2013 |  |  |  | 18.4 | 18.7658 |  | 2.9124 | 2.932
1515 | GF | 7.2 | 12.9927 | 2013 |  |  |  | 7.2 | 12.9927 |  | 1.9741 | 2.5644
1618 | GF | 21 | 15.966 | 2016 |  |  |  | 21 | 15.966 |  | 3.0445 | 2.7705
1634 | GF | 17.9 | 17.1728 | 2015 |  |  |  | 17.9 | 17.1728 |  | 2.8848 | 2.8433
1258 | GF | 46 | 53.5183 | 2017 |  |  |  | 46 | 53.5183 |  | 3.8286 | 3.98
1284 | GF | 24.1 | 7.0843 | 2013 |  |  |  | 24.1 | 7.0843 |  | 3.1822 | 1.9579
Pre-01 | GF | 2.2 | 2.4934 | 1990 |  |  |  | 2.2 | 2.4934 |  | 0.78846 | 0.91364
Pre-02 | GF | 1.464 | 1.494 | 1987 |  |  |  | 1.464 | 1.494 |  | 0.38117 | 0.40147
Pre-03 | GF | 4.075 | 1.9369 | 1990 |  |  |  | 4.075 | 1.9369 |  | 1.4049 | 0.66111
Pre-04 | GF | 10 | 8.5265 | 1991 |  |  |  | 10 | 8.5265 |  | 2.3026 | 2.1432
Pre-05 | GF | 4.8 | 4.0522 | 1988 |  |  |  | 4.8 | 4.0522 |  | 1.5686 | 1.3993
Pre-06 | GF | 5.1 | 9.6482 | 1989 |  |  |  | 5.1 | 9.6482 |  | 1.6292 | 2.2668
Pre-07 | GF | 6.9 | 5.0294 | 1997 |  |  |  | 6.9 | 5.0294 |  | 1.9315 | 1.6153
Pre-08 | GF | 11.8 | 6.3729 | 1987 |  |  |  | 11.8 | 6.3729 |  | 2.4681 | 1.8521
Pre-09 | GF | 9.7 | 2.9443 | 1997 |  |  |  | 9.7 | 2.9443 |  | 2.2721 | 1.0799
Pre-10 | GF | 6.12 | 13.4811 | 1990 |  |  |  | 6.12 | 13.4811 |  | 1.8116 | 2.6013
Pre-11 | GF | 6.2672 | 2.9102 | 1987 |  |  |  | 6.2672 | 2.9102 |  | 1.8353 | 1.0682
Pre-12 | GF | 6.366 | 9.8907 | 1993 |  |  |  | 6.366 | 9.8907 |  | 1.851 | 2.2916
Pre-13 | GF | 8.5 | 5.9446 | 1990 |  |  |  | 8.5 | 5.9446 |  | 2.1401 | 1.7825
Pre-14 | GF | 46.55 | 7.1936 | 1991 |  |  |  | 46.55 | 7.1936 |  | 3.8405 | 1.9732
Pre-15 | GF | 56.8 | 17.5945 | 1990 |  |  |  | 56.8 | 17.5945 |  | 4.0395 | 2.8676
Pre-16 | GF | 81.576 | 14.0262 | 1988 |  |  |  | 81.576 | 14.0262 |  | 4.4015 | 2.6409
Pre-17 | GF | 95.2 | 14.2199 | 1999 |  |  |  | 95.2 | 14.2199 |  | 4.556 | 2.6546
Pre-18 | GF | 122.772 | 23.4475 | 1990 |  |  |  | 122.772 | 23.4475 |  | 4.8103 | 3.1548
* Type is either Greenfield (“GF”) or Upgrade (“UG”), where Upgrade refers to additional facilities that increase the capacity of an existing Greenfield project

## GF + UG Iteration 1
Alberta Electric System Operator
2018 ISO Tariff Application
Appendix W - Option 2 POD Cost Function Workbook
First-Interation Calculation of Power Curve for Greenfield and Upgrade Projects
September 14, 2017 |  | 0 MW removed
Project | Type * | Greenfield MW | Greenfield Cost ** | Greenfield Year | Upgrade MW | Upgrade Cost | Upgrade Year | Total MW | Total Cost | Total Year | LN(MW) | LN(Cost) |  | ln(y)=m*ln(x) + b Linear Regression
476 | GF | 14 | 16.8618 | 2003 |  |  |  | 14 | 16.8618 | 2003 | 2.6391 | 2.8251 | m | 0.5491 | 0.96447 | b
478 | GF | 8.5 | 6.0182 | 2003 |  |  |  | 8.5 | 6.0182 | 2003 | 2.1401 | 1.7948 | se | 0.033778 | 0.10707 | seb
473 | GF | 30 | 14.999 | 2003 |  |  |  | 30 | 14.999 | 2003 | 3.4012 | 2.708 | R2 | 0.50214 | 0.39835 | sev
1042 | GF | 13 | 11.1648 | 2011 |  |  |  | 13 | 11.1648 | 2011 | 2.5649 | 2.4128 | F | 264.2508 | 262 | df
443 | GF | 24.3 | 11.7056 | 2006 |  |  |  | 24.3 | 11.7056 | 2006 | 3.1905 | 2.4601 | ssreg | 41.9319 | 41.5748 | ssresid
1195 | GF | 18 | 31.6599 | 2011 |  |  |  | 18 | 31.6599 | 2011 | 2.8904 | 3.4551
420 | GF | 6 | 9.6396 | 2007 |  |  |  | 6 | 9.6396 | 2007 | 1.7918 | 2.2659 |  | y=cx^m, where c=e^b
440 | GF | 10 | 16.0096 | 2006 |  |  |  | 10 | 16.0096 | 2006 | 2.3026 | 2.7732 | m | 0.5491 | 1.133% | change
1102 | GF | 20 | 16.2936 | 2011 |  |  |  | 20 | 16.2936 | 2011 | 2.9957 | 2.7908 | c | 2.6234 | -0.1312% | from
324 | GF | 17.2 | 8.9094 | 2003 |  |  |  | 17.2 | 8.9094 | 2003 | 2.8449 | 2.1871 |  |  |  | prior
1103 | GF | 20 | 17.2995 | 2011 |  |  |  | 20 | 17.2995 | 2011 | 2.9957 | 2.8507 |  |  |  | iteration
386 | GF | 9 | 9.9511 | 2003 |  |  |  | 9 | 9.9511 | 2003 | 2.1972 | 2.2977
80 | GF | 8 | 6.0754 | 2001 |  |  |  | 8 | 6.0754 | 2001 | 2.0794 | 1.8042
1052 | GF | 13.6 | 10.9027 | 2011 |  |  |  | 13.6 | 10.9027 | 2011 | 2.6101 | 2.389
347 | GF | 10.548 | 9.3005 | 2003 |  |  |  | 10.548 | 9.3005 | 2003 | 2.3559 | 2.2301
1358 | GF | 27 | 13.0727 | 2011 |  |  |  | 27 | 13.0727 | 2011 | 3.2958 | 2.5705
584 | GF | 28 | 34.9037 | 2011 |  |  |  | 28 | 34.9037 | 2011 | 3.3322 | 3.5526
422 | GF | 24 | 13.6508 | 2003 |  |  |  | 24 | 13.6508 | 2003 | 3.1781 | 2.6138
944 | GF | 43 | 26.8161 | 2010 |  |  |  | 43 | 26.8161 | 2010 | 3.7612 | 3.289
387 | GF | 7.5 | 9.5131 | 2003 |  |  |  | 7.5 | 9.5131 | 2003 | 2.0149 | 2.2527
587 | GF | 17.8 | 13.1522 | 2006 |  |  |  | 17.8 | 13.1522 | 2006 | 2.8792 | 2.5766
585 | GF | 20.6 | 11.2912 | 2007 |  |  |  | 20.6 | 11.2912 | 2007 | 3.0253 | 2.424
831 | GF | 19.6 | 20.9656 | 2011 |  |  |  | 19.6 | 20.9656 | 2011 | 2.9755 | 3.0429
340 | GF | 22 | 13.3096 | 2003 |  |  |  | 22 | 13.3096 | 2003 | 3.091 | 2.5885
334 | GF | 18.8 | 7.9464 | 2003 |  |  |  | 18.8 | 7.9464 | 2003 | 2.9339 | 2.0727
343 | GF | 15.6 | 13.9997 | 2003 |  |  |  | 15.6 | 13.9997 | 2003 | 2.7473 | 2.639
358 | GF | 19.8 | 7.2249 | 2003 |  |  |  | 19.8 | 7.2249 | 2003 | 2.9857 | 1.9775
702 | GF | 28.4 | 5.2102 | 2007 |  |  |  | 28.4 | 5.2102 | 2007 | 3.3464 | 1.6506
526 | GF | 19 | 13.7588 | 2007 |  |  |  | 19 | 13.7588 | 2007 | 2.9444 | 2.6217
288 | GF | 12 | 4.4534 | 2001 |  |  |  | 12 | 4.4534 | 2001 | 2.4849 | 1.4937
851 | GF | 25 | 12.9318 | 2007 |  |  |  | 25 | 12.9318 | 2007 | 3.2189 | 2.5597
648 | GF | 15 | 14.9737 | 2007 |  |  |  | 15 | 14.9737 | 2007 | 2.7081 | 2.7063
855 | GF | 23 | 28.6671 | 2011 |  |  |  | 23 | 28.6671 | 2011 | 3.1355 | 3.3557
700 | GF | 9.8 | 7.0658 | 2007 |  |  |  | 9.8 | 7.0658 | 2007 | 2.2824 | 1.9553
683 | GF | 30 | 16.0323 | 2011 |  |  |  | 30 | 16.0323 | 2011 | 3.4012 | 2.7746
559 | GF | 115 | 56.8595 | 2011 |  |  |  | 115 | 56.8595 | 2011 | 4.7449 | 4.0406
1074 | GF | 67 | 43.1388 | 2011 |  |  |  | 67 | 43.1388 | 2011 | 4.2047 | 3.7644
34 | GF | 16 | 7.5134 | 2000 |  |  |  | 16 | 7.5134 | 2000 | 2.7726 | 2.0167
433 | GF | 25 | 22.3083 | 2003 |  |  |  | 25 | 22.3083 | 2003 | 3.2189 | 3.105
79A | GF | 8 | 5.0823 | 2000 |  |  |  | 8 | 5.0823 | 2000 | 2.0794 | 1.6258
10A | GF | 6.2 | 8.916 | 2001 |  |  |  | 6.2 | 8.916 | 2001 | 1.8245 | 2.1878
345 | GF | 35 | 8.369 | 2003 |  |  |  | 35 | 8.369 | 2003 | 3.5553 | 2.1245
1049 | GF | 15.2 | 54.5518 | 2011 |  |  |  | 15.2 | 54.5518 | 2011 | 2.7213 | 3.9992
230 | GF | 17 | 10.7399 | 2003 |  |  |  | 17 | 10.7399 | 2003 | 2.8332 | 2.374
79B | GF | 8 | 3.3788 | 2000 |  |  |  | 8 | 3.3788 | 2000 | 2.0794 | 1.2175
10B | GF | 9.406 | 9.7991 | 2001 |  |  |  | 9.406 | 9.7991 | 2001 | 2.2413 | 2.2823
8 | GF | 18 | 11.9841 | 2000 |  |  |  | 18 | 11.9841 | 2000 | 2.8904 | 2.4836
487 | GF | 22 | 16.6067 | 2007 |  |  |  | 22 | 16.6067 | 2007 | 3.091 | 2.8098
385 | GF | 7.5 | 8.5881 | 2003 |  |  |  | 7.5 | 8.5881 | 2003 | 2.0149 | 2.1504
865 | GF | 25 | 8.6092 | 2007 |  |  |  | 25 | 8.6092 | 2007 | 3.2189 | 2.1528
863 | GF | 25 | 8.2434 | 2007 |  |  |  | 25 | 8.2434 | 2007 | 3.2189 | 2.1094
527 | GF | 17 | 6.9319 | 2007 |  |  |  | 17 | 6.9319 | 2007 | 2.8332 | 1.9361
595 | GF | 11 | 19.0874 | 2007 |  |  |  | 11 | 19.0874 | 2007 | 2.3979 | 2.949
528 | GF | 17 | 5.2658 | 2007 |  |  |  | 17 | 5.2658 | 2007 | 2.8332 | 1.6612
529 | GF | 17 | 7.7922 | 2007 |  |  |  | 17 | 7.7922 | 2007 | 2.8332 | 2.0531
1095 | GF | 18 | 11.9234 | 2011 |  |  |  | 18 | 11.9234 | 2011 | 2.8904 | 2.4785
561 | GF | 46 | 58.1001 | 2011 |  |  |  | 46 | 58.1001 | 2011 | 3.8286 | 4.0622
1018 | GF | 3 | 10.6346 | 2011 |  |  |  | 3 | 10.6346 | 2011 | 1.0986 | 2.3641
360 | GF | 22 | 7.1175 | 2003 |  |  |  | 22 | 7.1175 | 2003 | 3.091 | 1.9626
1106 | GF | 12 | 20.2179 | 2011 |  |  |  | 12 | 20.2179 | 2011 | 2.4849 | 3.0066
899 | GF | 25 | 15.1725 | 2010 |  |  |  | 25 | 15.1725 | 2010 | 3.2189 | 2.7195
1191 | GF | 11 | 12.6281 | 2011 |  |  |  | 11 | 12.6281 | 2011 | 2.3979 | 2.5359
1115 | GF | 10 | 24.3628 | 2011 |  |  |  | 10 | 24.3628 | 2011 | 2.3026 | 3.1931
1053 | GF | 9 | 14.7144 | 2011 |  |  |  | 9 | 14.7144 | 2011 | 2.1972 | 2.6888
864 | GF | 25 | 9.8258 | 2007 |  |  |  | 25 | 9.8258 | 2007 | 3.2189 | 2.285
834 | GF | 45 | 25.7984 | 2010 |  |  |  | 45 | 25.7984 | 2010 | 3.8067 | 3.2503
722 | GF | 10.5 | 13.5015 | 2010 |  |  |  | 10.5 | 13.5015 | 2010 | 2.3514 | 2.6028
927 | GF | 60 | 25.8871 | 2011 |  |  |  | 60 | 25.8871 | 2011 | 4.0943 | 3.2537
1068 | GF | 11.2 | 26.9182 | 2011 |  |  |  | 11.2 | 26.9182 | 2011 | 2.4159 | 3.2928
506 | GF | 20 | 13.9693 | 2003 |  |  |  | 20 | 13.9693 | 2003 | 2.9957 | 2.6369
456 | GF | 16 | 17.647 | 2007 |  |  |  | 16 | 17.647 | 2007 | 2.7726 | 2.8706
130 | GF | 18 | 8.437 | 2001 |  |  |  | 18 | 8.437 | 2001 | 2.8904 | 2.1326
308 | GF | 10 | 8.8754 | 2003 |  |  |  | 10 | 8.8754 | 2003 | 2.3026 | 2.1833
829 | GF | 20 | 27.7611 | 2011 |  |  |  | 20 | 27.7611 | 2011 | 2.9957 | 3.3236
425 | GF | 17 | 11.7254 | 2006 |  |  |  | 17 | 11.7254 | 2006 | 2.8332 | 2.4618
333 | GF | 12 | 7.5607 | 2003 |  |  |  | 12 | 7.5607 | 2003 | 2.4849 | 2.023
769 | GF | 40 | 26.3813 | 2007 |  |  |  | 40 | 26.3813 | 2007 | 3.6889 | 3.2727
948 | GF | 57 | 12.6537 | 2014 |  |  |  | 57 | 12.6537 | 2014 | 4.0431 | 2.5379
1128 | GF | 45 | 63.5562 | 2013 |  |  |  | 45 | 63.5562 | 2013 | 3.8067 | 4.1519
1214 | GF | 52 | 22.6317 | 2013 |  |  |  | 52 | 22.6317 | 2013 | 3.9512 | 3.1194
1225 | GF | 20 | 18.6367 | 2013 |  |  |  | 20 | 18.6367 | 2013 | 2.9957 | 2.9251
1263 | GF | 8 | 19.6117 | 2013 |  |  |  | 8 | 19.6117 | 2013 | 2.0794 | 2.9761
1309 | GF | 15 | 16.1093 | 2013 |  |  |  | 15 | 16.1093 | 2013 | 2.7081 | 2.7794
1349 | GF | 34 | 8.968 | 2013 |  |  |  | 34 | 8.968 | 2013 | 3.5264 | 2.1937
1358 | GF | 27 | 13.0727 | 2013 |  |  |  | 27 | 13.0727 | 2013 | 3.2958 | 2.5705
1404 | GF | 35 | 35.2763 | 2013 |  |  |  | 35 | 35.2763 | 2013 | 3.5553 | 3.5632
1482 | GF | 18.4 | 18.7658 | 2013 |  |  |  | 18.4 | 18.7658 | 2013 | 2.9124 | 2.932
1515 | GF | 7.2 | 12.9927 | 2013 |  |  |  | 7.2 | 12.9927 | 2013 | 1.9741 | 2.5644
1618 | GF | 21 | 15.966 | 2016 |  |  |  | 21 | 15.966 | 2016 | 3.0445 | 2.7705
1634 | GF | 17.9 | 17.1728 | 2015 |  |  |  | 17.9 | 17.1728 | 2015 | 2.8848 | 2.8433
1258 | GF | 46 | 53.5183 | 2017 |  |  |  | 46 | 53.5183 | 2017 | 3.8286 | 3.98
1284 | GF | 24.1 | 7.0843 | 2013 |  |  |  | 24.1 | 7.0843 | 2013 | 3.1822 | 1.9579
Pre-01 | GF | 2.2 | 2.4934 | 1990 |  |  |  | 2.2 | 2.4934 | 1990 | 0.78846 | 0.91364
Pre-02 | GF | 1.464 | 1.494 | 1987 |  |  |  | 1.464 | 1.494 | 1987 | 0.38117 | 0.40147
Pre-03 | GF | 4.075 | 1.9369 | 1990 |  |  |  | 4.075 | 1.9369 | 1990 | 1.4049 | 0.66111
Pre-04 | GF | 10 | 8.5265 | 1991 |  |  |  | 10 | 8.5265 | 1991 | 2.3026 | 2.1432
Pre-05 | GF | 4.8 | 4.0522 | 1988 |  |  |  | 4.8 | 4.0522 | 1988 | 1.5686 | 1.3993
Pre-06 | GF | 5.1 | 9.6482 | 1989 |  |  |  | 5.1 | 9.6482 | 1989 | 1.6292 | 2.2668
Pre-07 | GF | 6.9 | 5.0294 | 1997 |  |  |  | 6.9 | 5.0294 | 1997 | 1.9315 | 1.6153
Pre-08 | GF | 11.8 | 6.3729 | 1987 |  |  |  | 11.8 | 6.3729 | 1987 | 2.4681 | 1.8521
Pre-09 | GF | 9.7 | 2.9443 | 1997 |  |  |  | 9.7 | 2.9443 | 1997 | 2.2721 | 1.0799
Pre-10 | GF | 6.12 | 13.4811 | 1990 |  |  |  | 6.12 | 13.4811 | 1990 | 1.8116 | 2.6013
Pre-11 | GF | 6.2672 | 2.9102 | 1987 |  |  |  | 6.2672 | 2.9102 | 1987 | 1.8353 | 1.0682
Pre-12 | GF | 6.366 | 9.8907 | 1993 |  |  |  | 6.366 | 9.8907 | 1993 | 1.851 | 2.2916
Pre-13 | GF | 8.5 | 5.9446 | 1990 |  |  |  | 8.5 | 5.9446 | 1990 | 2.1401 | 1.7825
Pre-14 | GF | 46.55 | 7.1936 | 1991 |  |  |  | 46.55 | 7.1936 | 1991 | 3.8405 | 1.9732
Pre-15 | GF | 56.8 | 17.5945 | 1990 |  |  |  | 56.8 | 17.5945 | 1990 | 4.0395 | 2.8676
Pre-16 | GF | 81.576 | 14.0262 | 1988 |  |  |  | 81.576 | 14.0262 | 1988 | 4.4015 | 2.6409
Pre-17 | GF | 95.2 | 14.2199 | 1999 |  |  |  | 95.2 | 14.2199 | 1999 | 4.556 | 2.6546
Pre-18 | GF | 122.772 | 23.4475 | 1990 |  |  |  | 122.772 | 23.4475 | 1990 | 4.8103 | 3.1548
1184 | UG | 30 | 16.6507 | 2013 | 18.2 | 18.8693 | 2012 | 48.2 | 35.5201 | 2013 | 3.8754 | 3.5701
457 | UG | 10.77 | 9.5471 | 1990 | 10 | 3.2891 | 2006 | 20.77 | 12.8363 | 2006 | 3.0335 | 2.5523
407 | UG | 25.4 | 15.2119 | 1982 | 2 | 0.60107 | 2004 | 27.4 | 15.813 | 2004 | 3.3105 | 2.7608
706 | UG | 14.85 | 11.3663 | 1984 | 14.25 | 5.8346 | 2008 | 29.1 | 17.2009 | 2008 | 3.3707 | 2.845
1070 | UG | 34 | 17.8216 | 1984 | 4.9 | 0.83608 | 2011 | 38.9 | 18.6577 | 2011 | 3.661 | 2.9263
1264 | UG | 38.9 | 19.1731 | 1984 | 7.2 | 8.0579 | 2013 | 46.1 | 27.231 | 2013 | 3.8308 | 3.3044
1208 | UG | 14.1 | 11.051 | 1961 | 11.5 | 2.7992 | 2012 | 25.6 | 13.8502 | 2012 | 3.2426 | 2.6283
655 | UG | 12.053 | 10.1487 | 1974 | 2.339 | 0.59465 | 2007 | 14.392 | 10.7434 | 2007 | 2.6667 | 2.3743
733 | UG | 24.3 | 14.8506 | 2007 | 17.1 | 6.7726 | 2009 | 41.4 | 21.6232 | 2009 | 3.7233 | 3.0738
401 | UG | 2 | 3.8272 | 1986 | 1.5 | 0.36204 | 2004 | 3.5 | 4.1892 | 2004 | 1.2528 | 1.4325
1412 | UG | 3.5 | 5.186 | 1986 | 11 | 4.3575 | 2015 | 14.5 | 9.5435 | 2015 | 2.6741 | 2.2559
1318 | UG | 22.3 | 14.174 | 1997 | 28.9 | 1.6878 | 2013 | 51.2 | 15.8618 | 2013 | 3.9357 | 2.7639
1194 | UG | 5.8 | 6.8224 | 1980 | 9.6 | 1.6086 | 2011 | 15.4 | 8.431 | 2011 | 2.7344 | 2.1319
804 | UG | 14.429 | 11.1902 | 1982 | 9.871 | 9.1567 | 2009 | 24.3 | 20.3469 | 2009 | 3.1905 | 3.0129
365 | UG | 15.9 | 11.7959 | 1982 | 0.269 | 0.59607 | 2003 | 16.169 | 12.3919 | 2003 | 2.7831 | 2.517
708 | UG | 16.2 | 11.9162 | 1982 | 11.5 | 6.8375 | 2007 | 27.7 | 18.7536 | 2007 | 3.3214 | 2.9314
1568 | UG | 27.7 | 15.945 | 1997 | 8.1 | 3.5849 | 2015 | 35.8 | 19.5299 | 2015 | 3.5779 | 2.9719
398 | UG | 27.329 | 15.8287 | 1981 | 2 | 1.4547 | 2004 | 29.329 | 17.2834 | 2004 | 3.3786 | 2.8497
1642 | UG | 16.12 | 11.8842 | unknown | 2.78 | 10.1341 | 2015 | 18.9 | 22.0183 | 2015 | 2.9392 | 3.0919
522 | UG | 38.7 | 19.1195 | 1981 | 2.3 | 0.49327 | 2006 | 41 | 19.6128 | 2006 | 3.7136 | 2.9762
170 | UG | 20.4 | 13.505 | unknown | 5.6 | 4.4337 | 2001 | 26 | 17.9387 | 2001 | 3.2581 | 2.887
170 | UG | 21.6 | 13.9307 | unknown | 1 | 4.883 | 2001 | 22.6 | 18.8137 | 2001 | 3.1179 | 2.9346
1366 | UG | 25.5 | 15.2444 | 0 | 14 | 5.5737 | 2013 | 39.5 | 20.8181 | 2013 | 3.6763 | 3.0358
170 | UG | 5.4 | 6.5628 | unknown | 10.6 | 5.2097 | 2001 | 16 | 11.7725 | 2001 | 2.7726 | 2.4658
1350 | UG | 16 | 11.8361 | 0 | 20 | 6.53 | 2013 | 36 | 18.3661 | 2013 | 3.5835 | 2.9105
658 | UG | 1.6 | 3.3905 | 1996 | 13.2 | 7.1147 | 2008 | 14.8 | 10.5052 | 2008 | 2.6946 | 2.3519
897 | UG | 14.8 | 11.3455 | 1996 | 3 | 6.2372 | 2010 | 17.8 | 17.5827 | 2010 | 2.8792 | 2.8669
483 | UG | 20.7 | 13.6125 | 1986 | 18.1 | 3.6201 | 2005 | 38.8 | 17.2325 | 2005 | 3.6584 | 2.8468
1494 | UG | 13.3 | 10.706 | 0 | 6 | 6.4297 | 2014 | 19.3 | 17.1357 | 2014 | 2.9601 | 2.8412
488 | UG | 41.3 | 19.8066 | 1982 | 24.2 | 0.40463 | 2006 | 65.5 | 20.2112 | 2006 | 4.1821 | 3.0062
318 | UG | 22.87 | 14.3696 | 1996 | 1 | 0.76702 | 2001 | 23.87 | 15.1366 | 2001 | 3.1726 | 2.7171
806 | UG | 23.867 | 14.7064 | 1996 | 5.433 | 0.68948 | 2008 | 29.3 | 15.3959 | 2008 | 3.3776 | 2.7341
1386 | UG | 32.7 | 17.4483 | 0 | 13.5 | 0.85934 | 2013 | 46.2 | 18.3077 | 2013 | 3.833 | 2.9073
928 | UG | 18.02 | 12.6253 | 1992 | 3.48 | 10.3644 | 2010 | 21.5 | 22.9897 | 2010 | 3.0681 | 3.135
1450 | UG | 21.5 | 13.8956 | 1992 | 16.3 | 5.153 | 2014 | 37.8 | 19.0486 | 2014 | 3.6323 | 2.947
170 | UG | 17.7 | 12.5031 | unknown | 8.8 | 1.1342 | 2001 | 26.5 | 13.6373 | 2001 | 3.2771 | 2.6128
649 | UG | 26.5 | 15.5662 | 1997 | 33.8 | 5.0181 | 2007 | 60.3 | 20.5842 | 2007 | 4.0993 | 3.0245
1203 | UG | 20.5 | 13.5409 | 1977 | 4.1 | 12.4436 | 2012 | 24.6 | 25.9845 | 2012 | 3.2027 | 3.2575
170 | UG | 7.9 | 8.0686 | 1972 | 6.1 | 2.9005 | 2001 | 14 | 10.9691 | 2001 | 2.6391 | 2.3951
363 | UG | 21.226 | 13.7992 | 1975 | 4.2 | 0.82194 | 2004 | 25.426 | 14.6211 | 2004 | 3.2358 | 2.6825
493 | UG | 25.4 | 15.2119 | 1975 | 3.3 | 3.4003 | 2006 | 28.7 | 18.6122 | 2006 | 3.3569 | 2.9238
685 | UG | 28.7 | 16.255 | 1975 | 4.2 | 0.94607 | 2007 | 32.9 | 17.2011 | 2007 | 3.4935 | 2.845
435 | UG | 10.6 | 9.465 | 1990 | 8.4 | 3.0774 | 2004 | 19 | 12.5424 | 2004 | 2.9444 | 2.5291
652 | UG | 10.195 | 9.2669 | 1986 | 3.405 | 4.3802 | 2007 | 13.6 | 13.6472 | 2007 | 2.6101 | 2.6135
366 | UG | 11.1 | 9.7049 | 1981 | 4.8 | 0.60208 | 2003 | 15.9 | 10.307 | 2003 | 2.7663 | 2.3328
1640 | UG | 15.9 | 11.7959 | 1981 | 2.5 | 8.3244 | 2015 | 18.4 | 20.1203 | 2015 | 2.9124 | 3.0017
367 | UG | 11.211 | 9.7574 | 1988 | 1 | 0.55589 | 2004 | 12.211 | 10.3133 | 2004 | 2.5023 | 2.3334
902 | UG | 19.2 | 13.0677 | 2002 | 13.5 | 0.547 | 2009 | 32.7 | 13.6147 | 2009 | 3.4874 | 2.6111
1202 | UG | 19.4 | 13.1414 | 1989 | 1.6 | 10.745 | 2012 | 21 | 23.8865 | 2012 | 3.0445 | 3.1733
1338 | UG | 7.5 | 7.8442 | unknown | 2 | 6.6636 | 2013 | 9.5 | 14.5077 | 2013 | 2.2513 | 2.6747
212 | UG | 36.55 | 18.5353 | 1978 | 28 | 4.6265 | 2003 | 64.55 | 23.1617 | 2003 | 4.1674 | 3.1425
653 | UG | 64.55 | 25.2413 | 1977 | 1.32 | 0.56895 | 2007 | 65.87 | 25.8102 | 2007 | 4.1877 | 3.2508
1382 | UG | 24.2 | 14.8174 | unknown | 11.9 | 2.4484 | 2013 | 36.1 | 17.2659 | 2013 | 3.5863 | 2.8487
874 | UG | 6.4 | 7.1969 | 1997 | 0.5 | 3.6334 | 2009 | 6.9 | 10.8303 | 2009 | 1.9315 | 2.3823
491 | UG | 27.9 | 16.0074 | 1984 | 1 | 0.19252 | 2006 | 28.9 | 16.1999 | 2006 | 3.3638 | 2.785
1396 | UG | 20.6 | 13.5767 | 2009 | 5.4 | 0.37351 | 2013 | 26 | 13.9502 | 2013 | 3.2581 | 2.6355
1597 | UG | 26 | 15.406 | 2009 | 27.3 | 4.2356 | 2015 | 53.3 | 19.6416 | 2015 | 3.9759 | 2.9776
1292 | UG | 30.3 | 16.7409 | unknown | 2.5 | 4.4712 | 2013 | 32.8 | 21.2121 | 2013 | 3.4904 | 3.0546
364 | UG | 44.904 | 20.727 | 1975 | 2 | 1.3175 | 2004 | 46.904 | 22.0445 | 2004 | 3.8481 | 3.0931
1306 | UG | 23.1 | 14.4479 | 1985 | 2.1 | 5.9849 | 2013 | 25.2 | 20.4327 | 2013 | 3.2268 | 3.0171
858 | UG | 28.4 | 16.1625 | 2009 | 13.3 | 5.4359 | 2010 | 41.7 | 21.5984 | 2010 | 3.7305 | 3.0726
1454 | UG | 41.7 | 19.9105 | 2009 | 5.7 | 0.45762 | 2013 | 47.4 | 20.3681 | 2013 | 3.8586 | 3.014
637 | UG | 15.5 | 11.6338 | 1989 | 8.4 | 5.0689 | 2007 | 23.9 | 16.7027 | 2007 | 3.1739 | 2.8156
1254 | UG | 23.9 | 14.7174 | 1989 | 15.4 | 6.5284 | 2012 | 39.3 | 21.2458 | 2012 | 3.6712 | 3.0562
734 | UG | 20 | 13.3606 | 1974 | 4.4 | 11.2611 | 2011 | 24.4 | 24.6217 | 2011 | 3.1946 | 3.2036
1674 | UG | 17.4 | 12.3876 | 0 | 3.7 | 10.3273 | 2016 | 21.1 | 22.7149 | 2016 | 3.0493 | 3.123
711 | UG | 11.5 | 9.8932 | 1976 | 13.7 | 9.2618 | 2009 | 25.2 | 19.155 | 2009 | 3.2268 | 2.9526
408 | UG | 37.7 | 18.8497 | 1976 | 2.042 | 0.58016 | 2004 | 39.742 | 19.4298 | 2004 | 3.6824 | 2.9668
698 | UG | 39.7 | 19.3862 | 1976 | 20.9 | 1.4407 | 2007 | 60.6 | 20.8269 | 2007 | 4.1043 | 3.0362
696 | UG | 9.137 | 8.7317 | 1981 | 8.063 | 0.2681 | 2007 | 17.2 | 8.9998 | 2007 | 2.8449 | 2.1972
1185 | UG | 32.4 | 17.3612 | 1988 | 2.5 | 2.8088 | 2011 | 34.9 | 20.17 | 2011 | 3.5525 | 3.0042
568 | UG | 38.04 | 18.9418 | 1978 | 1 | 0.028819 | 2006 | 39.04 | 18.9706 | 2006 | 3.6646 | 2.9429
853 | UG | 20 | 13.3606 | 1991 | 21.7 | 4.2556 | 2009 | 41.7 | 17.6162 | 2009 | 3.7305 | 2.8688
1201 | UG | 13.3 | 10.706 | unknown | 10.6 | 7.6365 | 2012 | 23.9 | 18.3425 | 2012 | 3.1739 | 2.9092
654 | UG | 7.29 | 7.7241 | 1976 | 4.41 | 0.73673 | 2007 | 11.7 | 8.4609 | 2007 | 2.4596 | 2.1355
1394 | UG | 11.7 | 9.9863 | 1976 | 10 | 5.0058 | 2014 | 21.7 | 14.992 | 2014 | 3.0773 | 2.7075
1294 | UG | 8.5 | 8.3958 | 0 | 1.6 | 4.562 | 2014 | 10.1 | 12.9578 | 2014 | 2.3125 | 2.5617
1670 | UG | 31.45 | 17.083 | 0 | 24.25 | 2.7944 | 2016 | 55.7 | 19.8773 | 2016 | 4.02 | 2.9896
579 | UG | 17.1 | 12.2712 | unknown | 11 | 3.6516 | 2008 | 28.1 | 15.9228 | 2008 | 3.3358 | 2.7678
1670 | UG | 18.79 | 12.9154 | 0 | 30.51 | 18.3637 | 2016 | 49.3 | 31.2791 | 2016 | 3.8979 | 3.443
1083 | UG | 7.53 | 7.8612 | 1981 | 5.87 | 7.4125 | 2011 | 13.4 | 15.2737 | 2011 | 2.5953 | 2.7261
552 | UG | 20.23 | 13.4438 | 1991 | 10.47 | 1.1458 | 2006 | 30.7 | 14.5895 | 2006 | 3.4243 | 2.6803
1311 | UG | 30.7 | 16.8605 | 1991 | 19.3 | 5.9841 | 2013 | 50 | 22.8447 | 2013 | 3.912 | 3.1287
1078 | UG | 17.66 | 12.4878 | 1957 | 7.34 | 1.0936 | 2011 | 25 | 13.5814 | 2011 | 3.2189 | 2.6087
383 | UG | 0.51 | 1.8225 | 1984 | 8 | 3.9502 | 2005 | 8.51 | 5.7727 | 2005 | 2.1412 | 1.7531
1020 | UG | 13 | 10.5742 | 1977 | 9 | 7.345 | 2010 | 22 | 17.9192 | 2010 | 3.091 | 2.8859
1364 | UG | 8.5 | 8.3958 | 0 | 34 | 8.7951 | 2013 | 42.5 | 17.1909 | 2013 | 3.7495 | 2.8444
503 | UG | 31 | 16.9498 | 1972 | 16 | 3.8033 | 2007 | 47 | 20.7531 | 2007 | 3.8501 | 3.0327
925 | UG | 47 | 21.2469 | 1972 | 9 | 3.3165 | 2011 | 56 | 24.5633 | 2011 | 4.0254 | 3.2013
821 | UG | 25 | 15.0814 | 2006 | 32 | 9.4177 | 2011 | 57 | 24.4991 | 2011 | 4.0431 | 3.1986
486 | UG | 10.81 | 9.5664 | 1993 | 3.14 | 0.34692 | 2005 | 13.95 | 9.9133 | 2005 | 2.6355 | 2.2939
779 | UG | 13.95 | 10.987 | 1993 | 4.05 | 0.91576 | 2008 | 18 | 11.9027 | 2008 | 2.8904 | 2.4768
1416 | UG | 18 | 12.6177 | 1993 | 6 | 1.4182 | 2014 | 24 | 14.0359 | 2014 | 3.1781 | 2.6416
554 | UG | 23 | 14.4139 | 1968 | 8.26 | 1.0611 | 2006 | 31.26 | 15.475 | 2006 | 3.4423 | 2.7392
1581 | UG | 7.44 | 7.81 | unknown | 9.36 | 5.3848 | 2015 | 16.8 | 13.1949 | 2015 | 2.8214 | 2.5798
880 | UG | 8.95 | 8.6342 | 1966 | 2.05 | 4.5764 | 2010 | 11 | 13.2106 | 2010 | 2.3979 | 2.581
1047 | UG | 10 | 9.1703 | 1965 | 5 | 6.2586 | 2012 | 15 | 15.4289 | 2012 | 2.7081 | 2.7362
1045 | UG | 24.066 | 14.7728 | 1971 | 7.934 | 3.8009 | 2011 | 32 | 18.5737 | 2011 | 3.4657 | 2.9217
1616 | UG | 21.68 | 13.9587 | unknown | 25.75 | 0.84819 | 2015 | 47.43 | 14.8068 | 2015 | 3.8593 | 2.6951
362 | UG | 51.8 | 22.3988 | 1971 | 1 | 0.78848 | 2004 | 52.8 | 23.1873 | 2004 | 3.9665 | 3.1436
924 | UG | 45.94 | 20.9853 | 1982 | 6.06 | 1.4264 | 2010 | 52 | 22.4118 | 2010 | 3.9512 | 3.1096
1241 | UG | 20.29 | 13.4654 | unknown | 6 | 2.625 | 2012 | 26.29 | 16.0904 | 2012 | 3.2692 | 2.7782
438 | UG | 8.246 | 8.2586 | 1978 | 1 | 0.18095 | 2004 | 9.246 | 8.4396 | 2004 | 2.2242 | 2.1329
748 | UG | 25.541 | 15.2577 | 1995 | 1 | 0.38858 | 2008 | 26.541 | 15.6463 | 2008 | 3.2787 | 2.7502
1319 | UG | 15.71 | 11.7191 | 0 | 4.29 | 3.2377 | 2014 | 20 | 14.9568 | 2014 | 2.9957 | 2.7052
618 | UG | 11 | 9.6573 | 1995 | 11.5 | 2.3465 | 2006 | 22.5 | 12.0038 | 2006 | 3.1135 | 2.4852
712 | UG | 7.5 | 7.8442 | 1980 | 1 | 7.8904 | 2011 | 8.5 | 15.7346 | 2011 | 2.1401 | 2.7559
726 | UG | 25.6354 | 15.2883 | 1982 | 5.3646 | 1.0316 | 2008 | 31 | 16.32 | 2008 | 3.434 | 2.7924
530 | UG | 25 | 15.0814 | 1982 | 20 | 4.5023 | 2006 | 45 | 19.5837 | 2006 | 3.8067 | 2.9747
755 | UG | 8.698 | 8.5014 | 1983 | 3.302 | 0.74649 | 2008 | 12 | 9.2479 | 2008 | 2.4849 | 2.2244
1081 | UG | 12 | 10.1245 | 1983 | 4 | 0.74616 | 2010 | 16 | 10.8706 | 2010 | 2.7726 | 2.3861
307 | UG | 9.07 | 8.6969 | 1985 | 1.002 | 2.5231 | 2003 | 10.072 | 11.22 | 2003 | 2.3098 | 2.4177
1466 | UG | 10.07 | 9.2051 | 1985 | 4.93 | 4.6348 | 2015 | 15 | 13.8399 | 2015 | 2.7081 | 2.6276
1091 | UG | 16.06 | 11.8602 | 1982 | 24.34 | 7.6638 | 2011 | 40.4 | 19.524 | 2011 | 3.6988 | 2.9716
666 | UG | 25.92 | 15.3802 | 1987 | 14.08 | 3.6888 | 2008 | 40 | 19.069 | 2008 | 3.6889 | 2.9481
556 | UG | 8.656 | 8.4791 | 1985 | 4.344 | 3.2484 | 2007 | 13 | 11.7274 | 2007 | 2.5649 | 2.4619
452 | UG | 10.781 | 9.5524 | 1986 | 3.619 | 3.4437 | 2005 | 14.4 | 12.9961 | 2005 | 2.6672 | 2.5647
613 | UG | 6.2 | 7.0739 | 1999 | 2.2 | 0.43132 | 2006 | 8.4 | 7.5053 | 2006 | 2.1282 | 2.0156
778 | UG | 0.1 | 0.75247 | 1988 | 1.9 | 0.48701 | 2008 | 2 | 1.2395 | 2008 | 0.69315 | 0.21469
1571 | UG | 2 | 3.8272 | 1988 | 11 | 1.592 | 2016 | 13 | 5.4192 | 2016 | 2.5649 | 1.69
525 | UG | 11.55 | 9.9165 | 1995 | 14 | 2.1078 | 2006 | 25.55 | 12.0244 | 2006 | 3.2406 | 2.4869
1324 | UG | 15.8 | 11.7555 | 2012 | 12.3 | 2.2693 | 2014 | 28.1 | 14.0248 | 2014 | 3.3358 | 2.6408
511 | UG | 13.95 | 10.987 | 2004 | 4.05 | 0.42904 | 2004 | 18 | 11.416 | 2004 | 2.8904 | 2.435
1094 | UG | 18 | 12.6177 | 2004 | 6 | 1.0646 | 2011 | 24 | 13.6824 | 2011 | 3.1781 | 2.6161
775 | UG | 8 | 8.1239 | 2002 | 7 | 1.4059 | 2008 | 15 | 9.5298 | 2008 | 2.7081 | 2.2544
1646 | UG | 2.88 | 4.6651 | unknown | 3.52 | 6.6896 | 2016 | 6.4 | 11.3547 | 2016 | 1.8563 | 2.4296
467 | UG | 5.7 | 6.7583 | 1996 | 7.9 | 3.4855 | 2005 | 13.6 | 10.2438 | 2005 | 2.6101 | 2.3267
437 | UG | 23 | 14.4139 | 2001 | 17 | 3.6314 | 2008 | 40 | 18.0452 | 2008 | 3.6889 | 2.8929
1233 | UG | 40 | 19.4656 | 2001 | 10 | 3.8904 | 2011 | 50 | 23.356 | 2011 | 3.912 | 3.1509
361 | UG | 12.22 | 10.2248 | 1986 | 13 | 1.172 | 2002 | 25.22 | 11.3968 | 2002 | 3.2276 | 2.4333
645 | UG | 25.22 | 15.1533 | 1986 | 1 | 0.22668 | 2006 | 26.22 | 15.38 | 2006 | 3.2665 | 2.7331
720 | UG | 5.29 | 6.4898 | 1974 | 3.91 | 3.2147 | 2009 | 9.2 | 9.7045 | 2009 | 2.2192 | 2.2726
1554 | UG | 18 | 12.6177 | 2013 | 13 | 4.0041 | 2015 | 31 | 16.6218 | 2015 | 3.434 | 2.8107
1570 | UG | 12 | 10.1245 | 0 | 7 | 5.7129 | 2016 | 19 | 15.8374 | 2016 | 2.9444 | 2.7624
1280 | UG | 10 | 9.1703 | 0 | 10 | 3.9567 | 2013 | 20 | 13.127 | 2013 | 2.9957 | 2.5747
659 | UG | 51 | 22.2103 | 1974 | 7 | 0.19039 | 2006 | 58 | 22.4007 | 2006 | 4.0604 | 3.1091
1240 | UG | 9 | 8.6604 | 0 | 12 | 2.4762 | 2013 | 21 | 11.1366 | 2013 | 3.0445 | 2.4102
317 | UG | 26.67 | 15.6203 | 1978 | 8.46 | 3.7336 | 2002 | 35.13 | 19.3539 | 2002 | 3.5591 | 2.9629
1678 | UG | 71.19 | 26.6195 | 0 | 3.81 | 0.18769 | 2015 | 75 | 26.8071 | 2015 | 4.3175 | 3.2887
620 | UG | 66.04 | 25.556 | unknown | 1 | 0.052327 | 2006 | 67.04 | 25.6083 | 2006 | 4.2053 | 3.2429
1085 | UG | 67.04 | 25.7654 | unknown | 2 | 0.079312 | 2010 | 69.04 | 25.8447 | 2010 | 4.2347 | 3.2521
836 | UG | 33.963 | 17.811 | 1974 | 10.037 | 0.20825 | 2008 | 44 | 18.0193 | 2008 | 3.7842 | 2.8914
1417 | UG | 53.176 | 22.7199 | 0 | 2.824 | 0.36632 | 2013 | 56 | 23.0862 | 2013 | 4.0254 | 3.1392
1575 | UG | 107.8 | 33.3456 | 0 | 2.2 | 0.084606 | 2014 | 110 | 33.4302 | 2014 | 4.7005 | 3.5095
1480 | UG | 92 | 30.5961 | 0 | 9 | 1.4186 | 2015 | 101 | 32.0148 | 2015 | 4.6151 | 3.4662
1644 | UG | 25 | 15.0814 | 0 | 14 | 6.4882 | 2016 | 39 | 21.5696 | 2016 | 3.6636 | 3.0713
1276 | UG | 34 | 17.8216 | unknown | 4 | 0.69755 | 2012 | 38 | 18.5191 | 2012 | 3.6376 | 2.9188
823 | UG | 10 | 9.1703 | unknown | 25 | 8.3157 | 2009 | 35 | 17.4859 | 2009 | 3.5553 | 2.8614
1046 | UG | 33 | 17.535 | unknown | 17 | 13.8381 | 2011 | 50 | 31.3731 | 2011 | 3.912 | 3.446
873 | UG | 38 | 18.931 | unknown | 10 | 10.835 | 2011 | 48 | 29.766 | 2011 | 3.8712 | 3.3934
630 | UG | 36.4 | 18.4939 | unknown | 3.6 | 0.76182 | 2007 | 40 | 19.2558 | 2007 | 3.6889 | 2.9578
1107 | UG | 16 | 11.8361 | 2010 | 24 | 7.7 | 2014 | 40 | 19.5361 | 2014 | 3.6889 | 2.9723
682 | UG | 12 | 10.1245 | 2005 | 18 | 4.2252 | 2009 | 30 | 14.3497 | 2009 | 3.4012 | 2.6637
643 | UG | 53.37 | 22.7649 | unknown | 0.5 | 4.4087 | 2009 | 53.87 | 27.1735 | 2009 | 3.9866 | 3.3022
* Type is either Greenfield (“GF”) or Upgrade (“UG”), where Upgrade refers to additional facilities that increase the capacity of an existing Greenfield project
** For Iteration 1, Greenfield Cost for an Upgrade project is estimated using the power curve for greenfield-only projects
0
154

## GF + UG Iteration 2
Alberta Electric System Operator
2018 ISO Tariff Application
Appendix W - Option 2 POD Cost Function Workbook
Second-Interation Calculation of Power Curve for Greenfield and Upgrade Projects
September 14, 2017 |  | 0 MW removed
Project | Type * | Greenfield MW | Greenfield Cost ** | Greenfield Year | Upgrade MW | Upgrade Cost | Upgrade Year | Total MW | Total Cost | Total Year | LN(MW) | LN(Cost) |  | ln(y)=m*ln(x) + b Linear Regression
476 | GF | 14 | 16.8618 | 2003 |  |  |  | 14 | 16.8618 | 2003 | 2.6391 | 2.8251 | m | 0.55478 | 0.9545 | b
478 | GF | 8.5 | 6.0182 | 2003 |  |  |  | 8.5 | 6.0182 | 2003 | 2.1401 | 1.7948 | se | 0.033788 | 0.1071 | seb
473 | GF | 30 | 14.999 | 2003 |  |  |  | 30 | 14.999 | 2003 | 3.4012 | 2.708 | R2 | 0.50715 | 0.39846 | sev
1042 | GF | 13 | 11.1648 | 2011 |  |  |  | 13 | 11.1648 | 2011 | 2.5649 | 2.4128 | F | 269.6038 | 262 | df
443 | GF | 24.3 | 11.7056 | 2006 |  |  |  | 24.3 | 11.7056 | 2006 | 3.1905 | 2.4601 | ssreg | 42.8054 | 41.5981 | ssresid
1195 | GF | 18 | 31.6599 | 2011 |  |  |  | 18 | 31.6599 | 2011 | 2.8904 | 3.4551
420 | GF | 6 | 9.6396 | 2007 |  |  |  | 6 | 9.6396 | 2007 | 1.7918 | 2.2659 |  | y=cx^m, where c=e^b
440 | GF | 10 | 16.0096 | 2006 |  |  |  | 10 | 16.0096 | 2006 | 2.3026 | 2.7732 | m | 0.55478 | 1.036% | change
1102 | GF | 20 | 16.2936 | 2011 |  |  |  | 20 | 16.2936 | 2011 | 2.9957 | 2.7908 | c | 2.5974 | -0.9921% | from
324 | GF | 17.2 | 8.9094 | 2003 |  |  |  | 17.2 | 8.9094 | 2003 | 2.8449 | 2.1871 |  |  |  | prior
1103 | GF | 20 | 17.2995 | 2011 |  |  |  | 20 | 17.2995 | 2011 | 2.9957 | 2.8507 |  |  |  | iteration
386 | GF | 9 | 9.9511 | 2003 |  |  |  | 9 | 9.9511 | 2003 | 2.1972 | 2.2977
80 | GF | 8 | 6.0754 | 2001 |  |  |  | 8 | 6.0754 | 2001 | 2.0794 | 1.8042
1052 | GF | 13.6 | 10.9027 | 2011 |  |  |  | 13.6 | 10.9027 | 2011 | 2.6101 | 2.389
347 | GF | 10.548 | 9.3005 | 2003 |  |  |  | 10.548 | 9.3005 | 2003 | 2.3559 | 2.2301
1358 | GF | 27 | 13.0727 | 2011 |  |  |  | 27 | 13.0727 | 2011 | 3.2958 | 2.5705
584 | GF | 28 | 34.9037 | 2011 |  |  |  | 28 | 34.9037 | 2011 | 3.3322 | 3.5526
422 | GF | 24 | 13.6508 | 2003 |  |  |  | 24 | 13.6508 | 2003 | 3.1781 | 2.6138
944 | GF | 43 | 26.8161 | 2010 |  |  |  | 43 | 26.8161 | 2010 | 3.7612 | 3.289
387 | GF | 7.5 | 9.5131 | 2003 |  |  |  | 7.5 | 9.5131 | 2003 | 2.0149 | 2.2527
587 | GF | 17.8 | 13.1522 | 2006 |  |  |  | 17.8 | 13.1522 | 2006 | 2.8792 | 2.5766
585 | GF | 20.6 | 11.2912 | 2007 |  |  |  | 20.6 | 11.2912 | 2007 | 3.0253 | 2.424
831 | GF | 19.6 | 20.9656 | 2011 |  |  |  | 19.6 | 20.9656 | 2011 | 2.9755 | 3.0429
340 | GF | 22 | 13.3096 | 2003 |  |  |  | 22 | 13.3096 | 2003 | 3.091 | 2.5885
334 | GF | 18.8 | 7.9464 | 2003 |  |  |  | 18.8 | 7.9464 | 2003 | 2.9339 | 2.0727
343 | GF | 15.6 | 13.9997 | 2003 |  |  |  | 15.6 | 13.9997 | 2003 | 2.7473 | 2.639
358 | GF | 19.8 | 7.2249 | 2003 |  |  |  | 19.8 | 7.2249 | 2003 | 2.9857 | 1.9775
702 | GF | 28.4 | 5.2102 | 2007 |  |  |  | 28.4 | 5.2102 | 2007 | 3.3464 | 1.6506
526 | GF | 19 | 13.7588 | 2007 |  |  |  | 19 | 13.7588 | 2007 | 2.9444 | 2.6217
288 | GF | 12 | 4.4534 | 2001 |  |  |  | 12 | 4.4534 | 2001 | 2.4849 | 1.4937
851 | GF | 25 | 12.9318 | 2007 |  |  |  | 25 | 12.9318 | 2007 | 3.2189 | 2.5597
648 | GF | 15 | 14.9737 | 2007 |  |  |  | 15 | 14.9737 | 2007 | 2.7081 | 2.7063
855 | GF | 23 | 28.6671 | 2011 |  |  |  | 23 | 28.6671 | 2011 | 3.1355 | 3.3557
700 | GF | 9.8 | 7.0658 | 2007 |  |  |  | 9.8 | 7.0658 | 2007 | 2.2824 | 1.9553
683 | GF | 30 | 16.0323 | 2011 |  |  |  | 30 | 16.0323 | 2011 | 3.4012 | 2.7746
559 | GF | 115 | 56.8595 | 2011 |  |  |  | 115 | 56.8595 | 2011 | 4.7449 | 4.0406
1074 | GF | 67 | 43.1388 | 2011 |  |  |  | 67 | 43.1388 | 2011 | 4.2047 | 3.7644
34 | GF | 16 | 7.5134 | 2000 |  |  |  | 16 | 7.5134 | 2000 | 2.7726 | 2.0167
433 | GF | 25 | 22.3083 | 2003 |  |  |  | 25 | 22.3083 | 2003 | 3.2189 | 3.105
79A | GF | 8 | 5.0823 | 2000 |  |  |  | 8 | 5.0823 | 2000 | 2.0794 | 1.6258
10A | GF | 6.2 | 8.916 | 2001 |  |  |  | 6.2 | 8.916 | 2001 | 1.8245 | 2.1878
345 | GF | 35 | 8.369 | 2003 |  |  |  | 35 | 8.369 | 2003 | 3.5553 | 2.1245
1049 | GF | 15.2 | 54.5518 | 2011 |  |  |  | 15.2 | 54.5518 | 2011 | 2.7213 | 3.9992
230 | GF | 17 | 10.7399 | 2003 |  |  |  | 17 | 10.7399 | 2003 | 2.8332 | 2.374
79B | GF | 8 | 3.3788 | 2000 |  |  |  | 8 | 3.3788 | 2000 | 2.0794 | 1.2175
10B | GF | 9.406 | 9.7991 | 2001 |  |  |  | 9.406 | 9.7991 | 2001 | 2.2413 | 2.2823
8 | GF | 18 | 11.9841 | 2000 |  |  |  | 18 | 11.9841 | 2000 | 2.8904 | 2.4836
487 | GF | 22 | 16.6067 | 2007 |  |  |  | 22 | 16.6067 | 2007 | 3.091 | 2.8098
385 | GF | 7.5 | 8.5881 | 2003 |  |  |  | 7.5 | 8.5881 | 2003 | 2.0149 | 2.1504
865 | GF | 25 | 8.6092 | 2007 |  |  |  | 25 | 8.6092 | 2007 | 3.2189 | 2.1528
863 | GF | 25 | 8.2434 | 2007 |  |  |  | 25 | 8.2434 | 2007 | 3.2189 | 2.1094
527 | GF | 17 | 6.9319 | 2007 |  |  |  | 17 | 6.9319 | 2007 | 2.8332 | 1.9361
595 | GF | 11 | 19.0874 | 2007 |  |  |  | 11 | 19.0874 | 2007 | 2.3979 | 2.949
528 | GF | 17 | 5.2658 | 2007 |  |  |  | 17 | 5.2658 | 2007 | 2.8332 | 1.6612
529 | GF | 17 | 7.7922 | 2007 |  |  |  | 17 | 7.7922 | 2007 | 2.8332 | 2.0531
1095 | GF | 18 | 11.9234 | 2011 |  |  |  | 18 | 11.9234 | 2011 | 2.8904 | 2.4785
561 | GF | 46 | 58.1001 | 2011 |  |  |  | 46 | 58.1001 | 2011 | 3.8286 | 4.0622
1018 | GF | 3 | 10.6346 | 2011 |  |  |  | 3 | 10.6346 | 2011 | 1.0986 | 2.3641
360 | GF | 22 | 7.1175 | 2003 |  |  |  | 22 | 7.1175 | 2003 | 3.091 | 1.9626
1106 | GF | 12 | 20.2179 | 2011 |  |  |  | 12 | 20.2179 | 2011 | 2.4849 | 3.0066
899 | GF | 25 | 15.1725 | 2010 |  |  |  | 25 | 15.1725 | 2010 | 3.2189 | 2.7195
1191 | GF | 11 | 12.6281 | 2011 |  |  |  | 11 | 12.6281 | 2011 | 2.3979 | 2.5359
1115 | GF | 10 | 24.3628 | 2011 |  |  |  | 10 | 24.3628 | 2011 | 2.3026 | 3.1931
1053 | GF | 9 | 14.7144 | 2011 |  |  |  | 9 | 14.7144 | 2011 | 2.1972 | 2.6888
864 | GF | 25 | 9.8258 | 2007 |  |  |  | 25 | 9.8258 | 2007 | 3.2189 | 2.285
834 | GF | 45 | 25.7984 | 2010 |  |  |  | 45 | 25.7984 | 2010 | 3.8067 | 3.2503
722 | GF | 10.5 | 13.5015 | 2010 |  |  |  | 10.5 | 13.5015 | 2010 | 2.3514 | 2.6028
927 | GF | 60 | 25.8871 | 2011 |  |  |  | 60 | 25.8871 | 2011 | 4.0943 | 3.2537
1068 | GF | 11.2 | 26.9182 | 2011 |  |  |  | 11.2 | 26.9182 | 2011 | 2.4159 | 3.2928
506 | GF | 20 | 13.9693 | 2003 |  |  |  | 20 | 13.9693 | 2003 | 2.9957 | 2.6369
456 | GF | 16 | 17.647 | 2007 |  |  |  | 16 | 17.647 | 2007 | 2.7726 | 2.8706
130 | GF | 18 | 8.437 | 2001 |  |  |  | 18 | 8.437 | 2001 | 2.8904 | 2.1326
308 | GF | 10 | 8.8754 | 2003 |  |  |  | 10 | 8.8754 | 2003 | 2.3026 | 2.1833
829 | GF | 20 | 27.7611 | 2011 |  |  |  | 20 | 27.7611 | 2011 | 2.9957 | 3.3236
425 | GF | 17 | 11.7254 | 2006 |  |  |  | 17 | 11.7254 | 2006 | 2.8332 | 2.4618
333 | GF | 12 | 7.5607 | 2003 |  |  |  | 12 | 7.5607 | 2003 | 2.4849 | 2.023
769 | GF | 40 | 26.3813 | 2007 |  |  |  | 40 | 26.3813 | 2007 | 3.6889 | 3.2727
948 | GF | 57 | 12.6537 | 2014 |  |  |  | 57 | 12.6537 | 2014 | 4.0431 | 2.5379
1128 | GF | 45 | 63.5562 | 2013 |  |  |  | 45 | 63.5562 | 2013 | 3.8067 | 4.1519
1214 | GF | 52 | 22.6317 | 2013 |  |  |  | 52 | 22.6317 | 2013 | 3.9512 | 3.1194
1225 | GF | 20 | 18.6367 | 2013 |  |  |  | 20 | 18.6367 | 2013 | 2.9957 | 2.9251
1263 | GF | 8 | 19.6117 | 2013 |  |  |  | 8 | 19.6117 | 2013 | 2.0794 | 2.9761
1309 | GF | 15 | 16.1093 | 2013 |  |  |  | 15 | 16.1093 | 2013 | 2.7081 | 2.7794
1349 | GF | 34 | 8.968 | 2013 |  |  |  | 34 | 8.968 | 2013 | 3.5264 | 2.1937
1358 | GF | 27 | 13.0727 | 2013 |  |  |  | 27 | 13.0727 | 2013 | 3.2958 | 2.5705
1404 | GF | 35 | 35.2763 | 2013 |  |  |  | 35 | 35.2763 | 2013 | 3.5553 | 3.5632
1482 | GF | 18.4 | 18.7658 | 2013 |  |  |  | 18.4 | 18.7658 | 2013 | 2.9124 | 2.932
1515 | GF | 7.2 | 12.9927 | 2013 |  |  |  | 7.2 | 12.9927 | 2013 | 1.9741 | 2.5644
1618 | GF | 21 | 15.966 | 2016 |  |  |  | 21 | 15.966 | 2016 | 3.0445 | 2.7705
1634 | GF | 17.9 | 17.1728 | 2015 |  |  |  | 17.9 | 17.1728 | 2015 | 2.8848 | 2.8433
1258 | GF | 46 | 53.5183 | 2017 |  |  |  | 46 | 53.5183 | 2017 | 3.8286 | 3.98
1284 | GF | 24.1 | 7.0843 | 2013 |  |  |  | 24.1 | 7.0843 | 2013 | 3.1822 | 1.9579
Pre-01 | GF | 2.2 | 2.4934 | 1990 |  |  |  | 2.2 | 2.4934 | 1990 | 0.78846 | 0.91364
Pre-02 | GF | 1.464 | 1.494 | 1987 |  |  |  | 1.464 | 1.494 | 1987 | 0.38117 | 0.40147
Pre-03 | GF | 4.075 | 1.9369 | 1990 |  |  |  | 4.075 | 1.9369 | 1990 | 1.4049 | 0.66111
Pre-04 | GF | 10 | 8.5265 | 1991 |  |  |  | 10 | 8.5265 | 1991 | 2.3026 | 2.1432
Pre-05 | GF | 4.8 | 4.0522 | 1988 |  |  |  | 4.8 | 4.0522 | 1988 | 1.5686 | 1.3993
Pre-06 | GF | 5.1 | 9.6482 | 1989 |  |  |  | 5.1 | 9.6482 | 1989 | 1.6292 | 2.2668
Pre-07 | GF | 6.9 | 5.0294 | 1997 |  |  |  | 6.9 | 5.0294 | 1997 | 1.9315 | 1.6153
Pre-08 | GF | 11.8 | 6.3729 | 1987 |  |  |  | 11.8 | 6.3729 | 1987 | 2.4681 | 1.8521
Pre-09 | GF | 9.7 | 2.9443 | 1997 |  |  |  | 9.7 | 2.9443 | 1997 | 2.2721 | 1.0799
Pre-10 | GF | 6.12 | 13.4811 | 1990 |  |  |  | 6.12 | 13.4811 | 1990 | 1.8116 | 2.6013
Pre-11 | GF | 6.2672 | 2.9102 | 1987 |  |  |  | 6.2672 | 2.9102 | 1987 | 1.8353 | 1.0682
Pre-12 | GF | 6.366 | 9.8907 | 1993 |  |  |  | 6.366 | 9.8907 | 1993 | 1.851 | 2.2916
Pre-13 | GF | 8.5 | 5.9446 | 1990 |  |  |  | 8.5 | 5.9446 | 1990 | 2.1401 | 1.7825
Pre-14 | GF | 46.55 | 7.1936 | 1991 |  |  |  | 46.55 | 7.1936 | 1991 | 3.8405 | 1.9732
Pre-15 | GF | 56.8 | 17.5945 | 1990 |  |  |  | 56.8 | 17.5945 | 1990 | 4.0395 | 2.8676
Pre-16 | GF | 81.576 | 14.0262 | 1988 |  |  |  | 81.576 | 14.0262 | 1988 | 4.4015 | 2.6409
Pre-17 | GF | 95.2 | 14.2199 | 1999 |  |  |  | 95.2 | 14.2199 | 1999 | 4.556 | 2.6546
Pre-18 | GF | 122.772 | 23.4475 | 1990 |  |  |  | 122.772 | 23.4475 | 1990 | 4.8103 | 3.1548
1184 | UG | 30 | 16.9803 | 2013 | 18.2 | 18.8693 | 2012 | 48.2 | 35.8497 | 2013 | 3.8754 | 3.5793
457 | UG | 10.77 | 9.675 | 1990 | 10 | 3.2891 | 2006 | 20.77 | 12.9641 | 2006 | 3.0335 | 2.5622
407 | UG | 25.4 | 15.4972 | 1982 | 2 | 0.60107 | 2004 | 27.4 | 16.0983 | 2004 | 3.3105 | 2.7787
706 | UG | 14.85 | 11.5413 | 1984 | 14.25 | 5.8346 | 2008 | 29.1 | 17.3759 | 2008 | 3.3707 | 2.8551
1070 | UG | 34 | 18.1884 | 1984 | 4.9 | 0.83608 | 2011 | 38.9 | 19.0245 | 2011 | 3.661 | 2.9457
1264 | UG | 38.9 | 19.5839 | 1984 | 7.2 | 8.0579 | 2013 | 46.1 | 27.6418 | 2013 | 3.8308 | 3.3193
1208 | UG | 14.1 | 11.2175 | 1961 | 11.5 | 2.7992 | 2012 | 25.6 | 14.0167 | 2012 | 3.2426 | 2.6403
655 | UG | 12.053 | 10.2918 | 1974 | 2.339 | 0.59465 | 2007 | 14.392 | 10.8864 | 2007 | 2.6667 | 2.3875
733 | UG | 24.3 | 15.125 | 2007 | 17.1 | 6.7726 | 2009 | 41.4 | 21.8976 | 2009 | 3.7233 | 3.0864
401 | UG | 2 | 3.8385 | 1986 | 1.5 | 0.36204 | 2004 | 3.5 | 4.2005 | 2004 | 1.2528 | 1.4352
1412 | UG | 3.5 | 5.2193 | 1986 | 11 | 4.3575 | 2015 | 14.5 | 9.5768 | 2015 | 2.6741 | 2.2593
1318 | UG | 22.3 | 14.4283 | 1997 | 28.9 | 1.6878 | 2013 | 51.2 | 16.1161 | 2013 | 3.9357 | 2.7798
1194 | UG | 5.8 | 6.8875 | 1980 | 9.6 | 1.6086 | 2011 | 15.4 | 8.4961 | 2011 | 2.7344 | 2.1396
804 | UG | 14.429 | 11.3605 | 1982 | 9.871 | 9.1567 | 2009 | 24.3 | 20.5172 | 2009 | 3.1905 | 3.0213
365 | UG | 15.9 | 11.9825 | 1982 | 0.269 | 0.59607 | 2003 | 16.169 | 12.5786 | 2003 | 2.7831 | 2.532
708 | UG | 16.2 | 12.1061 | 1982 | 11.5 | 6.8375 | 2007 | 27.7 | 18.9436 | 2007 | 3.3214 | 2.9415
1568 | UG | 27.7 | 16.2527 | 1997 | 8.1 | 3.5849 | 2015 | 35.8 | 19.8376 | 2015 | 3.5779 | 2.9876
398 | UG | 27.329 | 16.1328 | 1981 | 2 | 1.4547 | 2004 | 29.329 | 17.5875 | 2004 | 3.3786 | 2.8672
1642 | UG | 16.12 | 12.0733 | unknown | 2.78 | 10.1341 | 2015 | 18.9 | 22.2074 | 2015 | 2.9392 | 3.1004
522 | UG | 38.7 | 19.5286 | 1981 | 2.3 | 0.49327 | 2006 | 41 | 20.0219 | 2006 | 3.7136 | 2.9968
170 | UG | 20.4 | 13.7397 | unknown | 5.6 | 4.4337 | 2001 | 26 | 18.1735 | 2001 | 3.2581 | 2.9
170 | UG | 21.6 | 14.1778 | unknown | 1 | 4.883 | 2001 | 22.6 | 19.0608 | 2001 | 3.1179 | 2.9476
1366 | UG | 25.5 | 15.5307 | 0 | 14 | 5.5737 | 2013 | 39.5 | 21.1044 | 2013 | 3.6763 | 3.0495
170 | UG | 5.4 | 6.6225 | unknown | 10.6 | 5.2097 | 2001 | 16 | 11.8322 | 2001 | 2.7726 | 2.4708
1350 | UG | 16 | 12.0238 | 0 | 20 | 6.53 | 2013 | 36 | 18.5539 | 2013 | 3.5835 | 2.9207
658 | UG | 1.6 | 3.3958 | 1996 | 13.2 | 7.1147 | 2008 | 14.8 | 10.5105 | 2008 | 2.6946 | 2.3524
897 | UG | 14.8 | 11.52 | 1996 | 3 | 6.2372 | 2010 | 17.8 | 17.7572 | 2010 | 2.8792 | 2.8768
483 | UG | 20.7 | 13.8503 | 1986 | 18.1 | 3.6201 | 2005 | 38.8 | 17.4704 | 2005 | 3.6584 | 2.8605
1494 | UG | 13.3 | 10.8634 | 0 | 6 | 6.4297 | 2014 | 19.3 | 17.2932 | 2014 | 2.9601 | 2.8503
488 | UG | 41.3 | 20.2384 | 1982 | 24.2 | 0.40463 | 2006 | 65.5 | 20.6431 | 2006 | 4.1821 | 3.0274
318 | UG | 22.87 | 14.6296 | 1996 | 1 | 0.76702 | 2001 | 23.87 | 15.3966 | 2001 | 3.1726 | 2.7341
806 | UG | 23.867 | 14.9764 | 1996 | 5.433 | 0.68948 | 2008 | 29.3 | 15.6659 | 2008 | 3.3776 | 2.7515
1386 | UG | 32.7 | 17.8032 | 0 | 13.5 | 0.85934 | 2013 | 46.2 | 18.6625 | 2013 | 3.833 | 2.9265
928 | UG | 18.02 | 12.835 | 1992 | 3.48 | 10.3644 | 2010 | 21.5 | 23.1993 | 2010 | 3.0681 | 3.1441
1450 | UG | 21.5 | 14.1417 | 1992 | 16.3 | 5.153 | 2014 | 37.8 | 19.2947 | 2014 | 3.6323 | 2.9598
170 | UG | 17.7 | 12.7093 | unknown | 8.8 | 1.1342 | 2001 | 26.5 | 13.8435 | 2001 | 3.2771 | 2.6278
649 | UG | 26.5 | 15.8622 | 1997 | 33.8 | 5.0181 | 2007 | 60.3 | 20.8803 | 2007 | 4.0993 | 3.0388
1203 | UG | 20.5 | 13.7767 | 1977 | 4.1 | 12.4436 | 2012 | 24.6 | 26.2203 | 2012 | 3.2027 | 3.2665
170 | UG | 7.9 | 8.1611 | 1972 | 6.1 | 2.9005 | 2001 | 14 | 11.0616 | 2001 | 2.6391 | 2.4035
363 | UG | 21.226 | 14.0425 | 1975 | 4.2 | 0.82194 | 2004 | 25.426 | 14.8644 | 2004 | 3.2358 | 2.699
493 | UG | 25.4 | 15.4972 | 1975 | 3.3 | 3.4003 | 2006 | 28.7 | 18.8975 | 2006 | 3.3569 | 2.939
685 | UG | 28.7 | 16.5723 | 1975 | 4.2 | 0.94607 | 2007 | 32.9 | 17.5183 | 2007 | 3.4935 | 2.8632
435 | UG | 10.6 | 9.5908 | 1990 | 8.4 | 3.0774 | 2004 | 19 | 12.6682 | 2004 | 2.9444 | 2.5391
652 | UG | 10.195 | 9.3879 | 1986 | 3.405 | 4.3802 | 2007 | 13.6 | 13.7681 | 2007 | 2.6101 | 2.6224
366 | UG | 11.1 | 9.8367 | 1981 | 4.8 | 0.60208 | 2003 | 15.9 | 10.4387 | 2003 | 2.7663 | 2.3455
1640 | UG | 15.9 | 11.9825 | 1981 | 2.5 | 8.3244 | 2015 | 18.4 | 20.3069 | 2015 | 2.9124 | 3.011
367 | UG | 11.211 | 9.8906 | 1988 | 1 | 0.55589 | 2004 | 12.211 | 10.4464 | 2004 | 2.5023 | 2.3463
902 | UG | 19.2 | 13.2899 | 2002 | 13.5 | 0.547 | 2009 | 32.7 | 13.8369 | 2009 | 3.4874 | 2.6273
1202 | UG | 19.4 | 13.3657 | 1989 | 1.6 | 10.745 | 2012 | 21 | 24.1107 | 2012 | 3.0445 | 3.1827
1338 | UG | 7.5 | 7.9315 | unknown | 2 | 6.6636 | 2013 | 9.5 | 14.5951 | 2013 | 2.2513 | 2.6807
212 | UG | 36.55 | 18.9252 | 1978 | 28 | 4.6265 | 2003 | 64.55 | 23.5516 | 2003 | 4.1674 | 3.1592
653 | UG | 64.55 | 25.8626 | 1977 | 1.32 | 0.56895 | 2007 | 65.87 | 26.4315 | 2007 | 4.1877 | 3.2746
1382 | UG | 24.2 | 15.0908 | unknown | 11.9 | 2.4484 | 2013 | 36.1 | 17.5392 | 2013 | 3.5863 | 2.8644
874 | UG | 6.4 | 7.27 | 1997 | 0.5 | 3.6334 | 2009 | 6.9 | 10.9034 | 2009 | 1.9315 | 2.3891
491 | UG | 27.9 | 16.317 | 1984 | 1 | 0.19252 | 2006 | 28.9 | 16.5095 | 2006 | 3.3638 | 2.8039
1396 | UG | 20.6 | 13.8135 | 2009 | 5.4 | 0.37351 | 2013 | 26 | 14.187 | 2013 | 3.2581 | 2.6523
1597 | UG | 26 | 15.6972 | 2009 | 27.3 | 4.2356 | 2015 | 53.3 | 19.9328 | 2015 | 3.9759 | 2.9924
1292 | UG | 30.3 | 17.0734 | unknown | 2.5 | 4.4712 | 2013 | 32.8 | 21.5445 | 2013 | 3.4904 | 3.0701
364 | UG | 44.904 | 21.1899 | 1975 | 2 | 1.3175 | 2004 | 46.904 | 22.5074 | 2004 | 3.8481 | 3.1138
1306 | UG | 23.1 | 14.7102 | 1985 | 2.1 | 5.9849 | 2013 | 25.2 | 20.6951 | 2013 | 3.2268 | 3.0299
858 | UG | 28.4 | 16.4769 | 2009 | 13.3 | 5.4359 | 2010 | 41.7 | 21.9128 | 2010 | 3.7305 | 3.0871
1454 | UG | 41.7 | 20.3458 | 2009 | 5.7 | 0.45762 | 2013 | 47.4 | 20.8034 | 2013 | 3.8586 | 3.0351
637 | UG | 15.5 | 11.816 | 1989 | 8.4 | 5.0689 | 2007 | 23.9 | 16.8849 | 2007 | 3.1739 | 2.8264
1254 | UG | 23.9 | 14.9878 | 1989 | 15.4 | 6.5284 | 2012 | 39.3 | 21.5162 | 2012 | 3.6712 | 3.0688
734 | UG | 20 | 13.5911 | 1974 | 4.4 | 11.2611 | 2011 | 24.4 | 24.8523 | 2011 | 3.1946 | 3.2129
1674 | UG | 17.4 | 12.5906 | 0 | 3.7 | 10.3273 | 2016 | 21.1 | 22.9179 | 2016 | 3.0493 | 3.1319
711 | UG | 11.5 | 10.0298 | 1976 | 13.7 | 9.2618 | 2009 | 25.2 | 19.2915 | 2009 | 3.2268 | 2.9597
408 | UG | 37.7 | 19.2499 | 1976 | 2.042 | 0.58016 | 2004 | 39.742 | 19.83 | 2004 | 3.6824 | 2.9872
698 | UG | 39.7 | 19.8041 | 1976 | 20.9 | 1.4407 | 2007 | 60.6 | 21.2448 | 2007 | 4.1043 | 3.0561
696 | UG | 9.137 | 8.8397 | 1981 | 8.063 | 0.2681 | 2007 | 17.2 | 9.1078 | 2007 | 2.8449 | 2.2091
1185 | UG | 32.4 | 17.7133 | 1988 | 2.5 | 2.8088 | 2011 | 34.9 | 20.5221 | 2011 | 3.5525 | 3.0215
568 | UG | 38.04 | 19.345 | 1978 | 1 | 0.028819 | 2006 | 39.04 | 19.3738 | 2006 | 3.6646 | 2.9639
853 | UG | 20 | 13.5911 | 1991 | 21.7 | 4.2556 | 2009 | 41.7 | 17.8468 | 2009 | 3.7305 | 2.8818
1201 | UG | 13.3 | 10.8634 | unknown | 10.6 | 7.6365 | 2012 | 23.9 | 18.4999 | 2012 | 3.1739 | 2.9178
654 | UG | 7.29 | 7.8088 | 1976 | 4.41 | 0.73673 | 2007 | 11.7 | 8.5455 | 2007 | 2.4596 | 2.1454
1394 | UG | 11.7 | 10.1252 | 1976 | 10 | 5.0058 | 2014 | 21.7 | 15.1309 | 2014 | 3.0773 | 2.7167
1294 | UG | 8.5 | 8.4958 | 0 | 1.6 | 4.562 | 2014 | 10.1 | 13.0578 | 2014 | 2.3125 | 2.5694
1670 | UG | 31.45 | 17.4262 | 0 | 24.25 | 2.7944 | 2016 | 55.7 | 20.2205 | 2016 | 4.02 | 3.0067
579 | UG | 17.1 | 12.4709 | unknown | 11 | 3.6516 | 2008 | 28.1 | 16.1225 | 2008 | 3.3358 | 2.7802
1670 | UG | 18.79 | 13.1333 | 0 | 30.51 | 18.3637 | 2016 | 49.3 | 31.497 | 2016 | 3.8979 | 3.4499
1083 | UG | 7.53 | 7.949 | 1981 | 5.87 | 7.4125 | 2011 | 13.4 | 15.3615 | 2011 | 2.5953 | 2.7319
552 | UG | 20.23 | 13.6767 | 1991 | 10.47 | 1.1458 | 2006 | 30.7 | 14.8225 | 2006 | 3.4243 | 2.6961
1311 | UG | 30.7 | 17.1968 | 1991 | 19.3 | 5.9841 | 2013 | 50 | 23.1809 | 2013 | 3.912 | 3.1433
1078 | UG | 17.66 | 12.6935 | 1957 | 7.34 | 1.0936 | 2011 | 25 | 13.7872 | 2011 | 3.2189 | 2.6237
383 | UG | 0.51 | 1.8126 | 1984 | 8 | 3.9502 | 2005 | 8.51 | 5.7627 | 2005 | 2.1412 | 1.7514
1020 | UG | 13 | 10.7282 | 1977 | 9 | 7.345 | 2010 | 22 | 18.0732 | 2010 | 3.091 | 2.8944
1364 | UG | 8.5 | 8.4958 | 0 | 34 | 8.7951 | 2013 | 42.5 | 17.2909 | 2013 | 3.7495 | 2.8502
503 | UG | 31 | 17.2888 | 1972 | 16 | 3.8033 | 2007 | 47 | 21.0922 | 2007 | 3.8501 | 3.0489
925 | UG | 47 | 21.7274 | 1972 | 9 | 3.3165 | 2011 | 56 | 25.0438 | 2011 | 4.0254 | 3.2206
821 | UG | 25 | 15.3627 | 2006 | 32 | 9.4177 | 2011 | 57 | 24.7805 | 2011 | 4.0431 | 3.2101
486 | UG | 10.81 | 9.6947 | 1993 | 3.14 | 0.34692 | 2005 | 13.95 | 10.0416 | 2005 | 2.6355 | 2.3067
779 | UG | 13.95 | 11.1518 | 1993 | 4.05 | 0.91576 | 2008 | 18 | 12.0676 | 2008 | 2.8904 | 2.4905
1416 | UG | 18 | 12.8272 | 1993 | 6 | 1.4182 | 2014 | 24 | 14.2453 | 2014 | 3.1781 | 2.6564
554 | UG | 23 | 14.6752 | 1968 | 8.26 | 1.0611 | 2006 | 31.26 | 15.7363 | 2006 | 3.4423 | 2.756
1581 | UG | 7.44 | 7.8966 | unknown | 9.36 | 5.3848 | 2015 | 16.8 | 13.2815 | 2015 | 2.8214 | 2.5864
880 | UG | 8.95 | 8.7399 | 1966 | 2.05 | 4.5764 | 2010 | 11 | 13.3163 | 2010 | 2.3979 | 2.589
1047 | UG | 10 | 9.2888 | 1965 | 5 | 6.2586 | 2012 | 15 | 15.5475 | 2012 | 2.7081 | 2.7439
1045 | UG | 24.066 | 15.0449 | 1971 | 7.934 | 3.8009 | 2011 | 32 | 18.8458 | 2011 | 3.4657 | 2.9363
1616 | UG | 21.68 | 14.2066 | unknown | 25.75 | 0.84819 | 2015 | 47.43 | 15.0548 | 2015 | 3.8593 | 2.7117
362 | UG | 51.8 | 22.919 | 1971 | 1 | 0.78848 | 2004 | 52.8 | 23.7075 | 2004 | 3.9665 | 3.1658
924 | UG | 45.94 | 21.4569 | 1982 | 6.06 | 1.4264 | 2010 | 52 | 22.8834 | 2010 | 3.9512 | 3.1304
1241 | UG | 20.29 | 13.699 | unknown | 6 | 2.625 | 2012 | 26.29 | 16.324 | 2012 | 3.2692 | 2.7926
438 | UG | 8.246 | 8.3555 | 1978 | 1 | 0.18095 | 2004 | 9.246 | 8.5364 | 2004 | 2.2242 | 2.1443
748 | UG | 25.541 | 15.5444 | 1995 | 1 | 0.38858 | 2008 | 26.541 | 15.933 | 2008 | 3.2787 | 2.7684
1319 | UG | 15.71 | 11.9037 | 0 | 4.29 | 3.2377 | 2014 | 20 | 15.1413 | 2014 | 2.9957 | 2.7174
618 | UG | 11 | 9.7879 | 1995 | 11.5 | 2.3465 | 2006 | 22.5 | 12.1344 | 2006 | 3.1135 | 2.496
712 | UG | 7.5 | 7.9315 | 1980 | 1 | 7.8904 | 2011 | 8.5 | 15.822 | 2011 | 2.1401 | 2.7614
726 | UG | 25.6354 | 15.5759 | 1982 | 5.3646 | 1.0316 | 2008 | 31 | 16.6075 | 2008 | 3.434 | 2.8099
530 | UG | 25 | 15.3627 | 1982 | 20 | 4.5023 | 2006 | 45 | 19.865 | 2006 | 3.8067 | 2.989
755 | UG | 8.698 | 8.6039 | 1983 | 3.302 | 0.74649 | 2008 | 12 | 9.3504 | 2008 | 2.4849 | 2.2354
1081 | UG | 12 | 10.2669 | 1983 | 4 | 0.74616 | 2010 | 16 | 11.0131 | 2010 | 2.7726 | 2.3991
307 | UG | 9.07 | 8.8041 | 1985 | 1.002 | 2.5231 | 2003 | 10.072 | 11.3272 | 2003 | 2.3098 | 2.4272
1466 | UG | 10.07 | 9.3245 | 1985 | 4.93 | 4.6348 | 2015 | 15 | 13.9593 | 2015 | 2.7081 | 2.6361
1091 | UG | 16.06 | 12.0486 | 1982 | 24.34 | 7.6638 | 2011 | 40.4 | 19.7124 | 2011 | 3.6988 | 2.9812
666 | UG | 25.92 | 15.6706 | 1987 | 14.08 | 3.6888 | 2008 | 40 | 19.3594 | 2008 | 3.6889 | 2.9632
556 | UG | 8.656 | 8.5811 | 1985 | 4.344 | 3.2484 | 2007 | 13 | 11.8295 | 2007 | 2.5649 | 2.4706
452 | UG | 10.781 | 9.6804 | 1986 | 3.619 | 3.4437 | 2005 | 14.4 | 13.1241 | 2005 | 2.6672 | 2.5745
613 | UG | 6.2 | 7.1444 | 1999 | 2.2 | 0.43132 | 2006 | 8.4 | 7.5757 | 2006 | 2.1282 | 2.0249
778 | UG | 0.1 | 0.74092 | 1988 | 1.9 | 0.48701 | 2008 | 2 | 1.2279 | 2008 | 0.69315 | 0.20533
1571 | UG | 2 | 3.8385 | 1988 | 11 | 1.592 | 2016 | 13 | 5.4305 | 2016 | 2.5649 | 1.692
525 | UG | 11.55 | 10.0537 | 1995 | 14 | 2.1078 | 2006 | 25.55 | 12.1615 | 2006 | 3.2406 | 2.4983
1324 | UG | 15.8 | 11.9411 | 2012 | 12.3 | 2.2693 | 2014 | 28.1 | 14.2104 | 2014 | 3.3358 | 2.654
511 | UG | 13.95 | 11.1518 | 2004 | 4.05 | 0.42904 | 2004 | 18 | 11.5809 | 2004 | 2.8904 | 2.4494
1094 | UG | 18 | 12.8272 | 2004 | 6 | 1.0646 | 2011 | 24 | 13.8918 | 2011 | 3.1781 | 2.6313
775 | UG | 8 | 8.2177 | 2002 | 7 | 1.4059 | 2008 | 15 | 9.6235 | 2008 | 2.7081 | 2.2642
1646 | UG | 2.88 | 4.6894 | unknown | 3.52 | 6.6896 | 2016 | 6.4 | 11.379 | 2016 | 1.8563 | 2.4318
467 | UG | 5.7 | 6.822 | 1996 | 7.9 | 3.4855 | 2005 | 13.6 | 10.3075 | 2005 | 2.6101 | 2.3329
437 | UG | 23 | 14.6752 | 2001 | 17 | 3.6314 | 2008 | 40 | 18.3066 | 2008 | 3.6889 | 2.9073
1233 | UG | 40 | 19.8861 | 2001 | 10 | 3.8904 | 2011 | 50 | 23.7765 | 2011 | 3.912 | 3.1687
361 | UG | 12.22 | 10.3698 | 1986 | 13 | 1.172 | 2002 | 25.22 | 11.5418 | 2002 | 3.2276 | 2.446
645 | UG | 25.22 | 15.4368 | 1986 | 1 | 0.22668 | 2006 | 26.22 | 15.6635 | 2006 | 3.2665 | 2.7513
720 | UG | 5.29 | 6.5481 | 1974 | 3.91 | 3.2147 | 2009 | 9.2 | 9.7627 | 2009 | 2.2192 | 2.2786
1554 | UG | 18 | 12.8272 | 2013 | 13 | 4.0041 | 2015 | 31 | 16.8312 | 2015 | 3.434 | 2.8232
1570 | UG | 12 | 10.2669 | 0 | 7 | 5.7129 | 2016 | 19 | 15.9798 | 2016 | 2.9444 | 2.7713
1280 | UG | 10 | 9.2888 | 0 | 10 | 3.9567 | 2013 | 20 | 13.2455 | 2013 | 2.9957 | 2.5837
659 | UG | 51 | 22.724 | 1974 | 7 | 0.19039 | 2006 | 58 | 22.9144 | 2006 | 4.0604 | 3.1318
1240 | UG | 9 | 8.7667 | 0 | 12 | 2.4762 | 2013 | 21 | 11.2429 | 2013 | 3.0445 | 2.4197
317 | UG | 26.67 | 15.918 | 1978 | 8.46 | 3.7336 | 2002 | 35.13 | 19.6516 | 2002 | 3.5591 | 2.9782
1678 | UG | 71.19 | 27.2911 | 0 | 3.81 | 0.18769 | 2015 | 75 | 27.4788 | 2015 | 4.3175 | 3.3134
620 | UG | 66.04 | 26.1887 | unknown | 1 | 0.052327 | 2006 | 67.04 | 26.241 | 2006 | 4.2053 | 3.2673
1085 | UG | 67.04 | 26.4057 | unknown | 2 | 0.079312 | 2010 | 69.04 | 26.485 | 2010 | 4.2347 | 3.2766
836 | UG | 33.963 | 18.1775 | 1974 | 10.037 | 0.20825 | 2008 | 44 | 18.3858 | 2008 | 3.7842 | 2.9116
1417 | UG | 53.176 | 23.2514 | 0 | 2.824 | 0.36632 | 2013 | 56 | 23.6177 | 2013 | 4.0254 | 3.162
1575 | UG | 107.8 | 34.2742 | 0 | 2.2 | 0.084606 | 2014 | 110 | 34.3588 | 2014 | 4.7005 | 3.5369
1480 | UG | 92 | 31.4176 | 0 | 9 | 1.4186 | 2015 | 101 | 32.8362 | 2015 | 4.6151 | 3.4915
1644 | UG | 25 | 15.3627 | 0 | 14 | 6.4882 | 2016 | 39 | 21.8509 | 2016 | 3.6636 | 3.0842
1276 | UG | 34 | 18.1884 | unknown | 4 | 0.69755 | 2012 | 38 | 18.8859 | 2012 | 3.6376 | 2.9384
823 | UG | 10 | 9.2888 | unknown | 25 | 8.3157 | 2009 | 35 | 17.6045 | 2009 | 3.5553 | 2.8682
1046 | UG | 33 | 17.8927 | unknown | 17 | 13.8381 | 2011 | 50 | 31.7308 | 2011 | 3.912 | 3.4573
873 | UG | 38 | 19.3338 | unknown | 10 | 10.835 | 2011 | 48 | 30.1689 | 2011 | 3.8712 | 3.4068
630 | UG | 36.4 | 18.8825 | unknown | 3.6 | 0.76182 | 2007 | 40 | 19.6443 | 2007 | 3.6889 | 2.9778
1107 | UG | 16 | 12.0238 | 2010 | 24 | 7.7 | 2014 | 40 | 19.7238 | 2014 | 3.6889 | 2.9818
682 | UG | 12 | 10.2669 | 2005 | 18 | 4.2252 | 2009 | 30 | 14.4921 | 2009 | 3.4012 | 2.6736
643 | UG | 53.37 | 23.2979 | unknown | 0.5 | 4.4087 | 2009 | 53.87 | 27.7066 | 2009 | 3.9866 | 3.3217
* Type is either Greenfield (“GF”) or Upgrade (“UG”), where Upgrade refers to additional facilities that increase the capacity of an existing Greenfield project
** For Iteration 2, Greenfield Cost for an Upgrade project is estimated using the Iteration 1 power curve for greenfield and upgrade projects

## GF + UG Iteration 3
Alberta Electric System Operator
2018 ISO Tariff Application
Appendix W - Option 2 POD Cost Function Workbook
Third-Interation Calculation of Power Curve for Greenfield and Upgrade Projects
September 14, 2017 |  | 0 MW removed
Project | Type * | Greenfield MW | Greenfield Cost ** | Greenfield Year | Upgrade MW | Upgrade Cost | Upgrade Year | Total MW | Total Cost | Total Year | LN(MW) | LN(Cost) |  | ln(y)=m*ln(x) + b Linear Regression
476 | GF | 14 | 16.8618 | 2003 |  |  |  | 14 | 16.8618 | 2003 | 2.6391 | 2.8251 | m | 0.55831 | 0.94665 | b
478 | GF | 8.5 | 6.0182 | 2003 |  |  |  | 8.5 | 6.0182 | 2003 | 2.1401 | 1.7948 | se | 0.033807 | 0.10716 | seb
473 | GF | 30 | 14.999 | 2003 |  |  |  | 30 | 14.999 | 2003 | 3.4012 | 2.708 | R2 | 0.51004 | 0.39869 | sev
1042 | GF | 13 | 11.1648 | 2011 |  |  |  | 13 | 11.1648 | 2011 | 2.5649 | 2.4128 | F | 272.733 | 262 | df
443 | GF | 24.3 | 11.7056 | 2006 |  |  |  | 24.3 | 11.7056 | 2006 | 3.1905 | 2.4601 | ssreg | 43.3515 | 41.6454 | ssresid
1195 | GF | 18 | 31.6599 | 2011 |  |  |  | 18 | 31.6599 | 2011 | 2.8904 | 3.4551
420 | GF | 6 | 9.6396 | 2007 |  |  |  | 6 | 9.6396 | 2007 | 1.7918 | 2.2659 |  | y=cx^m, where c=e^b
440 | GF | 10 | 16.0096 | 2006 |  |  |  | 10 | 16.0096 | 2006 | 2.3026 | 2.7732 | m | 0.55831 | 0.6359% | change
1102 | GF | 20 | 16.2936 | 2011 |  |  |  | 20 | 16.2936 | 2011 | 2.9957 | 2.7908 | c | 2.5771 | -0.7826% | from
324 | GF | 17.2 | 8.9094 | 2003 |  |  |  | 17.2 | 8.9094 | 2003 | 2.8449 | 2.1871 |  |  |  | prior
1103 | GF | 20 | 17.2995 | 2011 |  |  |  | 20 | 17.2995 | 2011 | 2.9957 | 2.8507 |  |  |  | iteration
386 | GF | 9 | 9.9511 | 2003 |  |  |  | 9 | 9.9511 | 2003 | 2.1972 | 2.2977
80 | GF | 8 | 6.0754 | 2001 |  |  |  | 8 | 6.0754 | 2001 | 2.0794 | 1.8042
1052 | GF | 13.6 | 10.9027 | 2011 |  |  |  | 13.6 | 10.9027 | 2011 | 2.6101 | 2.389
347 | GF | 10.548 | 9.3005 | 2003 |  |  |  | 10.548 | 9.3005 | 2003 | 2.3559 | 2.2301
1358 | GF | 27 | 13.0727 | 2011 |  |  |  | 27 | 13.0727 | 2011 | 3.2958 | 2.5705
584 | GF | 28 | 34.9037 | 2011 |  |  |  | 28 | 34.9037 | 2011 | 3.3322 | 3.5526
422 | GF | 24 | 13.6508 | 2003 |  |  |  | 24 | 13.6508 | 2003 | 3.1781 | 2.6138
944 | GF | 43 | 26.8161 | 2010 |  |  |  | 43 | 26.8161 | 2010 | 3.7612 | 3.289
387 | GF | 7.5 | 9.5131 | 2003 |  |  |  | 7.5 | 9.5131 | 2003 | 2.0149 | 2.2527
587 | GF | 17.8 | 13.1522 | 2006 |  |  |  | 17.8 | 13.1522 | 2006 | 2.8792 | 2.5766
585 | GF | 20.6 | 11.2912 | 2007 |  |  |  | 20.6 | 11.2912 | 2007 | 3.0253 | 2.424
831 | GF | 19.6 | 20.9656 | 2011 |  |  |  | 19.6 | 20.9656 | 2011 | 2.9755 | 3.0429
340 | GF | 22 | 13.3096 | 2003 |  |  |  | 22 | 13.3096 | 2003 | 3.091 | 2.5885
334 | GF | 18.8 | 7.9464 | 2003 |  |  |  | 18.8 | 7.9464 | 2003 | 2.9339 | 2.0727
343 | GF | 15.6 | 13.9997 | 2003 |  |  |  | 15.6 | 13.9997 | 2003 | 2.7473 | 2.639
358 | GF | 19.8 | 7.2249 | 2003 |  |  |  | 19.8 | 7.2249 | 2003 | 2.9857 | 1.9775
702 | GF | 28.4 | 5.2102 | 2007 |  |  |  | 28.4 | 5.2102 | 2007 | 3.3464 | 1.6506
526 | GF | 19 | 13.7588 | 2007 |  |  |  | 19 | 13.7588 | 2007 | 2.9444 | 2.6217
288 | GF | 12 | 4.4534 | 2001 |  |  |  | 12 | 4.4534 | 2001 | 2.4849 | 1.4937
851 | GF | 25 | 12.9318 | 2007 |  |  |  | 25 | 12.9318 | 2007 | 3.2189 | 2.5597
648 | GF | 15 | 14.9737 | 2007 |  |  |  | 15 | 14.9737 | 2007 | 2.7081 | 2.7063
855 | GF | 23 | 28.6671 | 2011 |  |  |  | 23 | 28.6671 | 2011 | 3.1355 | 3.3557
700 | GF | 9.8 | 7.0658 | 2007 |  |  |  | 9.8 | 7.0658 | 2007 | 2.2824 | 1.9553
683 | GF | 30 | 16.0323 | 2011 |  |  |  | 30 | 16.0323 | 2011 | 3.4012 | 2.7746
559 | GF | 115 | 56.8595 | 2011 |  |  |  | 115 | 56.8595 | 2011 | 4.7449 | 4.0406
1074 | GF | 67 | 43.1388 | 2011 |  |  |  | 67 | 43.1388 | 2011 | 4.2047 | 3.7644
34 | GF | 16 | 7.5134 | 2000 |  |  |  | 16 | 7.5134 | 2000 | 2.7726 | 2.0167
433 | GF | 25 | 22.3083 | 2003 |  |  |  | 25 | 22.3083 | 2003 | 3.2189 | 3.105
79A | GF | 8 | 5.0823 | 2000 |  |  |  | 8 | 5.0823 | 2000 | 2.0794 | 1.6258
10A | GF | 6.2 | 8.916 | 2001 |  |  |  | 6.2 | 8.916 | 2001 | 1.8245 | 2.1878
345 | GF | 35 | 8.369 | 2003 |  |  |  | 35 | 8.369 | 2003 | 3.5553 | 2.1245
1049 | GF | 15.2 | 54.5518 | 2011 |  |  |  | 15.2 | 54.5518 | 2011 | 2.7213 | 3.9992
230 | GF | 17 | 10.7399 | 2003 |  |  |  | 17 | 10.7399 | 2003 | 2.8332 | 2.374
79B | GF | 8 | 3.3788 | 2000 |  |  |  | 8 | 3.3788 | 2000 | 2.0794 | 1.2175
10B | GF | 9.406 | 9.7991 | 2001 |  |  |  | 9.406 | 9.7991 | 2001 | 2.2413 | 2.2823
8 | GF | 18 | 11.9841 | 2000 |  |  |  | 18 | 11.9841 | 2000 | 2.8904 | 2.4836
487 | GF | 22 | 16.6067 | 2007 |  |  |  | 22 | 16.6067 | 2007 | 3.091 | 2.8098
385 | GF | 7.5 | 8.5881 | 2003 |  |  |  | 7.5 | 8.5881 | 2003 | 2.0149 | 2.1504
865 | GF | 25 | 8.6092 | 2007 |  |  |  | 25 | 8.6092 | 2007 | 3.2189 | 2.1528
863 | GF | 25 | 8.2434 | 2007 |  |  |  | 25 | 8.2434 | 2007 | 3.2189 | 2.1094
527 | GF | 17 | 6.9319 | 2007 |  |  |  | 17 | 6.9319 | 2007 | 2.8332 | 1.9361
595 | GF | 11 | 19.0874 | 2007 |  |  |  | 11 | 19.0874 | 2007 | 2.3979 | 2.949
528 | GF | 17 | 5.2658 | 2007 |  |  |  | 17 | 5.2658 | 2007 | 2.8332 | 1.6612
529 | GF | 17 | 7.7922 | 2007 |  |  |  | 17 | 7.7922 | 2007 | 2.8332 | 2.0531
1095 | GF | 18 | 11.9234 | 2011 |  |  |  | 18 | 11.9234 | 2011 | 2.8904 | 2.4785
561 | GF | 46 | 58.1001 | 2011 |  |  |  | 46 | 58.1001 | 2011 | 3.8286 | 4.0622
1018 | GF | 3 | 10.6346 | 2011 |  |  |  | 3 | 10.6346 | 2011 | 1.0986 | 2.3641
360 | GF | 22 | 7.1175 | 2003 |  |  |  | 22 | 7.1175 | 2003 | 3.091 | 1.9626
1106 | GF | 12 | 20.2179 | 2011 |  |  |  | 12 | 20.2179 | 2011 | 2.4849 | 3.0066
899 | GF | 25 | 15.1725 | 2010 |  |  |  | 25 | 15.1725 | 2010 | 3.2189 | 2.7195
1191 | GF | 11 | 12.6281 | 2011 |  |  |  | 11 | 12.6281 | 2011 | 2.3979 | 2.5359
1115 | GF | 10 | 24.3628 | 2011 |  |  |  | 10 | 24.3628 | 2011 | 2.3026 | 3.1931
1053 | GF | 9 | 14.7144 | 2011 |  |  |  | 9 | 14.7144 | 2011 | 2.1972 | 2.6888
864 | GF | 25 | 9.8258 | 2007 |  |  |  | 25 | 9.8258 | 2007 | 3.2189 | 2.285
834 | GF | 45 | 25.7984 | 2010 |  |  |  | 45 | 25.7984 | 2010 | 3.8067 | 3.2503
722 | GF | 10.5 | 13.5015 | 2010 |  |  |  | 10.5 | 13.5015 | 2010 | 2.3514 | 2.6028
927 | GF | 60 | 25.8871 | 2011 |  |  |  | 60 | 25.8871 | 2011 | 4.0943 | 3.2537
1068 | GF | 11.2 | 26.9182 | 2011 |  |  |  | 11.2 | 26.9182 | 2011 | 2.4159 | 3.2928
506 | GF | 20 | 13.9693 | 2003 |  |  |  | 20 | 13.9693 | 2003 | 2.9957 | 2.6369
456 | GF | 16 | 17.647 | 2007 |  |  |  | 16 | 17.647 | 2007 | 2.7726 | 2.8706
130 | GF | 18 | 8.437 | 2001 |  |  |  | 18 | 8.437 | 2001 | 2.8904 | 2.1326
308 | GF | 10 | 8.8754 | 2003 |  |  |  | 10 | 8.8754 | 2003 | 2.3026 | 2.1833
829 | GF | 20 | 27.7611 | 2011 |  |  |  | 20 | 27.7611 | 2011 | 2.9957 | 3.3236
425 | GF | 17 | 11.7254 | 2006 |  |  |  | 17 | 11.7254 | 2006 | 2.8332 | 2.4618
333 | GF | 12 | 7.5607 | 2003 |  |  |  | 12 | 7.5607 | 2003 | 2.4849 | 2.023
769 | GF | 40 | 26.3813 | 2007 |  |  |  | 40 | 26.3813 | 2007 | 3.6889 | 3.2727
948 | GF | 57 | 12.6537 | 2014 |  |  |  | 57 | 12.6537 | 2014 | 4.0431 | 2.5379
1128 | GF | 45 | 63.5562 | 2013 |  |  |  | 45 | 63.5562 | 2013 | 3.8067 | 4.1519
1214 | GF | 52 | 22.6317 | 2013 |  |  |  | 52 | 22.6317 | 2013 | 3.9512 | 3.1194
1225 | GF | 20 | 18.6367 | 2013 |  |  |  | 20 | 18.6367 | 2013 | 2.9957 | 2.9251
1263 | GF | 8 | 19.6117 | 2013 |  |  |  | 8 | 19.6117 | 2013 | 2.0794 | 2.9761
1309 | GF | 15 | 16.1093 | 2013 |  |  |  | 15 | 16.1093 | 2013 | 2.7081 | 2.7794
1349 | GF | 34 | 8.968 | 2013 |  |  |  | 34 | 8.968 | 2013 | 3.5264 | 2.1937
1358 | GF | 27 | 13.0727 | 2013 |  |  |  | 27 | 13.0727 | 2013 | 3.2958 | 2.5705
1404 | GF | 35 | 35.2763 | 2013 |  |  |  | 35 | 35.2763 | 2013 | 3.5553 | 3.5632
1482 | GF | 18.4 | 18.7658 | 2013 |  |  |  | 18.4 | 18.7658 | 2013 | 2.9124 | 2.932
1515 | GF | 7.2 | 12.9927 | 2013 |  |  |  | 7.2 | 12.9927 | 2013 | 1.9741 | 2.5644
1618 | GF | 21 | 15.966 | 2016 |  |  |  | 21 | 15.966 | 2016 | 3.0445 | 2.7705
1634 | GF | 17.9 | 17.1728 | 2015 |  |  |  | 17.9 | 17.1728 | 2015 | 2.8848 | 2.8433
1258 | GF | 46 | 53.5183 | 2017 |  |  |  | 46 | 53.5183 | 2017 | 3.8286 | 3.98
1284 | GF | 24.1 | 7.0843 | 2013 |  |  |  | 24.1 | 7.0843 | 2013 | 3.1822 | 1.9579
Pre-01 | GF | 2.2 | 2.4934 | 1990 |  |  |  | 2.2 | 2.4934 | 1990 | 0.78846 | 0.91364
Pre-02 | GF | 1.464 | 1.494 | 1987 |  |  |  | 1.464 | 1.494 | 1987 | 0.38117 | 0.40147
Pre-03 | GF | 4.075 | 1.9369 | 1990 |  |  |  | 4.075 | 1.9369 | 1990 | 1.4049 | 0.66111
Pre-04 | GF | 10 | 8.5265 | 1991 |  |  |  | 10 | 8.5265 | 1991 | 2.3026 | 2.1432
Pre-05 | GF | 4.8 | 4.0522 | 1988 |  |  |  | 4.8 | 4.0522 | 1988 | 1.5686 | 1.3993
Pre-06 | GF | 5.1 | 9.6482 | 1989 |  |  |  | 5.1 | 9.6482 | 1989 | 1.6292 | 2.2668
Pre-07 | GF | 6.9 | 5.0294 | 1997 |  |  |  | 6.9 | 5.0294 | 1997 | 1.9315 | 1.6153
Pre-08 | GF | 11.8 | 6.3729 | 1987 |  |  |  | 11.8 | 6.3729 | 1987 | 2.4681 | 1.8521
Pre-09 | GF | 9.7 | 2.9443 | 1997 |  |  |  | 9.7 | 2.9443 | 1997 | 2.2721 | 1.0799
Pre-10 | GF | 6.12 | 13.4811 | 1990 |  |  |  | 6.12 | 13.4811 | 1990 | 1.8116 | 2.6013
Pre-11 | GF | 6.2672 | 2.9102 | 1987 |  |  |  | 6.2672 | 2.9102 | 1987 | 1.8353 | 1.0682
Pre-12 | GF | 6.366 | 9.8907 | 1993 |  |  |  | 6.366 | 9.8907 | 1993 | 1.851 | 2.2916
Pre-13 | GF | 8.5 | 5.9446 | 1990 |  |  |  | 8.5 | 5.9446 | 1990 | 2.1401 | 1.7825
Pre-14 | GF | 46.55 | 7.1936 | 1991 |  |  |  | 46.55 | 7.1936 | 1991 | 3.8405 | 1.9732
Pre-15 | GF | 56.8 | 17.5945 | 1990 |  |  |  | 56.8 | 17.5945 | 1990 | 4.0395 | 2.8676
Pre-16 | GF | 81.576 | 14.0262 | 1988 |  |  |  | 81.576 | 14.0262 | 1988 | 4.4015 | 2.6409
Pre-17 | GF | 95.2 | 14.2199 | 1999 |  |  |  | 95.2 | 14.2199 | 1999 | 4.556 | 2.6546
Pre-18 | GF | 122.772 | 23.4475 | 1990 |  |  |  | 122.772 | 23.4475 | 1990 | 4.8103 | 3.1548
1184 | UG | 30 | 17.1404 | 2013 | 18.2 | 18.8693 | 2012 | 48.2 | 36.0097 | 2013 | 3.8754 | 3.5838
457 | UG | 10.77 | 9.7094 | 1990 | 10 | 3.2891 | 2006 | 20.77 | 12.9985 | 2006 | 3.0335 | 2.5648
407 | UG | 25.4 | 15.6285 | 1982 | 2 | 0.60107 | 2004 | 27.4 | 16.2295 | 2004 | 3.3105 | 2.7868
706 | UG | 14.85 | 11.6036 | 1984 | 14.25 | 5.8346 | 2008 | 29.1 | 17.4382 | 2008 | 3.3707 | 2.8587
1070 | UG | 34 | 18.3729 | 1984 | 4.9 | 0.83608 | 2011 | 38.9 | 19.2089 | 2011 | 3.661 | 2.9554
1264 | UG | 38.9 | 19.7977 | 1984 | 7.2 | 8.0579 | 2013 | 46.1 | 27.8556 | 2013 | 3.8308 | 3.327
1208 | UG | 14.1 | 11.2747 | 1961 | 11.5 | 2.7992 | 2012 | 25.6 | 14.0739 | 2012 | 3.2426 | 2.6443
655 | UG | 12.053 | 10.335 | 1974 | 2.339 | 0.59465 | 2007 | 14.392 | 10.9297 | 2007 | 2.6667 | 2.3915
733 | UG | 24.3 | 15.2493 | 2007 | 17.1 | 6.7726 | 2009 | 41.4 | 22.0219 | 2009 | 3.7233 | 3.092
401 | UG | 2 | 3.8154 | 1986 | 1.5 | 0.36204 | 2004 | 3.5 | 4.1775 | 2004 | 1.2528 | 1.4297
1412 | UG | 3.5 | 5.2045 | 1986 | 11 | 4.3575 | 2015 | 14.5 | 9.5619 | 2015 | 2.6741 | 2.2578
1318 | UG | 22.3 | 14.5397 | 1997 | 28.9 | 1.6878 | 2013 | 51.2 | 16.2275 | 2013 | 3.9357 | 2.7867
1194 | UG | 5.8 | 6.8877 | 1980 | 9.6 | 1.6086 | 2011 | 15.4 | 8.4963 | 2011 | 2.7344 | 2.1396
804 | UG | 14.429 | 11.4199 | 1982 | 9.871 | 9.1567 | 2009 | 24.3 | 20.5766 | 2009 | 3.1905 | 3.0242
365 | UG | 15.9 | 12.0518 | 1982 | 0.269 | 0.59607 | 2003 | 16.169 | 12.6479 | 2003 | 2.7831 | 2.5375
708 | UG | 16.2 | 12.1774 | 1982 | 11.5 | 6.8375 | 2007 | 27.7 | 19.0149 | 2007 | 3.3214 | 2.9452
1568 | UG | 27.7 | 16.3984 | 1997 | 8.1 | 3.5849 | 2015 | 35.8 | 19.9833 | 2015 | 3.5779 | 2.9949
398 | UG | 27.329 | 16.2762 | 1981 | 2 | 1.4547 | 2004 | 29.329 | 17.7309 | 2004 | 3.3786 | 2.8753
1642 | UG | 16.12 | 12.144 | unknown | 2.78 | 10.1341 | 2015 | 18.9 | 22.2782 | 2015 | 2.9392 | 3.1036
522 | UG | 38.7 | 19.7412 | 1981 | 2.3 | 0.49327 | 2006 | 41 | 20.2345 | 2006 | 3.7136 | 3.0074
170 | UG | 20.4 | 13.8388 | unknown | 5.6 | 4.4337 | 2001 | 26 | 18.2725 | 2001 | 3.2581 | 2.9054
170 | UG | 21.6 | 14.2847 | unknown | 1 | 4.883 | 2001 | 22.6 | 19.1677 | 2001 | 3.1179 | 2.9532
1366 | UG | 25.5 | 15.6626 | 0 | 14 | 5.5737 | 2013 | 39.5 | 21.2363 | 2013 | 3.6763 | 3.0557
170 | UG | 5.4 | 6.62 | unknown | 10.6 | 5.2097 | 2001 | 16 | 11.8297 | 2001 | 2.7726 | 2.4706
1350 | UG | 16 | 12.0938 | 0 | 20 | 6.53 | 2013 | 36 | 18.6238 | 2013 | 3.5835 | 2.9244
658 | UG | 1.6 | 3.3711 | 1996 | 13.2 | 7.1147 | 2008 | 14.8 | 10.4858 | 2008 | 2.6946 | 2.35
897 | UG | 14.8 | 11.5819 | 1996 | 3 | 6.2372 | 2010 | 17.8 | 17.8191 | 2010 | 2.8792 | 2.8803
483 | UG | 20.7 | 13.9513 | 1986 | 18.1 | 3.6201 | 2005 | 38.8 | 17.5714 | 2005 | 3.6584 | 2.8663
1494 | UG | 13.3 | 10.9152 | 0 | 6 | 6.4297 | 2014 | 19.3 | 17.3449 | 2014 | 2.9601 | 2.8533
488 | UG | 41.3 | 20.4663 | 1982 | 24.2 | 0.40463 | 2006 | 65.5 | 20.871 | 2006 | 4.1821 | 3.0384
318 | UG | 22.87 | 14.7447 | 1996 | 1 | 0.76702 | 2001 | 23.87 | 15.5117 | 2001 | 3.1726 | 2.7416
806 | UG | 23.867 | 15.0979 | 1996 | 5.433 | 0.68948 | 2008 | 29.3 | 15.7874 | 2008 | 3.3776 | 2.7592
1386 | UG | 32.7 | 17.9798 | 0 | 13.5 | 0.85934 | 2013 | 46.2 | 18.8391 | 2013 | 3.833 | 2.9359
928 | UG | 18.02 | 12.9184 | 1992 | 3.48 | 10.3644 | 2010 | 21.5 | 23.2828 | 2010 | 3.0681 | 3.1477
1450 | UG | 21.5 | 14.2479 | 1992 | 16.3 | 5.153 | 2014 | 37.8 | 19.4009 | 2014 | 3.6323 | 2.9653
170 | UG | 17.7 | 12.7906 | unknown | 8.8 | 1.1342 | 2001 | 26.5 | 13.9249 | 2001 | 3.2771 | 2.6337
649 | UG | 26.5 | 16.0004 | 1997 | 33.8 | 5.0181 | 2007 | 60.3 | 21.0185 | 2007 | 4.0993 | 3.0454
1203 | UG | 20.5 | 13.8764 | 1977 | 4.1 | 12.4436 | 2012 | 24.6 | 26.32 | 2012 | 3.2027 | 3.2703
170 | UG | 7.9 | 8.1757 | 1972 | 6.1 | 2.9005 | 2001 | 14 | 11.0762 | 2001 | 2.6391 | 2.4048
363 | UG | 21.226 | 14.1469 | 1975 | 4.2 | 0.82194 | 2004 | 25.426 | 14.9689 | 2004 | 3.2358 | 2.706
493 | UG | 25.4 | 15.6285 | 1975 | 3.3 | 3.4003 | 2006 | 28.7 | 19.0287 | 2006 | 3.3569 | 2.9459
685 | UG | 28.7 | 16.7242 | 1975 | 4.2 | 0.94607 | 2007 | 32.9 | 17.6703 | 2007 | 3.4935 | 2.8719
435 | UG | 10.6 | 9.6241 | 1990 | 8.4 | 3.0774 | 2004 | 19 | 12.7015 | 2004 | 2.9444 | 2.5417
652 | UG | 10.195 | 9.4183 | 1986 | 3.405 | 4.3802 | 2007 | 13.6 | 13.7985 | 2007 | 2.6101 | 2.6246
366 | UG | 11.1 | 9.8734 | 1981 | 4.8 | 0.60208 | 2003 | 15.9 | 10.4754 | 2003 | 2.7663 | 2.349
1640 | UG | 15.9 | 12.0518 | 1981 | 2.5 | 8.3244 | 2015 | 18.4 | 20.3762 | 2015 | 2.9124 | 3.0144
367 | UG | 11.211 | 9.928 | 1988 | 1 | 0.55589 | 2004 | 12.211 | 10.4839 | 2004 | 2.5023 | 2.3498
902 | UG | 19.2 | 13.3811 | 2002 | 13.5 | 0.547 | 2009 | 32.7 | 13.9281 | 2009 | 3.4874 | 2.6339
1202 | UG | 19.4 | 13.4582 | 1989 | 1.6 | 10.745 | 2012 | 21 | 24.2033 | 2012 | 3.0445 | 3.1865
1338 | UG | 7.5 | 7.9434 | unknown | 2 | 6.6636 | 2013 | 9.5 | 14.607 | 2013 | 2.2513 | 2.6815
212 | UG | 36.55 | 19.125 | 1978 | 28 | 4.6265 | 2003 | 64.55 | 23.7515 | 2003 | 4.1674 | 3.1676
653 | UG | 64.55 | 26.2204 | 1977 | 1.32 | 0.56895 | 2007 | 65.87 | 26.7893 | 2007 | 4.1877 | 3.288
1382 | UG | 24.2 | 15.2144 | unknown | 11.9 | 2.4484 | 2013 | 36.1 | 17.6629 | 2013 | 3.5863 | 2.8715
874 | UG | 6.4 | 7.2743 | 1997 | 0.5 | 3.6334 | 2009 | 6.9 | 10.9077 | 2009 | 1.9315 | 2.3895
491 | UG | 27.9 | 16.464 | 1984 | 1 | 0.19252 | 2006 | 28.9 | 16.6565 | 2006 | 3.3638 | 2.8128
1396 | UG | 20.6 | 13.9139 | 2009 | 5.4 | 0.37351 | 2013 | 26 | 14.2874 | 2013 | 3.2581 | 2.6594
1597 | UG | 26 | 15.8322 | 2009 | 27.3 | 4.2356 | 2015 | 53.3 | 20.0678 | 2015 | 3.9759 | 2.9991
1292 | UG | 30.3 | 17.2352 | unknown | 2.5 | 4.4712 | 2013 | 32.8 | 21.7064 | 2013 | 3.4904 | 3.0776
364 | UG | 44.904 | 21.4387 | 1975 | 2 | 1.3175 | 2004 | 46.904 | 22.7562 | 2004 | 3.8481 | 3.1248
1306 | UG | 23.1 | 14.8268 | 1985 | 2.1 | 5.9849 | 2013 | 25.2 | 20.8116 | 2013 | 3.2268 | 3.0355
858 | UG | 28.4 | 16.627 | 2009 | 13.3 | 5.4359 | 2010 | 41.7 | 22.0629 | 2010 | 3.7305 | 3.0939
1454 | UG | 41.7 | 20.5761 | 2009 | 5.7 | 0.45762 | 2013 | 47.4 | 21.0337 | 2013 | 3.8586 | 3.0461
637 | UG | 15.5 | 11.8827 | 1989 | 8.4 | 5.0689 | 2007 | 23.9 | 16.9515 | 2007 | 3.1739 | 2.8304
1254 | UG | 23.9 | 15.1095 | 1989 | 15.4 | 6.5284 | 2012 | 39.3 | 21.6379 | 2012 | 3.6712 | 3.0744
734 | UG | 20 | 13.6876 | 1974 | 4.4 | 11.2611 | 2011 | 24.4 | 24.9487 | 2011 | 3.1946 | 3.2168
1674 | UG | 17.4 | 12.6699 | 0 | 3.7 | 10.3273 | 2016 | 21.1 | 22.9972 | 2016 | 3.0493 | 3.1354
711 | UG | 11.5 | 10.0692 | 1976 | 13.7 | 9.2618 | 2009 | 25.2 | 19.331 | 2009 | 3.2268 | 2.9617
408 | UG | 37.7 | 19.4565 | 1976 | 2.042 | 0.58016 | 2004 | 39.742 | 20.0367 | 2004 | 3.6824 | 2.9976
698 | UG | 39.7 | 20.0226 | 1976 | 20.9 | 1.4407 | 2007 | 60.6 | 21.4633 | 2007 | 4.1043 | 3.0663
696 | UG | 9.137 | 8.8629 | 1981 | 8.063 | 0.2681 | 2007 | 17.2 | 9.131 | 2007 | 2.8449 | 2.2117
1185 | UG | 32.4 | 17.8881 | 1988 | 2.5 | 2.8088 | 2011 | 34.9 | 20.6968 | 2011 | 3.5525 | 3.03
568 | UG | 38.04 | 19.5537 | 1978 | 1 | 0.028819 | 2006 | 39.04 | 19.5825 | 2006 | 3.6646 | 2.9746
853 | UG | 20 | 13.6876 | 1991 | 21.7 | 4.2556 | 2009 | 41.7 | 17.9432 | 2009 | 3.7305 | 2.8872
1201 | UG | 13.3 | 10.9152 | unknown | 10.6 | 7.6365 | 2012 | 23.9 | 18.5517 | 2012 | 3.1739 | 2.9206
654 | UG | 7.29 | 7.8192 | 1976 | 4.41 | 0.73673 | 2007 | 11.7 | 8.5559 | 2007 | 2.4596 | 2.1466
1394 | UG | 11.7 | 10.166 | 1976 | 10 | 5.0058 | 2014 | 21.7 | 15.1718 | 2014 | 3.0773 | 2.7194
1294 | UG | 8.5 | 8.5146 | 0 | 1.6 | 4.562 | 2014 | 10.1 | 13.0766 | 2014 | 2.3125 | 2.5708
1670 | UG | 31.45 | 17.5951 | 0 | 24.25 | 2.7944 | 2016 | 55.7 | 20.3895 | 2016 | 4.02 | 3.015
579 | UG | 17.1 | 12.5482 | unknown | 11 | 3.6516 | 2008 | 28.1 | 16.1999 | 2008 | 3.3358 | 2.785
1670 | UG | 18.79 | 13.2218 | 0 | 30.51 | 18.3637 | 2016 | 49.3 | 31.5855 | 2016 | 3.8979 | 3.4527
1083 | UG | 7.53 | 7.961 | 1981 | 5.87 | 7.4125 | 2011 | 13.4 | 15.3735 | 2011 | 2.5953 | 2.7326
552 | UG | 20.23 | 13.7747 | 1991 | 10.47 | 1.1458 | 2006 | 30.7 | 14.9205 | 2006 | 3.4243 | 2.7027
1311 | UG | 30.7 | 17.3611 | 1991 | 19.3 | 5.9841 | 2013 | 50 | 23.3452 | 2013 | 3.912 | 3.1504
1078 | UG | 17.66 | 12.7746 | 1957 | 7.34 | 1.0936 | 2011 | 25 | 13.8682 | 2011 | 3.2189 | 2.6296
383 | UG | 0.51 | 1.7877 | 1984 | 8 | 3.9502 | 2005 | 8.51 | 5.7379 | 2005 | 2.1412 | 1.7471
1020 | UG | 13 | 10.7779 | 1977 | 9 | 7.345 | 2010 | 22 | 18.1229 | 2010 | 3.091 | 2.8972
1364 | UG | 8.5 | 8.5146 | 0 | 34 | 8.7951 | 2013 | 42.5 | 17.3097 | 2013 | 3.7495 | 2.8513
503 | UG | 31 | 17.455 | 1972 | 16 | 3.8033 | 2007 | 47 | 21.2583 | 2007 | 3.8501 | 3.0567
925 | UG | 47 | 21.9882 | 1972 | 9 | 3.3165 | 2011 | 56 | 25.3047 | 2011 | 4.0254 | 3.231
821 | UG | 25 | 15.4914 | 2006 | 32 | 9.4177 | 2011 | 57 | 24.9092 | 2011 | 4.0431 | 3.2152
486 | UG | 10.81 | 9.7294 | 1993 | 3.14 | 0.34692 | 2005 | 13.95 | 10.0763 | 2005 | 2.6355 | 2.3102
779 | UG | 13.95 | 11.208 | 1993 | 4.05 | 0.91576 | 2008 | 18 | 12.1238 | 2008 | 2.8904 | 2.4952
1416 | UG | 18 | 12.9105 | 1993 | 6 | 1.4182 | 2014 | 24 | 14.3286 | 2014 | 3.1781 | 2.6623
554 | UG | 23 | 14.7911 | 1968 | 8.26 | 1.0611 | 2006 | 31.26 | 15.8522 | 2006 | 3.4423 | 2.7633
1581 | UG | 7.44 | 7.9081 | unknown | 9.36 | 5.3848 | 2015 | 16.8 | 13.2929 | 2015 | 2.8214 | 2.5872
880 | UG | 8.95 | 8.7618 | 1966 | 2.05 | 4.5764 | 2010 | 11 | 13.3382 | 2010 | 2.3979 | 2.5906
1047 | UG | 10 | 9.3179 | 1965 | 5 | 6.2586 | 2012 | 15 | 15.5766 | 2012 | 2.7081 | 2.7458
1045 | UG | 24.066 | 15.1676 | 1971 | 7.934 | 3.8009 | 2011 | 32 | 18.9685 | 2011 | 3.4657 | 2.9428
1616 | UG | 21.68 | 14.314 | unknown | 25.75 | 0.84819 | 2015 | 47.43 | 15.1622 | 2015 | 3.8593 | 2.7188
362 | UG | 51.8 | 23.207 | 1971 | 1 | 0.78848 | 2004 | 52.8 | 23.9955 | 2004 | 3.9665 | 3.1779
924 | UG | 45.94 | 21.7117 | 1982 | 6.06 | 1.4264 | 2010 | 52 | 23.1381 | 2010 | 3.9512 | 3.1415
1241 | UG | 20.29 | 13.7974 | unknown | 6 | 2.625 | 2012 | 26.29 | 16.4224 | 2012 | 3.2692 | 2.7986
438 | UG | 8.246 | 8.3725 | 1978 | 1 | 0.18095 | 2004 | 9.246 | 8.5534 | 2004 | 2.2242 | 2.1463
748 | UG | 25.541 | 15.6765 | 1995 | 1 | 0.38858 | 2008 | 26.541 | 16.0651 | 2008 | 3.2787 | 2.7766
1319 | UG | 15.71 | 11.9717 | 0 | 4.29 | 3.2377 | 2014 | 20 | 15.2094 | 2014 | 2.9957 | 2.7219
618 | UG | 11 | 9.8239 | 1995 | 11.5 | 2.3465 | 2006 | 22.5 | 12.1704 | 2006 | 3.1135 | 2.499
712 | UG | 7.5 | 7.9434 | 1980 | 1 | 7.8904 | 2011 | 8.5 | 15.8338 | 2011 | 2.1401 | 2.7621
726 | UG | 25.6354 | 15.7086 | 1982 | 5.3646 | 1.0316 | 2008 | 31 | 16.7403 | 2008 | 3.434 | 2.8178
530 | UG | 25 | 15.4914 | 1982 | 20 | 4.5023 | 2006 | 45 | 19.9937 | 2006 | 3.8067 | 2.9954
755 | UG | 8.698 | 8.624 | 1983 | 3.302 | 0.74649 | 2008 | 12 | 9.3705 | 2008 | 2.4849 | 2.2376
1081 | UG | 12 | 10.3098 | 1983 | 4 | 0.74616 | 2010 | 16 | 11.0559 | 2010 | 2.7726 | 2.403
307 | UG | 9.07 | 8.8268 | 1985 | 1.002 | 2.5231 | 2003 | 10.072 | 11.3498 | 2003 | 2.3098 | 2.4292
1466 | UG | 10.07 | 9.3541 | 1985 | 4.93 | 4.6348 | 2015 | 15 | 13.9889 | 2015 | 2.7081 | 2.6383
1091 | UG | 16.06 | 12.1189 | 1982 | 24.34 | 7.6638 | 2011 | 40.4 | 19.7828 | 2011 | 3.6988 | 2.9848
666 | UG | 25.92 | 15.8052 | 1987 | 14.08 | 3.6888 | 2008 | 40 | 19.4939 | 2008 | 3.6889 | 2.9701
556 | UG | 8.656 | 8.6009 | 1985 | 4.344 | 3.2484 | 2007 | 13 | 11.8493 | 2007 | 2.5649 | 2.4723
452 | UG | 10.781 | 9.7149 | 1986 | 3.619 | 3.4437 | 2005 | 14.4 | 13.1586 | 2005 | 2.6672 | 2.5771
613 | UG | 6.2 | 7.1473 | 1999 | 2.2 | 0.43132 | 2006 | 8.4 | 7.5786 | 2006 | 2.1282 | 2.0253
778 | UG | 0.1 | 0.72402 | 1988 | 1.9 | 0.48701 | 2008 | 2 | 1.211 | 2008 | 0.69315 | 0.19147
1571 | UG | 2 | 3.8154 | 1988 | 11 | 1.592 | 2016 | 13 | 5.4075 | 2016 | 2.5649 | 1.6878
525 | UG | 11.55 | 10.0935 | 1995 | 14 | 2.1078 | 2006 | 25.55 | 12.2013 | 2006 | 3.2406 | 2.5015
1324 | UG | 15.8 | 12.0097 | 2012 | 12.3 | 2.2693 | 2014 | 28.1 | 14.279 | 2014 | 3.3358 | 2.6588
511 | UG | 13.95 | 11.208 | 2004 | 4.05 | 0.42904 | 2004 | 18 | 11.637 | 2004 | 2.8904 | 2.4542
1094 | UG | 18 | 12.9105 | 2004 | 6 | 1.0646 | 2011 | 24 | 13.9751 | 2011 | 3.1781 | 2.6373
775 | UG | 8 | 8.233 | 2002 | 7 | 1.4059 | 2008 | 15 | 9.6388 | 2008 | 2.7081 | 2.2658
1646 | UG | 2.88 | 4.6709 | unknown | 3.52 | 6.6896 | 2016 | 6.4 | 11.3605 | 2016 | 1.8563 | 2.4301
467 | UG | 5.7 | 6.8216 | 1996 | 7.9 | 3.4855 | 2005 | 13.6 | 10.3071 | 2005 | 2.6101 | 2.3328
437 | UG | 23 | 14.7911 | 2001 | 17 | 3.6314 | 2008 | 40 | 18.4225 | 2008 | 3.6889 | 2.9136
1233 | UG | 40 | 20.1064 | 2001 | 10 | 3.8904 | 2011 | 50 | 23.9968 | 2011 | 3.912 | 3.1779
361 | UG | 12.22 | 10.4142 | 1986 | 13 | 1.172 | 2002 | 25.22 | 11.5862 | 2002 | 3.2276 | 2.4498
645 | UG | 25.22 | 15.5669 | 1986 | 1 | 0.22668 | 2006 | 26.22 | 15.7936 | 2006 | 3.2665 | 2.7596
720 | UG | 5.29 | 6.5448 | 1974 | 3.91 | 3.2147 | 2009 | 9.2 | 9.7595 | 2009 | 2.2192 | 2.2782
1554 | UG | 18 | 12.9105 | 2013 | 13 | 4.0041 | 2015 | 31 | 16.9146 | 2015 | 3.434 | 2.8282
1570 | UG | 12 | 10.3098 | 0 | 7 | 5.7129 | 2016 | 19 | 16.0226 | 2016 | 2.9444 | 2.774
1280 | UG | 10 | 9.3179 | 0 | 10 | 3.9567 | 2013 | 20 | 13.2747 | 2013 | 2.9957 | 2.5859
659 | UG | 51 | 23.0075 | 1974 | 7 | 0.19039 | 2006 | 58 | 23.1979 | 2006 | 4.0604 | 3.1441
1240 | UG | 9 | 8.7889 | 0 | 12 | 2.4762 | 2013 | 21 | 11.2651 | 2013 | 3.0445 | 2.4217
317 | UG | 26.67 | 16.0573 | 1978 | 8.46 | 3.7336 | 2002 | 35.13 | 19.7909 | 2002 | 3.5591 | 2.9852
1678 | UG | 71.19 | 27.684 | 0 | 3.81 | 0.18769 | 2015 | 75 | 27.8717 | 2015 | 4.3175 | 3.3276
620 | UG | 66.04 | 26.5544 | unknown | 1 | 0.052327 | 2006 | 67.04 | 26.6068 | 2006 | 4.2053 | 3.2812
1085 | UG | 67.04 | 26.7768 | unknown | 2 | 0.079312 | 2010 | 69.04 | 26.8561 | 2010 | 4.2347 | 3.2905
836 | UG | 33.963 | 18.3618 | 1974 | 10.037 | 0.20825 | 2008 | 44 | 18.57 | 2008 | 3.7842 | 2.9215
1417 | UG | 53.176 | 23.547 | 0 | 2.824 | 0.36632 | 2013 | 56 | 23.9134 | 2013 | 4.0254 | 3.1744
1575 | UG | 107.8 | 34.8499 | 0 | 2.2 | 0.084606 | 2014 | 110 | 34.9345 | 2014 | 4.7005 | 3.5535
1480 | UG | 92 | 31.9165 | 0 | 9 | 1.4186 | 2015 | 101 | 33.3351 | 2015 | 4.6151 | 3.5066
1644 | UG | 25 | 15.4914 | 0 | 14 | 6.4882 | 2016 | 39 | 21.9796 | 2016 | 3.6636 | 3.0901
1276 | UG | 34 | 18.3729 | unknown | 4 | 0.69755 | 2012 | 38 | 19.0704 | 2012 | 3.6376 | 2.9481
823 | UG | 10 | 9.3179 | unknown | 25 | 8.3157 | 2009 | 35 | 17.6336 | 2009 | 3.5553 | 2.8698
1046 | UG | 33 | 18.0711 | unknown | 17 | 13.8381 | 2011 | 50 | 31.9092 | 2011 | 3.912 | 3.4629
873 | UG | 38 | 19.5423 | unknown | 10 | 10.835 | 2011 | 48 | 30.3773 | 2011 | 3.8712 | 3.4137
630 | UG | 36.4 | 19.0814 | unknown | 3.6 | 0.76182 | 2007 | 40 | 19.8432 | 2007 | 3.6889 | 2.9879
1107 | UG | 16 | 12.0938 | 2010 | 24 | 7.7 | 2014 | 40 | 19.7938 | 2014 | 3.6889 | 2.9854
682 | UG | 12 | 10.3098 | 2005 | 18 | 4.2252 | 2009 | 30 | 14.535 | 2009 | 3.4012 | 2.6766
643 | UG | 53.37 | 23.5947 | unknown | 0.5 | 4.4087 | 2009 | 53.87 | 28.0033 | 2009 | 3.9866 | 3.3323
* Type is either Greenfield (“GF”) or Upgrade (“UG”), where Upgrade refers to additional facilities that increase the capacity of an existing Greenfield project
** For Iteration 3, Greenfield Cost for an Upgrade project is estimated using the Iteration 2 power curve for greenfield and upgrade projects

## GF + UG Iteration 4
Alberta Electric System Operator
2018 ISO Tariff Application
Appendix W - Option 2 POD Cost Function Workbook
Fourth-Interation Calculation of Power Curve for Greenfield and Upgrade Projects
September 14, 2017 |  | 0 MW removed
Project | Type * | Greenfield MW | Greenfield Cost ** | Greenfield Year | Upgrade MW | Upgrade Cost | Upgrade Year | Total MW | Total Cost | Total Year | LN(MW) | LN(Cost) |  | ln(y)=m*ln(x) + b Linear Regression
476 | GF | 14 | 16.8618 | 2003 |  |  |  | 14 | 16.8618 | 2003 | 2.6391 | 2.8251 | m | 0.56017 | 0.94204 | b
478 | GF | 8.5 | 6.0182 | 2003 |  |  |  | 8.5 | 6.0182 | 2003 | 2.1401 | 1.7948 | se | 0.033821 | 0.10721 | seb
473 | GF | 30 | 14.999 | 2003 |  |  |  | 30 | 14.999 | 2003 | 3.4012 | 2.708 | R2 | 0.51149 | 0.39885 | sev
1042 | GF | 13 | 11.1648 | 2011 |  |  |  | 13 | 11.1648 | 2011 | 2.5649 | 2.4128 | F | 274.3291 | 262 | df
443 | GF | 24.3 | 11.7056 | 2006 |  |  |  | 24.3 | 11.7056 | 2006 | 3.1905 | 2.4601 | ssreg | 43.6398 | 41.6785 | ssresid
1195 | GF | 18 | 31.6599 | 2011 |  |  |  | 18 | 31.6599 | 2011 | 2.8904 | 3.4551
420 | GF | 6 | 9.6396 | 2007 |  |  |  | 6 | 9.6396 | 2007 | 1.7918 | 2.2659 |  | y=cx^m, where c=e^b
440 | GF | 10 | 16.0096 | 2006 |  |  |  | 10 | 16.0096 | 2006 | 2.3026 | 2.7732 | m | 0.56017 | 0.332% | change
1102 | GF | 20 | 16.2936 | 2011 |  |  |  | 20 | 16.2936 | 2011 | 2.9957 | 2.7908 | c | 2.5652 | -0.4594% | from
324 | GF | 17.2 | 8.9094 | 2003 |  |  |  | 17.2 | 8.9094 | 2003 | 2.8449 | 2.1871 |  |  |  | prior
1103 | GF | 20 | 17.2995 | 2011 |  |  |  | 20 | 17.2995 | 2011 | 2.9957 | 2.8507 |  |  |  | iteration
386 | GF | 9 | 9.9511 | 2003 |  |  |  | 9 | 9.9511 | 2003 | 2.1972 | 2.2977
80 | GF | 8 | 6.0754 | 2001 |  |  |  | 8 | 6.0754 | 2001 | 2.0794 | 1.8042
1052 | GF | 13.6 | 10.9027 | 2011 |  |  |  | 13.6 | 10.9027 | 2011 | 2.6101 | 2.389
347 | GF | 10.548 | 9.3005 | 2003 |  |  |  | 10.548 | 9.3005 | 2003 | 2.3559 | 2.2301
1358 | GF | 27 | 13.0727 | 2011 |  |  |  | 27 | 13.0727 | 2011 | 3.2958 | 2.5705
584 | GF | 28 | 34.9037 | 2011 |  |  |  | 28 | 34.9037 | 2011 | 3.3322 | 3.5526
422 | GF | 24 | 13.6508 | 2003 |  |  |  | 24 | 13.6508 | 2003 | 3.1781 | 2.6138
944 | GF | 43 | 26.8161 | 2010 |  |  |  | 43 | 26.8161 | 2010 | 3.7612 | 3.289
387 | GF | 7.5 | 9.5131 | 2003 |  |  |  | 7.5 | 9.5131 | 2003 | 2.0149 | 2.2527
587 | GF | 17.8 | 13.1522 | 2006 |  |  |  | 17.8 | 13.1522 | 2006 | 2.8792 | 2.5766
585 | GF | 20.6 | 11.2912 | 2007 |  |  |  | 20.6 | 11.2912 | 2007 | 3.0253 | 2.424
831 | GF | 19.6 | 20.9656 | 2011 |  |  |  | 19.6 | 20.9656 | 2011 | 2.9755 | 3.0429
340 | GF | 22 | 13.3096 | 2003 |  |  |  | 22 | 13.3096 | 2003 | 3.091 | 2.5885
334 | GF | 18.8 | 7.9464 | 2003 |  |  |  | 18.8 | 7.9464 | 2003 | 2.9339 | 2.0727
343 | GF | 15.6 | 13.9997 | 2003 |  |  |  | 15.6 | 13.9997 | 2003 | 2.7473 | 2.639
358 | GF | 19.8 | 7.2249 | 2003 |  |  |  | 19.8 | 7.2249 | 2003 | 2.9857 | 1.9775
702 | GF | 28.4 | 5.2102 | 2007 |  |  |  | 28.4 | 5.2102 | 2007 | 3.3464 | 1.6506
526 | GF | 19 | 13.7588 | 2007 |  |  |  | 19 | 13.7588 | 2007 | 2.9444 | 2.6217
288 | GF | 12 | 4.4534 | 2001 |  |  |  | 12 | 4.4534 | 2001 | 2.4849 | 1.4937
851 | GF | 25 | 12.9318 | 2007 |  |  |  | 25 | 12.9318 | 2007 | 3.2189 | 2.5597
648 | GF | 15 | 14.9737 | 2007 |  |  |  | 15 | 14.9737 | 2007 | 2.7081 | 2.7063
855 | GF | 23 | 28.6671 | 2011 |  |  |  | 23 | 28.6671 | 2011 | 3.1355 | 3.3557
700 | GF | 9.8 | 7.0658 | 2007 |  |  |  | 9.8 | 7.0658 | 2007 | 2.2824 | 1.9553
683 | GF | 30 | 16.0323 | 2011 |  |  |  | 30 | 16.0323 | 2011 | 3.4012 | 2.7746
559 | GF | 115 | 56.8595 | 2011 |  |  |  | 115 | 56.8595 | 2011 | 4.7449 | 4.0406
1074 | GF | 67 | 43.1388 | 2011 |  |  |  | 67 | 43.1388 | 2011 | 4.2047 | 3.7644
34 | GF | 16 | 7.5134 | 2000 |  |  |  | 16 | 7.5134 | 2000 | 2.7726 | 2.0167
433 | GF | 25 | 22.3083 | 2003 |  |  |  | 25 | 22.3083 | 2003 | 3.2189 | 3.105
79A | GF | 8 | 5.0823 | 2000 |  |  |  | 8 | 5.0823 | 2000 | 2.0794 | 1.6258
10A | GF | 6.2 | 8.916 | 2001 |  |  |  | 6.2 | 8.916 | 2001 | 1.8245 | 2.1878
345 | GF | 35 | 8.369 | 2003 |  |  |  | 35 | 8.369 | 2003 | 3.5553 | 2.1245
1049 | GF | 15.2 | 54.5518 | 2011 |  |  |  | 15.2 | 54.5518 | 2011 | 2.7213 | 3.9992
230 | GF | 17 | 10.7399 | 2003 |  |  |  | 17 | 10.7399 | 2003 | 2.8332 | 2.374
79B | GF | 8 | 3.3788 | 2000 |  |  |  | 8 | 3.3788 | 2000 | 2.0794 | 1.2175
10B | GF | 9.406 | 9.7991 | 2001 |  |  |  | 9.406 | 9.7991 | 2001 | 2.2413 | 2.2823
8 | GF | 18 | 11.9841 | 2000 |  |  |  | 18 | 11.9841 | 2000 | 2.8904 | 2.4836
487 | GF | 22 | 16.6067 | 2007 |  |  |  | 22 | 16.6067 | 2007 | 3.091 | 2.8098
385 | GF | 7.5 | 8.5881 | 2003 |  |  |  | 7.5 | 8.5881 | 2003 | 2.0149 | 2.1504
865 | GF | 25 | 8.6092 | 2007 |  |  |  | 25 | 8.6092 | 2007 | 3.2189 | 2.1528
863 | GF | 25 | 8.2434 | 2007 |  |  |  | 25 | 8.2434 | 2007 | 3.2189 | 2.1094
527 | GF | 17 | 6.9319 | 2007 |  |  |  | 17 | 6.9319 | 2007 | 2.8332 | 1.9361
595 | GF | 11 | 19.0874 | 2007 |  |  |  | 11 | 19.0874 | 2007 | 2.3979 | 2.949
528 | GF | 17 | 5.2658 | 2007 |  |  |  | 17 | 5.2658 | 2007 | 2.8332 | 1.6612
529 | GF | 17 | 7.7922 | 2007 |  |  |  | 17 | 7.7922 | 2007 | 2.8332 | 2.0531
1095 | GF | 18 | 11.9234 | 2011 |  |  |  | 18 | 11.9234 | 2011 | 2.8904 | 2.4785
561 | GF | 46 | 58.1001 | 2011 |  |  |  | 46 | 58.1001 | 2011 | 3.8286 | 4.0622
1018 | GF | 3 | 10.6346 | 2011 |  |  |  | 3 | 10.6346 | 2011 | 1.0986 | 2.3641
360 | GF | 22 | 7.1175 | 2003 |  |  |  | 22 | 7.1175 | 2003 | 3.091 | 1.9626
1106 | GF | 12 | 20.2179 | 2011 |  |  |  | 12 | 20.2179 | 2011 | 2.4849 | 3.0066
899 | GF | 25 | 15.1725 | 2010 |  |  |  | 25 | 15.1725 | 2010 | 3.2189 | 2.7195
1191 | GF | 11 | 12.6281 | 2011 |  |  |  | 11 | 12.6281 | 2011 | 2.3979 | 2.5359
1115 | GF | 10 | 24.3628 | 2011 |  |  |  | 10 | 24.3628 | 2011 | 2.3026 | 3.1931
1053 | GF | 9 | 14.7144 | 2011 |  |  |  | 9 | 14.7144 | 2011 | 2.1972 | 2.6888
864 | GF | 25 | 9.8258 | 2007 |  |  |  | 25 | 9.8258 | 2007 | 3.2189 | 2.285
834 | GF | 45 | 25.7984 | 2010 |  |  |  | 45 | 25.7984 | 2010 | 3.8067 | 3.2503
722 | GF | 10.5 | 13.5015 | 2010 |  |  |  | 10.5 | 13.5015 | 2010 | 2.3514 | 2.6028
927 | GF | 60 | 25.8871 | 2011 |  |  |  | 60 | 25.8871 | 2011 | 4.0943 | 3.2537
1068 | GF | 11.2 | 26.9182 | 2011 |  |  |  | 11.2 | 26.9182 | 2011 | 2.4159 | 3.2928
506 | GF | 20 | 13.9693 | 2003 |  |  |  | 20 | 13.9693 | 2003 | 2.9957 | 2.6369
456 | GF | 16 | 17.647 | 2007 |  |  |  | 16 | 17.647 | 2007 | 2.7726 | 2.8706
130 | GF | 18 | 8.437 | 2001 |  |  |  | 18 | 8.437 | 2001 | 2.8904 | 2.1326
308 | GF | 10 | 8.8754 | 2003 |  |  |  | 10 | 8.8754 | 2003 | 2.3026 | 2.1833
829 | GF | 20 | 27.7611 | 2011 |  |  |  | 20 | 27.7611 | 2011 | 2.9957 | 3.3236
425 | GF | 17 | 11.7254 | 2006 |  |  |  | 17 | 11.7254 | 2006 | 2.8332 | 2.4618
333 | GF | 12 | 7.5607 | 2003 |  |  |  | 12 | 7.5607 | 2003 | 2.4849 | 2.023
769 | GF | 40 | 26.3813 | 2007 |  |  |  | 40 | 26.3813 | 2007 | 3.6889 | 3.2727
948 | GF | 57 | 12.6537 | 2014 |  |  |  | 57 | 12.6537 | 2014 | 4.0431 | 2.5379
1128 | GF | 45 | 63.5562 | 2013 |  |  |  | 45 | 63.5562 | 2013 | 3.8067 | 4.1519
1214 | GF | 52 | 22.6317 | 2013 |  |  |  | 52 | 22.6317 | 2013 | 3.9512 | 3.1194
1225 | GF | 20 | 18.6367 | 2013 |  |  |  | 20 | 18.6367 | 2013 | 2.9957 | 2.9251
1263 | GF | 8 | 19.6117 | 2013 |  |  |  | 8 | 19.6117 | 2013 | 2.0794 | 2.9761
1309 | GF | 15 | 16.1093 | 2013 |  |  |  | 15 | 16.1093 | 2013 | 2.7081 | 2.7794
1349 | GF | 34 | 8.968 | 2013 |  |  |  | 34 | 8.968 | 2013 | 3.5264 | 2.1937
1358 | GF | 27 | 13.0727 | 2013 |  |  |  | 27 | 13.0727 | 2013 | 3.2958 | 2.5705
1404 | GF | 35 | 35.2763 | 2013 |  |  |  | 35 | 35.2763 | 2013 | 3.5553 | 3.5632
1482 | GF | 18.4 | 18.7658 | 2013 |  |  |  | 18.4 | 18.7658 | 2013 | 2.9124 | 2.932
1515 | GF | 7.2 | 12.9927 | 2013 |  |  |  | 7.2 | 12.9927 | 2013 | 1.9741 | 2.5644
1618 | GF | 21 | 15.966 | 2016 |  |  |  | 21 | 15.966 | 2016 | 3.0445 | 2.7705
1634 | GF | 17.9 | 17.1728 | 2015 |  |  |  | 17.9 | 17.1728 | 2015 | 2.8848 | 2.8433
1258 | GF | 46 | 53.5183 | 2017 |  |  |  | 46 | 53.5183 | 2017 | 3.8286 | 3.98
1284 | GF | 24.1 | 7.0843 | 2013 |  |  |  | 24.1 | 7.0843 | 2013 | 3.1822 | 1.9579
Pre-01 | GF | 2.2 | 2.4934 | 1990 |  |  |  | 2.2 | 2.4934 | 1990 | 0.78846 | 0.91364
Pre-02 | GF | 1.464 | 1.494 | 1987 |  |  |  | 1.464 | 1.494 | 1987 | 0.38117 | 0.40147
Pre-03 | GF | 4.075 | 1.9369 | 1990 |  |  |  | 4.075 | 1.9369 | 1990 | 1.4049 | 0.66111
Pre-04 | GF | 10 | 8.5265 | 1991 |  |  |  | 10 | 8.5265 | 1991 | 2.3026 | 2.1432
Pre-05 | GF | 4.8 | 4.0522 | 1988 |  |  |  | 4.8 | 4.0522 | 1988 | 1.5686 | 1.3993
Pre-06 | GF | 5.1 | 9.6482 | 1989 |  |  |  | 5.1 | 9.6482 | 1989 | 1.6292 | 2.2668
Pre-07 | GF | 6.9 | 5.0294 | 1997 |  |  |  | 6.9 | 5.0294 | 1997 | 1.9315 | 1.6153
Pre-08 | GF | 11.8 | 6.3729 | 1987 |  |  |  | 11.8 | 6.3729 | 1987 | 2.4681 | 1.8521
Pre-09 | GF | 9.7 | 2.9443 | 1997 |  |  |  | 9.7 | 2.9443 | 1997 | 2.2721 | 1.0799
Pre-10 | GF | 6.12 | 13.4811 | 1990 |  |  |  | 6.12 | 13.4811 | 1990 | 1.8116 | 2.6013
Pre-11 | GF | 6.2672 | 2.9102 | 1987 |  |  |  | 6.2672 | 2.9102 | 1987 | 1.8353 | 1.0682
Pre-12 | GF | 6.366 | 9.8907 | 1993 |  |  |  | 6.366 | 9.8907 | 1993 | 1.851 | 2.2916
Pre-13 | GF | 8.5 | 5.9446 | 1990 |  |  |  | 8.5 | 5.9446 | 1990 | 2.1401 | 1.7825
Pre-14 | GF | 46.55 | 7.1936 | 1991 |  |  |  | 46.55 | 7.1936 | 1991 | 3.8405 | 1.9732
Pre-15 | GF | 56.8 | 17.5945 | 1990 |  |  |  | 56.8 | 17.5945 | 1990 | 4.0395 | 2.8676
Pre-16 | GF | 81.576 | 14.0262 | 1988 |  |  |  | 81.576 | 14.0262 | 1988 | 4.4015 | 2.6409
Pre-17 | GF | 95.2 | 14.2199 | 1999 |  |  |  | 95.2 | 14.2199 | 1999 | 4.556 | 2.6546
Pre-18 | GF | 122.772 | 23.4475 | 1990 |  |  |  | 122.772 | 23.4475 | 1990 | 4.8103 | 3.1548
1184 | UG | 30 | 17.2115 | 2013 | 18.2 | 18.8693 | 2012 | 48.2 | 36.0809 | 2013 | 3.8754 | 3.5858
457 | UG | 10.77 | 9.7145 | 1990 | 10 | 3.2891 | 2006 | 20.77 | 13.0037 | 2006 | 3.0335 | 2.5652
407 | UG | 25.4 | 15.6841 | 1982 | 2 | 0.60107 | 2004 | 27.4 | 16.2852 | 2004 | 3.3105 | 2.7903
706 | UG | 14.85 | 11.6229 | 1984 | 14.25 | 5.8346 | 2008 | 29.1 | 17.4575 | 2008 | 3.3707 | 2.8598
1070 | UG | 34 | 18.4573 | 1984 | 4.9 | 0.83608 | 2011 | 38.9 | 19.2934 | 2011 | 3.661 | 2.9598
1264 | UG | 38.9 | 19.8981 | 1984 | 7.2 | 8.0579 | 2013 | 46.1 | 27.956 | 2013 | 3.8308 | 3.3306
1208 | UG | 14.1 | 11.2914 | 1961 | 11.5 | 2.7992 | 2012 | 25.6 | 14.0906 | 2012 | 3.2426 | 2.6455
655 | UG | 12.053 | 10.3446 | 1974 | 2.339 | 0.59465 | 2007 | 14.392 | 10.9392 | 2007 | 2.6667 | 2.3924
733 | UG | 24.3 | 15.3012 | 2007 | 17.1 | 6.7726 | 2009 | 41.4 | 22.0738 | 2009 | 3.7233 | 3.0944
401 | UG | 2 | 3.7948 | 1986 | 1.5 | 0.36204 | 2004 | 3.5 | 4.1569 | 2004 | 1.2528 | 1.4248
1412 | UG | 3.5 | 5.1866 | 1986 | 11 | 4.3575 | 2015 | 14.5 | 9.5441 | 2015 | 2.6741 | 2.2559
1318 | UG | 22.3 | 14.5848 | 1997 | 28.9 | 1.6878 | 2013 | 51.2 | 16.2726 | 2013 | 3.9357 | 2.7895
1194 | UG | 5.8 | 6.8763 | 1980 | 9.6 | 1.6086 | 2011 | 15.4 | 8.4849 | 2011 | 2.7344 | 2.1383
804 | UG | 14.429 | 11.4377 | 1982 | 9.871 | 9.1567 | 2009 | 24.3 | 20.5944 | 2009 | 3.1905 | 3.025
365 | UG | 15.9 | 12.0748 | 1982 | 0.269 | 0.59607 | 2003 | 16.169 | 12.6708 | 2003 | 2.7831 | 2.5393
708 | UG | 16.2 | 12.2014 | 1982 | 11.5 | 6.8375 | 2007 | 27.7 | 19.0389 | 2007 | 3.3214 | 2.9465
1568 | UG | 27.7 | 16.4618 | 1997 | 8.1 | 3.5849 | 2015 | 35.8 | 20.0467 | 2015 | 3.5779 | 2.9981
398 | UG | 27.329 | 16.3384 | 1981 | 2 | 1.4547 | 2004 | 29.329 | 17.7931 | 2004 | 3.3786 | 2.8788
1642 | UG | 16.12 | 12.1678 | unknown | 2.78 | 10.1341 | 2015 | 18.9 | 22.3019 | 2015 | 2.9392 | 3.1047
522 | UG | 38.7 | 19.841 | 1981 | 2.3 | 0.49327 | 2006 | 41 | 20.3342 | 2006 | 3.7136 | 3.0123
170 | UG | 20.4 | 13.8774 | unknown | 5.6 | 4.4337 | 2001 | 26 | 18.3111 | 2001 | 3.2581 | 2.9075
170 | UG | 21.6 | 14.3273 | unknown | 1 | 4.883 | 2001 | 22.6 | 19.2103 | 2001 | 3.1179 | 2.9554
1366 | UG | 25.5 | 15.7186 | 0 | 14 | 5.5737 | 2013 | 39.5 | 21.2923 | 2013 | 3.6763 | 3.0583
170 | UG | 5.4 | 6.6074 | unknown | 10.6 | 5.2097 | 2001 | 16 | 11.8171 | 2001 | 2.7726 | 2.4695
1350 | UG | 16 | 12.1171 | 0 | 20 | 6.53 | 2013 | 36 | 18.6471 | 2013 | 3.5835 | 2.9257
658 | UG | 1.6 | 3.3503 | 1996 | 13.2 | 7.1147 | 2008 | 14.8 | 10.465 | 2008 | 2.6946 | 2.348
897 | UG | 14.8 | 11.601 | 1996 | 3 | 6.2372 | 2010 | 17.8 | 17.8382 | 2010 | 2.8792 | 2.8813
483 | UG | 20.7 | 13.9909 | 1986 | 18.1 | 3.6201 | 2005 | 38.8 | 17.611 | 2005 | 3.6584 | 2.8685
1494 | UG | 13.3 | 10.9291 | 0 | 6 | 6.4297 | 2014 | 19.3 | 17.3588 | 2014 | 2.9601 | 2.8541
488 | UG | 41.3 | 20.5745 | 1982 | 24.2 | 0.40463 | 2006 | 65.5 | 20.9791 | 2006 | 4.1821 | 3.0435
318 | UG | 22.87 | 14.7917 | 1996 | 1 | 0.76702 | 2001 | 23.87 | 15.5587 | 2001 | 3.1726 | 2.7446
806 | UG | 23.867 | 15.1484 | 1996 | 5.433 | 0.68948 | 2008 | 29.3 | 15.8378 | 2008 | 3.3776 | 2.7624
1386 | UG | 32.7 | 18.0599 | 0 | 13.5 | 0.85934 | 2013 | 46.2 | 18.9192 | 2013 | 3.833 | 2.9402
928 | UG | 18.02 | 12.9487 | 1992 | 3.48 | 10.3644 | 2010 | 21.5 | 23.3131 | 2010 | 3.0681 | 3.149
1450 | UG | 21.5 | 14.2903 | 1992 | 16.3 | 5.153 | 2014 | 37.8 | 19.4433 | 2014 | 3.6323 | 2.9675
170 | UG | 17.7 | 12.8198 | unknown | 8.8 | 1.1342 | 2001 | 26.5 | 13.9541 | 2001 | 3.2771 | 2.6358
649 | UG | 26.5 | 16.0598 | 1997 | 33.8 | 5.0181 | 2007 | 60.3 | 21.0779 | 2007 | 4.0993 | 3.0482
1203 | UG | 20.5 | 13.9153 | 1977 | 4.1 | 12.4436 | 2012 | 24.6 | 26.3589 | 2012 | 3.2027 | 3.2718
170 | UG | 7.9 | 8.1711 | 1972 | 6.1 | 2.9005 | 2001 | 14 | 11.0716 | 2001 | 2.6391 | 2.4044
363 | UG | 21.226 | 14.1883 | 1975 | 4.2 | 0.82194 | 2004 | 25.426 | 15.0103 | 2004 | 3.2358 | 2.7087
493 | UG | 25.4 | 15.6841 | 1975 | 3.3 | 3.4003 | 2006 | 28.7 | 19.0844 | 2006 | 3.3569 | 2.9489
685 | UG | 28.7 | 16.791 | 1975 | 4.2 | 0.94607 | 2007 | 32.9 | 17.7371 | 2007 | 3.4935 | 2.8757
435 | UG | 10.6 | 9.6286 | 1990 | 8.4 | 3.0774 | 2004 | 19 | 12.706 | 2004 | 2.9444 | 2.5421
652 | UG | 10.195 | 9.4215 | 1986 | 3.405 | 4.3802 | 2007 | 13.6 | 13.8017 | 2007 | 2.6101 | 2.6248
366 | UG | 11.1 | 9.8796 | 1981 | 4.8 | 0.60208 | 2003 | 15.9 | 10.4817 | 2003 | 2.7663 | 2.3496
1640 | UG | 15.9 | 12.0748 | 1981 | 2.5 | 8.3244 | 2015 | 18.4 | 20.3992 | 2015 | 2.9124 | 3.0155
367 | UG | 11.211 | 9.9347 | 1988 | 1 | 0.55589 | 2004 | 12.211 | 10.4905 | 2004 | 2.5023 | 2.3505
902 | UG | 19.2 | 13.4155 | 2002 | 13.5 | 0.547 | 2009 | 32.7 | 13.9625 | 2009 | 3.4874 | 2.6364
1202 | UG | 19.4 | 13.4933 | 1989 | 1.6 | 10.745 | 2012 | 21 | 24.2384 | 2012 | 3.0445 | 3.1879
1338 | UG | 7.5 | 7.9375 | unknown | 2 | 6.6636 | 2013 | 9.5 | 14.601 | 2013 | 2.2513 | 2.6811
212 | UG | 36.55 | 19.2178 | 1978 | 28 | 4.6265 | 2003 | 64.55 | 23.8442 | 2003 | 4.1674 | 3.1715
653 | UG | 64.55 | 26.4005 | 1977 | 1.32 | 0.56895 | 2007 | 65.87 | 26.9694 | 2007 | 4.1877 | 3.2947
1382 | UG | 24.2 | 15.266 | unknown | 11.9 | 2.4484 | 2013 | 36.1 | 17.7144 | 2013 | 3.5863 | 2.8744
874 | UG | 6.4 | 7.2648 | 1997 | 0.5 | 3.6334 | 2009 | 6.9 | 10.8982 | 2009 | 1.9315 | 2.3886
491 | UG | 27.9 | 16.5281 | 1984 | 1 | 0.19252 | 2006 | 28.9 | 16.7206 | 2006 | 3.3638 | 2.8166
1396 | UG | 20.6 | 13.9531 | 2009 | 5.4 | 0.37351 | 2013 | 26 | 14.3267 | 2013 | 3.2581 | 2.6621
1597 | UG | 26 | 15.8899 | 2009 | 27.3 | 4.2356 | 2015 | 53.3 | 20.1255 | 2015 | 3.9759 | 3.002
1292 | UG | 30.3 | 17.3074 | unknown | 2.5 | 4.4712 | 2013 | 32.8 | 21.7786 | 2013 | 3.4904 | 3.0809
364 | UG | 44.904 | 21.5583 | 1975 | 2 | 1.3175 | 2004 | 46.904 | 22.8758 | 2004 | 3.8481 | 3.1301
1306 | UG | 23.1 | 14.8746 | 1985 | 2.1 | 5.9849 | 2013 | 25.2 | 20.8595 | 2013 | 3.2268 | 3.0378
858 | UG | 28.4 | 16.6928 | 2009 | 13.3 | 5.4359 | 2010 | 41.7 | 22.1287 | 2010 | 3.7305 | 3.0969
1454 | UG | 41.7 | 20.6855 | 2009 | 5.7 | 0.45762 | 2013 | 47.4 | 21.1431 | 2013 | 3.8586 | 3.0513
637 | UG | 15.5 | 11.9042 | 1989 | 8.4 | 5.0689 | 2007 | 23.9 | 16.9731 | 2007 | 3.1739 | 2.8316
1254 | UG | 23.9 | 15.16 | 1989 | 15.4 | 6.5284 | 2012 | 39.3 | 21.6885 | 2012 | 3.6712 | 3.0768
734 | UG | 20 | 13.7248 | 1974 | 4.4 | 11.2611 | 2011 | 24.4 | 24.9859 | 2011 | 3.1946 | 3.2183
1674 | UG | 17.4 | 12.6981 | 0 | 3.7 | 10.3273 | 2016 | 21.1 | 23.0254 | 2016 | 3.0493 | 3.1366
711 | UG | 11.5 | 10.0768 | 1976 | 13.7 | 9.2618 | 2009 | 25.2 | 19.3386 | 2009 | 3.2268 | 2.9621
408 | UG | 37.7 | 19.5531 | 1976 | 2.042 | 0.58016 | 2004 | 39.742 | 20.1332 | 2004 | 3.6824 | 3.0024
698 | UG | 39.7 | 20.1256 | 1976 | 20.9 | 1.4407 | 2007 | 60.6 | 21.5663 | 2007 | 4.1043 | 3.0711
696 | UG | 9.137 | 8.8624 | 1981 | 8.063 | 0.2681 | 2007 | 17.2 | 9.1305 | 2007 | 2.8449 | 2.2116
1185 | UG | 32.4 | 17.9672 | 1988 | 2.5 | 2.8088 | 2011 | 34.9 | 20.776 | 2011 | 3.5525 | 3.0338
568 | UG | 38.04 | 19.6513 | 1978 | 1 | 0.028819 | 2006 | 39.04 | 19.6801 | 2006 | 3.6646 | 2.9796
853 | UG | 20 | 13.7248 | 1991 | 21.7 | 4.2556 | 2009 | 41.7 | 17.9804 | 2009 | 3.7305 | 2.8893
1201 | UG | 13.3 | 10.9291 | unknown | 10.6 | 7.6365 | 2012 | 23.9 | 18.5656 | 2012 | 3.1739 | 2.9213
654 | UG | 7.29 | 7.8126 | 1976 | 4.41 | 0.73673 | 2007 | 11.7 | 8.5493 | 2007 | 2.4596 | 2.1459
1394 | UG | 11.7 | 10.1743 | 1976 | 10 | 5.0058 | 2014 | 21.7 | 15.1801 | 2014 | 3.0773 | 2.72
1294 | UG | 8.5 | 8.512 | 0 | 1.6 | 4.562 | 2014 | 10.1 | 13.074 | 2014 | 2.3125 | 2.5706
1670 | UG | 31.45 | 17.6711 | 0 | 24.25 | 2.7944 | 2016 | 55.7 | 20.4655 | 2016 | 4.02 | 3.0187
579 | UG | 17.1 | 12.5754 | unknown | 11 | 3.6516 | 2008 | 28.1 | 16.227 | 2008 | 3.3358 | 2.7867
1670 | UG | 18.79 | 13.2548 | 0 | 30.51 | 18.3637 | 2016 | 49.3 | 31.6185 | 2016 | 3.8979 | 3.4537
1083 | UG | 7.53 | 7.9552 | 1981 | 5.87 | 7.4125 | 2011 | 13.4 | 15.3677 | 2011 | 2.5953 | 2.7323
552 | UG | 20.23 | 13.8127 | 1991 | 10.47 | 1.1458 | 2006 | 30.7 | 14.9584 | 2006 | 3.4243 | 2.7053
1311 | UG | 30.7 | 17.4346 | 1991 | 19.3 | 5.9841 | 2013 | 50 | 23.4187 | 2013 | 3.912 | 3.1535
1078 | UG | 17.66 | 12.8037 | 1957 | 7.34 | 1.0936 | 2011 | 25 | 13.8973 | 2011 | 3.2189 | 2.6317
383 | UG | 0.51 | 1.7695 | 1984 | 8 | 3.9502 | 2005 | 8.51 | 5.7197 | 2005 | 2.1412 | 1.7439
1020 | UG | 13 | 10.7908 | 1977 | 9 | 7.345 | 2010 | 22 | 18.1357 | 2010 | 3.091 | 2.8979
1364 | UG | 8.5 | 8.512 | 0 | 34 | 8.7951 | 2013 | 42.5 | 17.3071 | 2013 | 3.7495 | 2.8511
503 | UG | 31 | 17.5295 | 1972 | 16 | 3.8033 | 2007 | 47 | 21.3328 | 2007 | 3.8501 | 3.0602
925 | UG | 47 | 22.1145 | 1972 | 9 | 3.3165 | 2011 | 56 | 25.431 | 2011 | 4.0254 | 3.236
821 | UG | 25 | 15.5457 | 2006 | 32 | 9.4177 | 2011 | 57 | 24.9635 | 2011 | 4.0431 | 3.2174
486 | UG | 10.81 | 9.7347 | 1993 | 3.14 | 0.34692 | 2005 | 13.95 | 10.0816 | 2005 | 2.6355 | 2.3107
779 | UG | 13.95 | 11.2242 | 1993 | 4.05 | 0.91576 | 2008 | 18 | 12.1399 | 2008 | 2.8904 | 2.4965
1416 | UG | 18 | 12.9407 | 1993 | 6 | 1.4182 | 2014 | 24 | 14.3589 | 2014 | 3.1781 | 2.6644
554 | UG | 23 | 14.8386 | 1968 | 8.26 | 1.0611 | 2006 | 31.26 | 15.8997 | 2006 | 3.4423 | 2.7663
1581 | UG | 7.44 | 7.9019 | unknown | 9.36 | 5.3848 | 2015 | 16.8 | 13.2868 | 2015 | 2.8214 | 2.5868
880 | UG | 8.95 | 8.7607 | 1966 | 2.05 | 4.5764 | 2010 | 11 | 13.3371 | 2010 | 2.3979 | 2.5905
1047 | UG | 10 | 9.3204 | 1965 | 5 | 6.2586 | 2012 | 15 | 15.5791 | 2012 | 2.7081 | 2.7459
1045 | UG | 24.066 | 15.2187 | 1971 | 7.934 | 3.8009 | 2011 | 32 | 19.0197 | 2011 | 3.4657 | 2.9455
1616 | UG | 21.68 | 14.357 | unknown | 25.75 | 0.84819 | 2015 | 47.43 | 15.2051 | 2015 | 3.8593 | 2.7216
362 | UG | 51.8 | 23.3483 | 1971 | 1 | 0.78848 | 2004 | 52.8 | 24.1368 | 2004 | 3.9665 | 3.1837
924 | UG | 45.94 | 21.8346 | 1982 | 6.06 | 1.4264 | 2010 | 52 | 23.2611 | 2010 | 3.9512 | 3.1468
1241 | UG | 20.29 | 13.8355 | unknown | 6 | 2.625 | 2012 | 26.29 | 16.4605 | 2012 | 3.2692 | 2.801
438 | UG | 8.246 | 8.369 | 1978 | 1 | 0.18095 | 2004 | 9.246 | 8.55 | 2004 | 2.2242 | 2.1459
748 | UG | 25.541 | 15.7327 | 1995 | 1 | 0.38858 | 2008 | 26.541 | 16.1212 | 2008 | 3.2787 | 2.7801
1319 | UG | 15.71 | 11.994 | 0 | 4.29 | 3.2377 | 2014 | 20 | 15.2317 | 2014 | 2.9957 | 2.7234
618 | UG | 11 | 9.8298 | 1995 | 11.5 | 2.3465 | 2006 | 22.5 | 12.1763 | 2006 | 3.1135 | 2.4995
712 | UG | 7.5 | 7.9375 | 1980 | 1 | 7.8904 | 2011 | 8.5 | 15.8279 | 2011 | 2.1401 | 2.7618
726 | UG | 25.6354 | 15.7651 | 1982 | 5.3646 | 1.0316 | 2008 | 31 | 16.7967 | 2008 | 3.434 | 2.8212
530 | UG | 25 | 15.5457 | 1982 | 20 | 4.5023 | 2006 | 45 | 20.048 | 2006 | 3.8067 | 2.9981
755 | UG | 8.698 | 8.6221 | 1983 | 3.302 | 0.74649 | 2008 | 12 | 9.3686 | 2008 | 2.4849 | 2.2374
1081 | UG | 12 | 10.3192 | 1983 | 4 | 0.74616 | 2010 | 16 | 11.0653 | 2010 | 2.7726 | 2.4038
307 | UG | 9.07 | 8.8261 | 1985 | 1.002 | 2.5231 | 2003 | 10.072 | 11.3492 | 2003 | 2.3098 | 2.4291
1466 | UG | 10.07 | 9.3568 | 1985 | 4.93 | 4.6348 | 2015 | 15 | 13.9916 | 2015 | 2.7081 | 2.6385
1091 | UG | 16.06 | 12.1425 | 1982 | 24.34 | 7.6638 | 2011 | 40.4 | 19.8063 | 2011 | 3.6988 | 2.986
666 | UG | 25.92 | 15.8626 | 1987 | 14.08 | 3.6888 | 2008 | 40 | 19.5514 | 2008 | 3.6889 | 2.973
556 | UG | 8.656 | 8.5988 | 1985 | 4.344 | 3.2484 | 2007 | 13 | 11.8472 | 2007 | 2.5649 | 2.4721
452 | UG | 10.781 | 9.7201 | 1986 | 3.619 | 3.4437 | 2005 | 14.4 | 13.1638 | 2005 | 2.6672 | 2.5775
613 | UG | 6.2 | 7.1372 | 1999 | 2.2 | 0.43132 | 2006 | 8.4 | 7.5685 | 2006 | 2.1282 | 2.024
778 | UG | 0.1 | 0.71254 | 1988 | 1.9 | 0.48701 | 2008 | 2 | 1.1996 | 2008 | 0.69315 | 0.18195
1571 | UG | 2 | 3.7948 | 1988 | 11 | 1.592 | 2016 | 13 | 5.3869 | 2016 | 2.5649 | 1.684
525 | UG | 11.55 | 10.1013 | 1995 | 14 | 2.1078 | 2006 | 25.55 | 12.2091 | 2006 | 3.2406 | 2.5022
1324 | UG | 15.8 | 12.0323 | 2012 | 12.3 | 2.2693 | 2014 | 28.1 | 14.3016 | 2014 | 3.3358 | 2.6604
511 | UG | 13.95 | 11.2242 | 2004 | 4.05 | 0.42904 | 2004 | 18 | 11.6532 | 2004 | 2.8904 | 2.4556
1094 | UG | 18 | 12.9407 | 2004 | 6 | 1.0646 | 2011 | 24 | 14.0054 | 2011 | 3.1781 | 2.6394
775 | UG | 8 | 8.2287 | 2002 | 7 | 1.4059 | 2008 | 15 | 9.6346 | 2008 | 2.7081 | 2.2654
1646 | UG | 2.88 | 4.6517 | unknown | 3.52 | 6.6896 | 2016 | 6.4 | 11.3412 | 2016 | 1.8563 | 2.4284
467 | UG | 5.7 | 6.8099 | 1996 | 7.9 | 3.4855 | 2005 | 13.6 | 10.2954 | 2005 | 2.6101 | 2.3317
437 | UG | 23 | 14.8386 | 2001 | 17 | 3.6314 | 2008 | 40 | 18.47 | 2008 | 3.6889 | 2.9161
1233 | UG | 40 | 20.2104 | 2001 | 10 | 3.8904 | 2011 | 50 | 24.1008 | 2011 | 3.912 | 3.1822
361 | UG | 12.22 | 10.4244 | 1986 | 13 | 1.172 | 2002 | 25.22 | 11.5963 | 2002 | 3.2276 | 2.4507
645 | UG | 25.22 | 15.622 | 1986 | 1 | 0.22668 | 2006 | 26.22 | 15.8486 | 2006 | 3.2665 | 2.7631
720 | UG | 5.29 | 6.5319 | 1974 | 3.91 | 3.2147 | 2009 | 9.2 | 9.7465 | 2009 | 2.2192 | 2.2769
1554 | UG | 18 | 12.9407 | 2013 | 13 | 4.0041 | 2015 | 31 | 16.9448 | 2015 | 3.434 | 2.83
1570 | UG | 12 | 10.3192 | 0 | 7 | 5.7129 | 2016 | 19 | 16.032 | 2016 | 2.9444 | 2.7746
1280 | UG | 10 | 9.3204 | 0 | 10 | 3.9567 | 2013 | 20 | 13.2771 | 2013 | 2.9957 | 2.586
659 | UG | 51 | 23.1463 | 1974 | 7 | 0.19039 | 2006 | 58 | 23.3367 | 2006 | 4.0604 | 3.15
1240 | UG | 9 | 8.788 | 0 | 12 | 2.4762 | 2013 | 21 | 11.2642 | 2013 | 3.0445 | 2.4216
317 | UG | 26.67 | 16.1172 | 1978 | 8.46 | 3.7336 | 2002 | 35.13 | 19.8508 | 2002 | 3.5591 | 2.9882
1678 | UG | 71.19 | 27.8838 | 0 | 3.81 | 0.18769 | 2015 | 75 | 28.0715 | 2015 | 4.3175 | 3.3348
620 | UG | 66.04 | 26.739 | unknown | 1 | 0.052327 | 2006 | 67.04 | 26.7913 | 2006 | 4.2053 | 3.2881
1085 | UG | 67.04 | 26.9643 | unknown | 2 | 0.079312 | 2010 | 69.04 | 27.0436 | 2010 | 4.2347 | 3.2975
836 | UG | 33.963 | 18.4461 | 1974 | 10.037 | 0.20825 | 2008 | 44 | 18.6543 | 2008 | 3.7842 | 2.9261
1417 | UG | 53.176 | 23.6926 | 0 | 2.824 | 0.36632 | 2013 | 56 | 24.0589 | 2013 | 4.0254 | 3.1805
1575 | UG | 107.8 | 35.1528 | 0 | 2.2 | 0.084606 | 2014 | 110 | 35.2374 | 2014 | 4.7005 | 3.5621
1480 | UG | 92 | 32.1759 | 0 | 9 | 1.4186 | 2015 | 101 | 33.5946 | 2015 | 4.6151 | 3.5144
1644 | UG | 25 | 15.5457 | 0 | 14 | 6.4882 | 2016 | 39 | 22.0339 | 2016 | 3.6636 | 3.0926
1276 | UG | 34 | 18.4573 | unknown | 4 | 0.69755 | 2012 | 38 | 19.1548 | 2012 | 3.6376 | 2.9526
823 | UG | 10 | 9.3204 | unknown | 25 | 8.3157 | 2009 | 35 | 17.6361 | 2009 | 3.5553 | 2.8699
1046 | UG | 33 | 18.1522 | unknown | 17 | 13.8381 | 2011 | 50 | 31.9903 | 2011 | 3.912 | 3.4654
873 | UG | 38 | 19.6398 | unknown | 10 | 10.835 | 2011 | 48 | 30.4748 | 2011 | 3.8712 | 3.4169
630 | UG | 36.4 | 19.1737 | unknown | 3.6 | 0.76182 | 2007 | 40 | 19.9355 | 2007 | 3.6889 | 2.9925
1107 | UG | 16 | 12.1171 | 2010 | 24 | 7.7 | 2014 | 40 | 19.8171 | 2014 | 3.6889 | 2.9865
682 | UG | 12 | 10.3192 | 2005 | 18 | 4.2252 | 2009 | 30 | 14.5444 | 2009 | 3.4012 | 2.6772
643 | UG | 53.37 | 23.7408 | unknown | 0.5 | 4.4087 | 2009 | 53.87 | 28.1495 | 2009 | 3.9866 | 3.3375
* Type is either Greenfield (“GF”) or Upgrade (“UG”), where Upgrade refers to additional facilities that increase the capacity of an existing Greenfield project
** For Iteration 4, Greenfield Cost for an Upgrade project is estimated using the Iteration 3 power curve for greenfield and upgrade projects

## GF + UG Iteration 5
Alberta Electric System Operator
2018 ISO Tariff Application
Appendix W - Option 2 POD Cost Function Workbook
Fifth-Interation Calculation of Power Curve for Greenfield and Upgrade Projects
September 14, 2017 |  | 0 MW removed
Project | Type * | Greenfield MW | Greenfield Cost ** | Greenfield Year | Upgrade MW | Upgrade Cost | Upgrade Year | Total MW | Total Cost | Total Year | LN(MW) | LN(Cost) |  | ln(y)=m*ln(x) + b Linear Regression
476 | GF | 14 | 16.8618 | 2003 |  |  |  | 14 | 16.8618 | 2003 | 2.6391 | 2.8251 | m | 0.56104 | 0.9397 | b
478 | GF | 8.5 | 6.0182 | 2003 |  |  |  | 8.5 | 6.0182 | 2003 | 2.1401 | 1.7948 | se | 0.033828 | 0.10723 | seb
473 | GF | 30 | 14.999 | 2003 |  |  |  | 30 | 14.999 | 2003 | 3.4012 | 2.708 | R2 | 0.51217 | 0.39893 | sev
1042 | GF | 13 | 11.1648 | 2011 |  |  |  | 13 | 11.1648 | 2011 | 2.5649 | 2.4128 | F | 275.0703 | 262 | df
443 | GF | 24.3 | 11.7056 | 2006 |  |  |  | 24.3 | 11.7056 | 2006 | 3.1905 | 2.4601 | ssreg | 43.7768 | 41.6967 | ssresid
1195 | GF | 18 | 31.6599 | 2011 |  |  |  | 18 | 31.6599 | 2011 | 2.8904 | 3.4551
420 | GF | 6 | 9.6396 | 2007 |  |  |  | 6 | 9.6396 | 2007 | 1.7918 | 2.2659 |  | y=cx^m, where c=e^b
440 | GF | 10 | 16.0096 | 2006 |  |  |  | 10 | 16.0096 | 2006 | 2.3026 | 2.7732 | m | 0.56104 | 0.1568% | change
1102 | GF | 20 | 16.2936 | 2011 |  |  |  | 20 | 16.2936 | 2011 | 2.9957 | 2.7908 | c | 2.5592 | -0.234% | from
324 | GF | 17.2 | 8.9094 | 2003 |  |  |  | 17.2 | 8.9094 | 2003 | 2.8449 | 2.1871 |  |  |  | prior
1103 | GF | 20 | 17.2995 | 2011 |  |  |  | 20 | 17.2995 | 2011 | 2.9957 | 2.8507 |  |  |  | iteration
386 | GF | 9 | 9.9511 | 2003 |  |  |  | 9 | 9.9511 | 2003 | 2.1972 | 2.2977
80 | GF | 8 | 6.0754 | 2001 |  |  |  | 8 | 6.0754 | 2001 | 2.0794 | 1.8042
1052 | GF | 13.6 | 10.9027 | 2011 |  |  |  | 13.6 | 10.9027 | 2011 | 2.6101 | 2.389
347 | GF | 10.548 | 9.3005 | 2003 |  |  |  | 10.548 | 9.3005 | 2003 | 2.3559 | 2.2301
1358 | GF | 27 | 13.0727 | 2011 |  |  |  | 27 | 13.0727 | 2011 | 3.2958 | 2.5705
584 | GF | 28 | 34.9037 | 2011 |  |  |  | 28 | 34.9037 | 2011 | 3.3322 | 3.5526
422 | GF | 24 | 13.6508 | 2003 |  |  |  | 24 | 13.6508 | 2003 | 3.1781 | 2.6138
944 | GF | 43 | 26.8161 | 2010 |  |  |  | 43 | 26.8161 | 2010 | 3.7612 | 3.289
387 | GF | 7.5 | 9.5131 | 2003 |  |  |  | 7.5 | 9.5131 | 2003 | 2.0149 | 2.2527
587 | GF | 17.8 | 13.1522 | 2006 |  |  |  | 17.8 | 13.1522 | 2006 | 2.8792 | 2.5766
585 | GF | 20.6 | 11.2912 | 2007 |  |  |  | 20.6 | 11.2912 | 2007 | 3.0253 | 2.424
831 | GF | 19.6 | 20.9656 | 2011 |  |  |  | 19.6 | 20.9656 | 2011 | 2.9755 | 3.0429
340 | GF | 22 | 13.3096 | 2003 |  |  |  | 22 | 13.3096 | 2003 | 3.091 | 2.5885
334 | GF | 18.8 | 7.9464 | 2003 |  |  |  | 18.8 | 7.9464 | 2003 | 2.9339 | 2.0727
343 | GF | 15.6 | 13.9997 | 2003 |  |  |  | 15.6 | 13.9997 | 2003 | 2.7473 | 2.639
358 | GF | 19.8 | 7.2249 | 2003 |  |  |  | 19.8 | 7.2249 | 2003 | 2.9857 | 1.9775
702 | GF | 28.4 | 5.2102 | 2007 |  |  |  | 28.4 | 5.2102 | 2007 | 3.3464 | 1.6506
526 | GF | 19 | 13.7588 | 2007 |  |  |  | 19 | 13.7588 | 2007 | 2.9444 | 2.6217
288 | GF | 12 | 4.4534 | 2001 |  |  |  | 12 | 4.4534 | 2001 | 2.4849 | 1.4937
851 | GF | 25 | 12.9318 | 2007 |  |  |  | 25 | 12.9318 | 2007 | 3.2189 | 2.5597
648 | GF | 15 | 14.9737 | 2007 |  |  |  | 15 | 14.9737 | 2007 | 2.7081 | 2.7063
855 | GF | 23 | 28.6671 | 2011 |  |  |  | 23 | 28.6671 | 2011 | 3.1355 | 3.3557
700 | GF | 9.8 | 7.0658 | 2007 |  |  |  | 9.8 | 7.0658 | 2007 | 2.2824 | 1.9553
683 | GF | 30 | 16.0323 | 2011 |  |  |  | 30 | 16.0323 | 2011 | 3.4012 | 2.7746
559 | GF | 115 | 56.8595 | 2011 |  |  |  | 115 | 56.8595 | 2011 | 4.7449 | 4.0406
1074 | GF | 67 | 43.1388 | 2011 |  |  |  | 67 | 43.1388 | 2011 | 4.2047 | 3.7644
34 | GF | 16 | 7.5134 | 2000 |  |  |  | 16 | 7.5134 | 2000 | 2.7726 | 2.0167
433 | GF | 25 | 22.3083 | 2003 |  |  |  | 25 | 22.3083 | 2003 | 3.2189 | 3.105
79A | GF | 8 | 5.0823 | 2000 |  |  |  | 8 | 5.0823 | 2000 | 2.0794 | 1.6258
10A | GF | 6.2 | 8.916 | 2001 |  |  |  | 6.2 | 8.916 | 2001 | 1.8245 | 2.1878
345 | GF | 35 | 8.369 | 2003 |  |  |  | 35 | 8.369 | 2003 | 3.5553 | 2.1245
1049 | GF | 15.2 | 54.5518 | 2011 |  |  |  | 15.2 | 54.5518 | 2011 | 2.7213 | 3.9992
230 | GF | 17 | 10.7399 | 2003 |  |  |  | 17 | 10.7399 | 2003 | 2.8332 | 2.374
79B | GF | 8 | 3.3788 | 2000 |  |  |  | 8 | 3.3788 | 2000 | 2.0794 | 1.2175
10B | GF | 9.406 | 9.7991 | 2001 |  |  |  | 9.406 | 9.7991 | 2001 | 2.2413 | 2.2823
8 | GF | 18 | 11.9841 | 2000 |  |  |  | 18 | 11.9841 | 2000 | 2.8904 | 2.4836
487 | GF | 22 | 16.6067 | 2007 |  |  |  | 22 | 16.6067 | 2007 | 3.091 | 2.8098
385 | GF | 7.5 | 8.5881 | 2003 |  |  |  | 7.5 | 8.5881 | 2003 | 2.0149 | 2.1504
865 | GF | 25 | 8.6092 | 2007 |  |  |  | 25 | 8.6092 | 2007 | 3.2189 | 2.1528
863 | GF | 25 | 8.2434 | 2007 |  |  |  | 25 | 8.2434 | 2007 | 3.2189 | 2.1094
527 | GF | 17 | 6.9319 | 2007 |  |  |  | 17 | 6.9319 | 2007 | 2.8332 | 1.9361
595 | GF | 11 | 19.0874 | 2007 |  |  |  | 11 | 19.0874 | 2007 | 2.3979 | 2.949
528 | GF | 17 | 5.2658 | 2007 |  |  |  | 17 | 5.2658 | 2007 | 2.8332 | 1.6612
529 | GF | 17 | 7.7922 | 2007 |  |  |  | 17 | 7.7922 | 2007 | 2.8332 | 2.0531
1095 | GF | 18 | 11.9234 | 2011 |  |  |  | 18 | 11.9234 | 2011 | 2.8904 | 2.4785
561 | GF | 46 | 58.1001 | 2011 |  |  |  | 46 | 58.1001 | 2011 | 3.8286 | 4.0622
1018 | GF | 3 | 10.6346 | 2011 |  |  |  | 3 | 10.6346 | 2011 | 1.0986 | 2.3641
360 | GF | 22 | 7.1175 | 2003 |  |  |  | 22 | 7.1175 | 2003 | 3.091 | 1.9626
1106 | GF | 12 | 20.2179 | 2011 |  |  |  | 12 | 20.2179 | 2011 | 2.4849 | 3.0066
899 | GF | 25 | 15.1725 | 2010 |  |  |  | 25 | 15.1725 | 2010 | 3.2189 | 2.7195
1191 | GF | 11 | 12.6281 | 2011 |  |  |  | 11 | 12.6281 | 2011 | 2.3979 | 2.5359
1115 | GF | 10 | 24.3628 | 2011 |  |  |  | 10 | 24.3628 | 2011 | 2.3026 | 3.1931
1053 | GF | 9 | 14.7144 | 2011 |  |  |  | 9 | 14.7144 | 2011 | 2.1972 | 2.6888
864 | GF | 25 | 9.8258 | 2007 |  |  |  | 25 | 9.8258 | 2007 | 3.2189 | 2.285
834 | GF | 45 | 25.7984 | 2010 |  |  |  | 45 | 25.7984 | 2010 | 3.8067 | 3.2503
722 | GF | 10.5 | 13.5015 | 2010 |  |  |  | 10.5 | 13.5015 | 2010 | 2.3514 | 2.6028
927 | GF | 60 | 25.8871 | 2011 |  |  |  | 60 | 25.8871 | 2011 | 4.0943 | 3.2537
1068 | GF | 11.2 | 26.9182 | 2011 |  |  |  | 11.2 | 26.9182 | 2011 | 2.4159 | 3.2928
506 | GF | 20 | 13.9693 | 2003 |  |  |  | 20 | 13.9693 | 2003 | 2.9957 | 2.6369
456 | GF | 16 | 17.647 | 2007 |  |  |  | 16 | 17.647 | 2007 | 2.7726 | 2.8706
130 | GF | 18 | 8.437 | 2001 |  |  |  | 18 | 8.437 | 2001 | 2.8904 | 2.1326
308 | GF | 10 | 8.8754 | 2003 |  |  |  | 10 | 8.8754 | 2003 | 2.3026 | 2.1833
829 | GF | 20 | 27.7611 | 2011 |  |  |  | 20 | 27.7611 | 2011 | 2.9957 | 3.3236
425 | GF | 17 | 11.7254 | 2006 |  |  |  | 17 | 11.7254 | 2006 | 2.8332 | 2.4618
333 | GF | 12 | 7.5607 | 2003 |  |  |  | 12 | 7.5607 | 2003 | 2.4849 | 2.023
769 | GF | 40 | 26.3813 | 2007 |  |  |  | 40 | 26.3813 | 2007 | 3.6889 | 3.2727
948 | GF | 57 | 12.6537 | 2014 |  |  |  | 57 | 12.6537 | 2014 | 4.0431 | 2.5379
1128 | GF | 45 | 63.5562 | 2013 |  |  |  | 45 | 63.5562 | 2013 | 3.8067 | 4.1519
1214 | GF | 52 | 22.6317 | 2013 |  |  |  | 52 | 22.6317 | 2013 | 3.9512 | 3.1194
1225 | GF | 20 | 18.6367 | 2013 |  |  |  | 20 | 18.6367 | 2013 | 2.9957 | 2.9251
1263 | GF | 8 | 19.6117 | 2013 |  |  |  | 8 | 19.6117 | 2013 | 2.0794 | 2.9761
1309 | GF | 15 | 16.1093 | 2013 |  |  |  | 15 | 16.1093 | 2013 | 2.7081 | 2.7794
1349 | GF | 34 | 8.968 | 2013 |  |  |  | 34 | 8.968 | 2013 | 3.5264 | 2.1937
1358 | GF | 27 | 13.0727 | 2013 |  |  |  | 27 | 13.0727 | 2013 | 3.2958 | 2.5705
1404 | GF | 35 | 35.2763 | 2013 |  |  |  | 35 | 35.2763 | 2013 | 3.5553 | 3.5632
1482 | GF | 18.4 | 18.7658 | 2013 |  |  |  | 18.4 | 18.7658 | 2013 | 2.9124 | 2.932
1515 | GF | 7.2 | 12.9927 | 2013 |  |  |  | 7.2 | 12.9927 | 2013 | 1.9741 | 2.5644
1618 | GF | 21 | 15.966 | 2016 |  |  |  | 21 | 15.966 | 2016 | 3.0445 | 2.7705
1634 | GF | 17.9 | 17.1728 | 2015 |  |  |  | 17.9 | 17.1728 | 2015 | 2.8848 | 2.8433
1258 | GF | 46 | 53.5183 | 2017 |  |  |  | 46 | 53.5183 | 2017 | 3.8286 | 3.98
1284 | GF | 24.1 | 7.0843 | 2013 |  |  |  | 24.1 | 7.0843 | 2013 | 3.1822 | 1.9579
Pre-01 | GF | 2.2 | 2.4934 | 1990 |  |  |  | 2.2 | 2.4934 | 1990 | 0.78846 | 0.91364
Pre-02 | GF | 1.464 | 1.494 | 1987 |  |  |  | 1.464 | 1.494 | 1987 | 0.38117 | 0.40147
Pre-03 | GF | 4.075 | 1.9369 | 1990 |  |  |  | 4.075 | 1.9369 | 1990 | 1.4049 | 0.66111
Pre-04 | GF | 10 | 8.5265 | 1991 |  |  |  | 10 | 8.5265 | 1991 | 2.3026 | 2.1432
Pre-05 | GF | 4.8 | 4.0522 | 1988 |  |  |  | 4.8 | 4.0522 | 1988 | 1.5686 | 1.3993
Pre-06 | GF | 5.1 | 9.6482 | 1989 |  |  |  | 5.1 | 9.6482 | 1989 | 1.6292 | 2.2668
Pre-07 | GF | 6.9 | 5.0294 | 1997 |  |  |  | 6.9 | 5.0294 | 1997 | 1.9315 | 1.6153
Pre-08 | GF | 11.8 | 6.3729 | 1987 |  |  |  | 11.8 | 6.3729 | 1987 | 2.4681 | 1.8521
Pre-09 | GF | 9.7 | 2.9443 | 1997 |  |  |  | 9.7 | 2.9443 | 1997 | 2.2721 | 1.0799
Pre-10 | GF | 6.12 | 13.4811 | 1990 |  |  |  | 6.12 | 13.4811 | 1990 | 1.8116 | 2.6013
Pre-11 | GF | 6.2672 | 2.9102 | 1987 |  |  |  | 6.2672 | 2.9102 | 1987 | 1.8353 | 1.0682
Pre-12 | GF | 6.366 | 9.8907 | 1993 |  |  |  | 6.366 | 9.8907 | 1993 | 1.851 | 2.2916
Pre-13 | GF | 8.5 | 5.9446 | 1990 |  |  |  | 8.5 | 5.9446 | 1990 | 2.1401 | 1.7825
Pre-14 | GF | 46.55 | 7.1936 | 1991 |  |  |  | 46.55 | 7.1936 | 1991 | 3.8405 | 1.9732
Pre-15 | GF | 56.8 | 17.5945 | 1990 |  |  |  | 56.8 | 17.5945 | 1990 | 4.0395 | 2.8676
Pre-16 | GF | 81.576 | 14.0262 | 1988 |  |  |  | 81.576 | 14.0262 | 1988 | 4.4015 | 2.6409
Pre-17 | GF | 95.2 | 14.2199 | 1999 |  |  |  | 95.2 | 14.2199 | 1999 | 4.556 | 2.6546
Pre-18 | GF | 122.772 | 23.4475 | 1990 |  |  |  | 122.772 | 23.4475 | 1990 | 4.8103 | 3.1548
1184 | UG | 30 | 17.2408 | 2013 | 18.2 | 18.8693 | 2012 | 48.2 | 36.1101 | 2013 | 3.8754 | 3.5866
457 | UG | 10.77 | 9.7126 | 1990 | 10 | 3.2891 | 2006 | 20.77 | 13.0017 | 2006 | 3.0335 | 2.5651
407 | UG | 25.4 | 15.7059 | 1982 | 2 | 0.60107 | 2004 | 27.4 | 16.307 | 2004 | 3.3105 | 2.7916
706 | UG | 14.85 | 11.6275 | 1984 | 14.25 | 5.8346 | 2008 | 29.1 | 17.4621 | 2008 | 3.3707 | 2.86
1070 | UG | 34 | 18.493 | 1984 | 4.9 | 0.83608 | 2011 | 38.9 | 19.329 | 2011 | 3.661 | 2.9616
1264 | UG | 38.9 | 19.9416 | 1984 | 7.2 | 8.0579 | 2013 | 46.1 | 27.9995 | 2013 | 3.8308 | 3.3322
1208 | UG | 14.1 | 11.2948 | 1961 | 11.5 | 2.7992 | 2012 | 25.6 | 14.094 | 2012 | 3.2426 | 2.6457
655 | UG | 12.053 | 10.3447 | 1974 | 2.339 | 0.59465 | 2007 | 14.392 | 10.9393 | 2007 | 2.6667 | 2.3924
733 | UG | 24.3 | 15.3212 | 2007 | 17.1 | 6.7726 | 2009 | 41.4 | 22.0938 | 2009 | 3.7233 | 3.0953
401 | UG | 2 | 3.7823 | 1986 | 1.5 | 0.36204 | 2004 | 3.5 | 4.1443 | 2004 | 1.2528 | 1.4217
1412 | UG | 3.5 | 5.1748 | 1986 | 11 | 4.3575 | 2015 | 14.5 | 9.5323 | 2015 | 2.6741 | 2.2547
1318 | UG | 22.3 | 14.6015 | 1997 | 28.9 | 1.6878 | 2013 | 51.2 | 16.2894 | 2013 | 3.9357 | 2.7905
1194 | UG | 5.8 | 6.867 | 1980 | 9.6 | 1.6086 | 2011 | 15.4 | 8.4757 | 2011 | 2.7344 | 2.1372
804 | UG | 14.429 | 11.4416 | 1982 | 9.871 | 9.1567 | 2009 | 24.3 | 20.5983 | 2009 | 3.1905 | 3.0252
365 | UG | 15.9 | 12.0811 | 1982 | 0.269 | 0.59607 | 2003 | 16.169 | 12.6772 | 2003 | 2.7831 | 2.5398
708 | UG | 16.2 | 12.2082 | 1982 | 11.5 | 6.8375 | 2007 | 27.7 | 19.0457 | 2007 | 3.3214 | 2.9468
1568 | UG | 27.7 | 16.4874 | 1997 | 8.1 | 3.5849 | 2015 | 35.8 | 20.0723 | 2015 | 3.5779 | 2.9993
398 | UG | 27.329 | 16.3633 | 1981 | 2 | 1.4547 | 2004 | 29.329 | 17.818 | 2004 | 3.3786 | 2.8802
1642 | UG | 16.12 | 12.1744 | unknown | 2.78 | 10.1341 | 2015 | 18.9 | 22.3086 | 2015 | 2.9392 | 3.105
522 | UG | 38.7 | 19.8841 | 1981 | 2.3 | 0.49327 | 2006 | 41 | 20.3774 | 2006 | 3.7136 | 3.0144
170 | UG | 20.4 | 13.891 | unknown | 5.6 | 4.4337 | 2001 | 26 | 18.3248 | 2001 | 3.2581 | 2.9083
170 | UG | 21.6 | 14.343 | unknown | 1 | 4.883 | 2001 | 22.6 | 19.226 | 2001 | 3.1179 | 2.9563
1366 | UG | 25.5 | 15.7406 | 0 | 14 | 5.5737 | 2013 | 39.5 | 21.3143 | 2013 | 3.6763 | 3.0594
170 | UG | 5.4 | 6.5976 | unknown | 10.6 | 5.2097 | 2001 | 16 | 11.8073 | 2001 | 2.7726 | 2.4687
1350 | UG | 16 | 12.1236 | 0 | 20 | 6.53 | 2013 | 36 | 18.6536 | 2013 | 3.5835 | 2.926
658 | UG | 1.6 | 3.3378 | 1996 | 13.2 | 7.1147 | 2008 | 14.8 | 10.4525 | 2008 | 2.6946 | 2.3468
897 | UG | 14.8 | 11.6055 | 1996 | 3 | 6.2372 | 2010 | 17.8 | 17.8427 | 2010 | 2.8792 | 2.8816
483 | UG | 20.7 | 14.0051 | 1986 | 18.1 | 3.6201 | 2005 | 38.8 | 17.6252 | 2005 | 3.6584 | 2.8693
1494 | UG | 13.3 | 10.9312 | 0 | 6 | 6.4297 | 2014 | 19.3 | 17.3609 | 2014 | 2.9601 | 2.8542
488 | UG | 41.3 | 20.6217 | 1982 | 24.2 | 0.40463 | 2006 | 65.5 | 21.0263 | 2006 | 4.1821 | 3.0458
318 | UG | 22.87 | 14.8094 | 1996 | 1 | 0.76702 | 2001 | 23.87 | 15.5765 | 2001 | 3.1726 | 2.7458
806 | UG | 23.867 | 15.1677 | 1996 | 5.433 | 0.68948 | 2008 | 29.3 | 15.8572 | 2008 | 3.3776 | 2.7636
1386 | UG | 32.7 | 18.0935 | 0 | 13.5 | 0.85934 | 2013 | 46.2 | 18.9528 | 2013 | 3.833 | 2.942
928 | UG | 18.02 | 12.9585 | 1992 | 3.48 | 10.3644 | 2010 | 21.5 | 23.3229 | 2010 | 3.0681 | 3.1494
1450 | UG | 21.5 | 14.3058 | 1992 | 16.3 | 5.153 | 2014 | 37.8 | 19.4587 | 2014 | 3.6323 | 2.9683
170 | UG | 17.7 | 12.8291 | unknown | 8.8 | 1.1342 | 2001 | 26.5 | 13.9633 | 2001 | 3.2771 | 2.6364
649 | UG | 26.5 | 16.0834 | 1997 | 33.8 | 5.0181 | 2007 | 60.3 | 21.1015 | 2007 | 4.0993 | 3.0493
1203 | UG | 20.5 | 13.9291 | 1977 | 4.1 | 12.4436 | 2012 | 24.6 | 26.3727 | 2012 | 3.2027 | 3.2723
170 | UG | 7.9 | 8.1648 | 1972 | 6.1 | 2.9005 | 2001 | 14 | 11.0653 | 2001 | 2.6391 | 2.4038
363 | UG | 21.226 | 14.2033 | 1975 | 4.2 | 0.82194 | 2004 | 25.426 | 15.0253 | 2004 | 3.2358 | 2.7097
493 | UG | 25.4 | 15.7059 | 1975 | 3.3 | 3.4003 | 2006 | 28.7 | 19.1062 | 2006 | 3.3569 | 2.95
685 | UG | 28.7 | 16.8182 | 1975 | 4.2 | 0.94607 | 2007 | 32.9 | 17.7643 | 2007 | 3.4935 | 2.8772
435 | UG | 10.6 | 9.6264 | 1990 | 8.4 | 3.0774 | 2004 | 19 | 12.7038 | 2004 | 2.9444 | 2.5419
652 | UG | 10.195 | 9.4186 | 1986 | 3.405 | 4.3802 | 2007 | 13.6 | 13.7989 | 2007 | 2.6101 | 2.6246
366 | UG | 11.1 | 9.8782 | 1981 | 4.8 | 0.60208 | 2003 | 15.9 | 10.4803 | 2003 | 2.7663 | 2.3495
1640 | UG | 15.9 | 12.0811 | 1981 | 2.5 | 8.3244 | 2015 | 18.4 | 20.4055 | 2015 | 2.9124 | 3.0158
367 | UG | 11.211 | 9.9334 | 1988 | 1 | 0.55589 | 2004 | 12.211 | 10.4893 | 2004 | 2.5023 | 2.3504
902 | UG | 19.2 | 13.4272 | 2002 | 13.5 | 0.547 | 2009 | 32.7 | 13.9742 | 2009 | 3.4874 | 2.6372
1202 | UG | 19.4 | 13.5054 | 1989 | 1.6 | 10.745 | 2012 | 21 | 24.2504 | 2012 | 3.0445 | 3.1884
1338 | UG | 7.5 | 7.9306 | unknown | 2 | 6.6636 | 2013 | 9.5 | 14.5941 | 2013 | 2.2513 | 2.6806
212 | UG | 36.55 | 19.2575 | 1978 | 28 | 4.6265 | 2003 | 64.55 | 23.884 | 2003 | 4.1674 | 3.1732
653 | UG | 64.55 | 26.483 | 1977 | 1.32 | 0.56895 | 2007 | 65.87 | 27.0519 | 2007 | 4.1877 | 3.2978
1382 | UG | 24.2 | 15.2859 | unknown | 11.9 | 2.4484 | 2013 | 36.1 | 17.7343 | 2013 | 3.5863 | 2.8755
874 | UG | 6.4 | 7.2564 | 1997 | 0.5 | 3.6334 | 2009 | 6.9 | 10.8897 | 2009 | 1.9315 | 2.3878
491 | UG | 27.9 | 16.554 | 1984 | 1 | 0.19252 | 2006 | 28.9 | 16.7465 | 2006 | 3.3638 | 2.8182
1396 | UG | 20.6 | 13.9671 | 2009 | 5.4 | 0.37351 | 2013 | 26 | 14.3407 | 2013 | 3.2581 | 2.6631
1597 | UG | 26 | 15.9127 | 2009 | 27.3 | 4.2356 | 2015 | 53.3 | 20.1483 | 2015 | 3.9759 | 3.0031
1292 | UG | 30.3 | 17.3372 | unknown | 2.5 | 4.4712 | 2013 | 32.8 | 21.8083 | 2013 | 3.4904 | 3.0823
364 | UG | 44.904 | 21.6112 | 1975 | 2 | 1.3175 | 2004 | 46.904 | 22.9286 | 2004 | 3.8481 | 3.1324
1306 | UG | 23.1 | 14.8927 | 1985 | 2.1 | 5.9849 | 2013 | 25.2 | 20.8775 | 2013 | 3.2268 | 3.0387
858 | UG | 28.4 | 16.7195 | 2009 | 13.3 | 5.4359 | 2010 | 41.7 | 22.1554 | 2010 | 3.7305 | 3.0981
1454 | UG | 41.7 | 20.7333 | 2009 | 5.7 | 0.45762 | 2013 | 47.4 | 21.191 | 2013 | 3.8586 | 3.0536
637 | UG | 15.5 | 11.9099 | 1989 | 8.4 | 5.0689 | 2007 | 23.9 | 16.9787 | 2007 | 3.1739 | 2.832
1254 | UG | 23.9 | 15.1794 | 1989 | 15.4 | 6.5284 | 2012 | 39.3 | 21.7079 | 2012 | 3.6712 | 3.0777
734 | UG | 20 | 13.7378 | 1974 | 4.4 | 11.2611 | 2011 | 24.4 | 24.9989 | 2011 | 3.1946 | 3.2188
1674 | UG | 17.4 | 12.7068 | 0 | 3.7 | 10.3273 | 2016 | 21.1 | 23.0341 | 2016 | 3.0493 | 3.137
711 | UG | 11.5 | 10.0761 | 1976 | 13.7 | 9.2618 | 2009 | 25.2 | 19.3378 | 2009 | 3.2268 | 2.9621
408 | UG | 37.7 | 19.5946 | 1976 | 2.042 | 0.58016 | 2004 | 39.742 | 20.1748 | 2004 | 3.6824 | 3.0044
698 | UG | 39.7 | 20.1703 | 1976 | 20.9 | 1.4407 | 2007 | 60.6 | 21.611 | 2007 | 4.1043 | 3.0732
696 | UG | 9.137 | 8.858 | 1981 | 8.063 | 0.2681 | 2007 | 17.2 | 9.1261 | 2007 | 2.8449 | 2.2111
1185 | UG | 32.4 | 18.0003 | 1988 | 2.5 | 2.8088 | 2011 | 34.9 | 20.8091 | 2011 | 3.5525 | 3.0354
568 | UG | 38.04 | 19.6934 | 1978 | 1 | 0.028819 | 2006 | 39.04 | 19.7222 | 2006 | 3.6646 | 2.9817
853 | UG | 20 | 13.7378 | 1991 | 21.7 | 4.2556 | 2009 | 41.7 | 17.9934 | 2009 | 3.7305 | 2.89
1201 | UG | 13.3 | 10.9312 | unknown | 10.6 | 7.6365 | 2012 | 23.9 | 18.5677 | 2012 | 3.1739 | 2.9214
654 | UG | 7.29 | 7.8054 | 1976 | 4.41 | 0.73673 | 2007 | 11.7 | 8.5421 | 2007 | 2.4596 | 2.145
1394 | UG | 11.7 | 10.1738 | 1976 | 10 | 5.0058 | 2014 | 21.7 | 15.1796 | 2014 | 3.0773 | 2.72
1294 | UG | 8.5 | 8.5065 | 0 | 1.6 | 4.562 | 2014 | 10.1 | 13.0685 | 2014 | 2.3125 | 2.5702
1670 | UG | 31.45 | 17.7027 | 0 | 24.25 | 2.7944 | 2016 | 55.7 | 20.4971 | 2016 | 4.02 | 3.0203
579 | UG | 17.1 | 12.5836 | unknown | 11 | 3.6516 | 2008 | 28.1 | 16.2353 | 2008 | 3.3358 | 2.7872
1670 | UG | 18.79 | 13.2658 | 0 | 30.51 | 18.3637 | 2016 | 49.3 | 31.6295 | 2016 | 3.8979 | 3.4541
1083 | UG | 7.53 | 7.9483 | 1981 | 5.87 | 7.4125 | 2011 | 13.4 | 15.3608 | 2011 | 2.5953 | 2.7318
552 | UG | 20.23 | 13.8261 | 1991 | 10.47 | 1.1458 | 2006 | 30.7 | 14.9718 | 2006 | 3.4243 | 2.7062
1311 | UG | 30.7 | 17.465 | 1991 | 19.3 | 5.9841 | 2013 | 50 | 23.4491 | 2013 | 3.912 | 3.1548
1078 | UG | 17.66 | 12.8128 | 1957 | 7.34 | 1.0936 | 2011 | 25 | 13.9065 | 2011 | 3.2189 | 2.6324
383 | UG | 0.51 | 1.7592 | 1984 | 8 | 3.9502 | 2005 | 8.51 | 5.7094 | 2005 | 2.1412 | 1.7421
1020 | UG | 13 | 10.7924 | 1977 | 9 | 7.345 | 2010 | 22 | 18.1374 | 2010 | 3.091 | 2.898
1364 | UG | 8.5 | 8.5065 | 0 | 34 | 8.7951 | 2013 | 42.5 | 17.3017 | 2013 | 3.7495 | 2.8508
503 | UG | 31 | 17.5604 | 1972 | 16 | 3.8033 | 2007 | 47 | 21.3637 | 2007 | 3.8501 | 3.0617
925 | UG | 47 | 22.1705 | 1972 | 9 | 3.3165 | 2011 | 56 | 25.487 | 2011 | 4.0254 | 3.2382
821 | UG | 25 | 15.5669 | 2006 | 32 | 9.4177 | 2011 | 57 | 24.9846 | 2011 | 4.0431 | 3.2183
486 | UG | 10.81 | 9.7328 | 1993 | 3.14 | 0.34692 | 2005 | 13.95 | 10.0797 | 2005 | 2.6355 | 2.3105
779 | UG | 13.95 | 11.2273 | 1993 | 4.05 | 0.91576 | 2008 | 18 | 12.1431 | 2008 | 2.8904 | 2.4968
1416 | UG | 18 | 12.9505 | 1993 | 6 | 1.4182 | 2014 | 24 | 14.3686 | 2014 | 3.1781 | 2.665
554 | UG | 23 | 14.8565 | 1968 | 8.26 | 1.0611 | 2006 | 31.26 | 15.9176 | 2006 | 3.4423 | 2.7674
1581 | UG | 7.44 | 7.8949 | unknown | 9.36 | 5.3848 | 2015 | 16.8 | 13.2798 | 2015 | 2.8214 | 2.5862
880 | UG | 8.95 | 8.7559 | 1966 | 2.05 | 4.5764 | 2010 | 11 | 13.3323 | 2010 | 2.3979 | 2.5902
1047 | UG | 10 | 9.3173 | 1965 | 5 | 6.2586 | 2012 | 15 | 15.5759 | 2012 | 2.7081 | 2.7457
1045 | UG | 24.066 | 15.2384 | 1971 | 7.934 | 3.8009 | 2011 | 32 | 19.0393 | 2011 | 3.4657 | 2.9465
1616 | UG | 21.68 | 14.3727 | unknown | 25.75 | 0.84819 | 2015 | 47.43 | 15.2209 | 2015 | 3.8593 | 2.7227
362 | UG | 51.8 | 23.4117 | 1971 | 1 | 0.78848 | 2004 | 52.8 | 24.2002 | 2004 | 3.9665 | 3.1864
924 | UG | 45.94 | 21.8891 | 1982 | 6.06 | 1.4264 | 2010 | 52 | 23.3155 | 2010 | 3.9512 | 3.1491
1241 | UG | 20.29 | 13.849 | unknown | 6 | 2.625 | 2012 | 26.29 | 16.474 | 2012 | 3.2692 | 2.8018
438 | UG | 8.246 | 8.3632 | 1978 | 1 | 0.18095 | 2004 | 9.246 | 8.5441 | 2004 | 2.2242 | 2.1452
748 | UG | 25.541 | 15.7547 | 1995 | 1 | 0.38858 | 2008 | 26.541 | 16.1433 | 2008 | 3.2787 | 2.7815
1319 | UG | 15.71 | 12 | 0 | 4.29 | 3.2377 | 2014 | 20 | 15.2377 | 2014 | 2.9957 | 2.7238
618 | UG | 11 | 9.8283 | 1995 | 11.5 | 2.3465 | 2006 | 22.5 | 12.1747 | 2006 | 3.1135 | 2.4994
712 | UG | 7.5 | 7.9306 | 1980 | 1 | 7.8904 | 2011 | 8.5 | 15.821 | 2011 | 2.1401 | 2.7613
726 | UG | 25.6354 | 15.7873 | 1982 | 5.3646 | 1.0316 | 2008 | 31 | 16.8189 | 2008 | 3.434 | 2.8225
530 | UG | 25 | 15.5669 | 1982 | 20 | 4.5023 | 2006 | 45 | 20.0692 | 2006 | 3.8067 | 2.9992
755 | UG | 8.698 | 8.617 | 1983 | 3.302 | 0.74649 | 2008 | 12 | 9.3635 | 2008 | 2.4849 | 2.2368
1081 | UG | 12 | 10.3192 | 1983 | 4 | 0.74616 | 2010 | 16 | 11.0653 | 2010 | 2.7726 | 2.4038
307 | UG | 9.07 | 8.8215 | 1985 | 1.002 | 2.5231 | 2003 | 10.072 | 11.3446 | 2003 | 2.3098 | 2.4287
1466 | UG | 10.07 | 9.3538 | 1985 | 4.93 | 4.6348 | 2015 | 15 | 13.9886 | 2015 | 2.7081 | 2.6382
1091 | UG | 16.06 | 12.149 | 1982 | 24.34 | 7.6638 | 2011 | 40.4 | 19.8129 | 2011 | 3.6988 | 2.9863
666 | UG | 25.92 | 15.8853 | 1987 | 14.08 | 3.6888 | 2008 | 40 | 19.574 | 2008 | 3.6889 | 2.9742
556 | UG | 8.656 | 8.5936 | 1985 | 4.344 | 3.2484 | 2007 | 13 | 11.842 | 2007 | 2.5649 | 2.4717
452 | UG | 10.781 | 9.7182 | 1986 | 3.619 | 3.4437 | 2005 | 14.4 | 13.1619 | 2005 | 2.6672 | 2.5773
613 | UG | 6.2 | 7.1284 | 1999 | 2.2 | 0.43132 | 2006 | 8.4 | 7.5598 | 2006 | 2.1282 | 2.0228
778 | UG | 0.1 | 0.70625 | 1988 | 1.9 | 0.48701 | 2008 | 2 | 1.1933 | 2008 | 0.69315 | 0.17669
1571 | UG | 2 | 3.7823 | 1988 | 11 | 1.592 | 2016 | 13 | 5.3743 | 2016 | 2.5649 | 1.6816
525 | UG | 11.55 | 10.1006 | 1995 | 14 | 2.1078 | 2006 | 25.55 | 12.2084 | 2006 | 3.2406 | 2.5021
1324 | UG | 15.8 | 12.0385 | 2012 | 12.3 | 2.2693 | 2014 | 28.1 | 14.3078 | 2014 | 3.3358 | 2.6608
511 | UG | 13.95 | 11.2273 | 2004 | 4.05 | 0.42904 | 2004 | 18 | 11.6563 | 2004 | 2.8904 | 2.4559
1094 | UG | 18 | 12.9505 | 2004 | 6 | 1.0646 | 2011 | 24 | 14.0151 | 2011 | 3.1781 | 2.6401
775 | UG | 8 | 8.2225 | 2002 | 7 | 1.4059 | 2008 | 15 | 9.6284 | 2008 | 2.7081 | 2.2647
1646 | UG | 2.88 | 4.6394 | unknown | 3.52 | 6.6896 | 2016 | 6.4 | 11.3289 | 2016 | 1.8563 | 2.4274
467 | UG | 5.7 | 6.8005 | 1996 | 7.9 | 3.4855 | 2005 | 13.6 | 10.286 | 2005 | 2.6101 | 2.3308
437 | UG | 23 | 14.8565 | 2001 | 17 | 3.6314 | 2008 | 40 | 18.4879 | 2008 | 3.6889 | 2.9171
1233 | UG | 40 | 20.2555 | 2001 | 10 | 3.8904 | 2011 | 50 | 24.1459 | 2011 | 3.912 | 3.1841
361 | UG | 12.22 | 10.4247 | 1986 | 13 | 1.172 | 2002 | 25.22 | 11.5967 | 2002 | 3.2276 | 2.4507
645 | UG | 25.22 | 15.6435 | 1986 | 1 | 0.22668 | 2006 | 26.22 | 15.8702 | 2006 | 3.2665 | 2.7644
720 | UG | 5.29 | 6.522 | 1974 | 3.91 | 3.2147 | 2009 | 9.2 | 9.7366 | 2009 | 2.2192 | 2.2759
1554 | UG | 18 | 12.9505 | 2013 | 13 | 4.0041 | 2015 | 31 | 16.9545 | 2015 | 3.434 | 2.8305
1570 | UG | 12 | 10.3192 | 0 | 7 | 5.7129 | 2016 | 19 | 16.032 | 2016 | 2.9444 | 2.7746
1280 | UG | 10 | 9.3173 | 0 | 10 | 3.9567 | 2013 | 20 | 13.274 | 2013 | 2.9957 | 2.5858
659 | UG | 51 | 23.2085 | 1974 | 7 | 0.19039 | 2006 | 58 | 23.3989 | 2006 | 4.0604 | 3.1527
1240 | UG | 9 | 8.7833 | 0 | 12 | 2.4762 | 2013 | 21 | 11.2595 | 2013 | 3.0445 | 2.4212
317 | UG | 26.67 | 16.1411 | 1978 | 8.46 | 3.7336 | 2002 | 35.13 | 19.8747 | 2002 | 3.5591 | 2.9894
1678 | UG | 71.19 | 27.976 | 0 | 3.81 | 0.18769 | 2015 | 75 | 28.1637 | 2015 | 4.3175 | 3.338
620 | UG | 66.04 | 26.8237 | unknown | 1 | 0.052327 | 2006 | 67.04 | 26.876 | 2006 | 4.2053 | 3.2912
1085 | UG | 67.04 | 27.0504 | unknown | 2 | 0.079312 | 2010 | 69.04 | 27.1298 | 2010 | 4.2347 | 3.3006
836 | UG | 33.963 | 18.4817 | 1974 | 10.037 | 0.20825 | 2008 | 44 | 18.6899 | 2008 | 3.7842 | 2.928
1417 | UG | 53.176 | 23.7581 | 0 | 2.824 | 0.36632 | 2013 | 56 | 24.1244 | 2013 | 4.0254 | 3.1832
1575 | UG | 107.8 | 35.2962 | 0 | 2.2 | 0.084606 | 2014 | 110 | 35.3808 | 2014 | 4.7005 | 3.5662
1480 | UG | 92 | 32.2977 | 0 | 9 | 1.4186 | 2015 | 101 | 33.7163 | 2015 | 4.6151 | 3.518
1644 | UG | 25 | 15.5669 | 0 | 14 | 6.4882 | 2016 | 39 | 22.0551 | 2016 | 3.6636 | 3.0935
1276 | UG | 34 | 18.493 | unknown | 4 | 0.69755 | 2012 | 38 | 19.1905 | 2012 | 3.6376 | 2.9544
823 | UG | 10 | 9.3173 | unknown | 25 | 8.3157 | 2009 | 35 | 17.633 | 2009 | 3.5553 | 2.8698
1046 | UG | 33 | 18.1863 | unknown | 17 | 13.8381 | 2011 | 50 | 32.0244 | 2011 | 3.912 | 3.4665
873 | UG | 38 | 19.6818 | unknown | 10 | 10.835 | 2011 | 48 | 30.5168 | 2011 | 3.8712 | 3.4183
630 | UG | 36.4 | 19.2132 | unknown | 3.6 | 0.76182 | 2007 | 40 | 19.975 | 2007 | 3.6889 | 2.9945
1107 | UG | 16 | 12.1236 | 2010 | 24 | 7.7 | 2014 | 40 | 19.8236 | 2014 | 3.6889 | 2.9869
682 | UG | 12 | 10.3192 | 2005 | 18 | 4.2252 | 2009 | 30 | 14.5444 | 2009 | 3.4012 | 2.6772
643 | UG | 53.37 | 23.8066 | unknown | 0.5 | 4.4087 | 2009 | 53.87 | 28.2153 | 2009 | 3.9866 | 3.3399
* Type is either Greenfield (“GF”) or Upgrade (“UG”), where Upgrade refers to additional facilities that increase the capacity of an existing Greenfield project
** For Iteration 5, Greenfield Cost for an Upgrade project is estimated using the Iteration 4 power curve for greenfield and upgrade projects

## GF + UG Iteration 6
Alberta Electric System Operator
2018 ISO Tariff Application
Appendix W - Option 2 POD Cost Function Workbook
Sixth-Interation Calculation of Power Curve for Greenfield and Upgrade Projects
September 14, 2017 |  | 0 MW removed
Project | Type * | Greenfield MW | Greenfield Cost ** | Greenfield Year | Upgrade MW | Upgrade Cost | Upgrade Year | Total MW | Total Cost | Total Year | LN(MW) | LN(Cost) |  | ln(y)=m*ln(x) + b Linear Regression
476 | GF | 14 | 16.8618 | 2003 |  |  |  | 14 | 16.8618 | 2003 | 2.6391 | 2.8251 | m | 0.56143 | 0.93862 | b
478 | GF | 8.5 | 6.0182 | 2003 |  |  |  | 8.5 | 6.0182 | 2003 | 2.1401 | 1.7948 | se | 0.033832 | 0.10724 | seb
473 | GF | 30 | 14.999 | 2003 |  |  |  | 30 | 14.999 | 2003 | 3.4012 | 2.708 | R2 | 0.51246 | 0.39898 | sev
1042 | GF | 13 | 11.1648 | 2011 |  |  |  | 13 | 11.1648 | 2011 | 2.5649 | 2.4128 | F | 275.389 | 262 | df
443 | GF | 24.3 | 11.7056 | 2006 |  |  |  | 24.3 | 11.7056 | 2006 | 3.1905 | 2.4601 | ssreg | 43.8368 | 41.7055 | ssresid
1195 | GF | 18 | 31.6599 | 2011 |  |  |  | 18 | 31.6599 | 2011 | 2.8904 | 3.4551
420 | GF | 6 | 9.6396 | 2007 |  |  |  | 6 | 9.6396 | 2007 | 1.7918 | 2.2659 |  | y=cx^m, where c=e^b
440 | GF | 10 | 16.0096 | 2006 |  |  |  | 10 | 16.0096 | 2006 | 2.3026 | 2.7732 | m | 0.56143 | 0.06847% | change
1102 | GF | 20 | 16.2936 | 2011 |  |  |  | 20 | 16.2936 | 2011 | 2.9957 | 2.7908 | c | 2.5564 | -0.1084% | from
324 | GF | 17.2 | 8.9094 | 2003 |  |  |  | 17.2 | 8.9094 | 2003 | 2.8449 | 2.1871 |  |  |  | prior
1103 | GF | 20 | 17.2995 | 2011 |  |  |  | 20 | 17.2995 | 2011 | 2.9957 | 2.8507 |  |  |  | iteration
386 | GF | 9 | 9.9511 | 2003 |  |  |  | 9 | 9.9511 | 2003 | 2.1972 | 2.2977
80 | GF | 8 | 6.0754 | 2001 |  |  |  | 8 | 6.0754 | 2001 | 2.0794 | 1.8042
1052 | GF | 13.6 | 10.9027 | 2011 |  |  |  | 13.6 | 10.9027 | 2011 | 2.6101 | 2.389
347 | GF | 10.548 | 9.3005 | 2003 |  |  |  | 10.548 | 9.3005 | 2003 | 2.3559 | 2.2301
1358 | GF | 27 | 13.0727 | 2011 |  |  |  | 27 | 13.0727 | 2011 | 3.2958 | 2.5705
584 | GF | 28 | 34.9037 | 2011 |  |  |  | 28 | 34.9037 | 2011 | 3.3322 | 3.5526
422 | GF | 24 | 13.6508 | 2003 |  |  |  | 24 | 13.6508 | 2003 | 3.1781 | 2.6138
944 | GF | 43 | 26.8161 | 2010 |  |  |  | 43 | 26.8161 | 2010 | 3.7612 | 3.289
387 | GF | 7.5 | 9.5131 | 2003 |  |  |  | 7.5 | 9.5131 | 2003 | 2.0149 | 2.2527
587 | GF | 17.8 | 13.1522 | 2006 |  |  |  | 17.8 | 13.1522 | 2006 | 2.8792 | 2.5766
585 | GF | 20.6 | 11.2912 | 2007 |  |  |  | 20.6 | 11.2912 | 2007 | 3.0253 | 2.424
831 | GF | 19.6 | 20.9656 | 2011 |  |  |  | 19.6 | 20.9656 | 2011 | 2.9755 | 3.0429
340 | GF | 22 | 13.3096 | 2003 |  |  |  | 22 | 13.3096 | 2003 | 3.091 | 2.5885
334 | GF | 18.8 | 7.9464 | 2003 |  |  |  | 18.8 | 7.9464 | 2003 | 2.9339 | 2.0727
343 | GF | 15.6 | 13.9997 | 2003 |  |  |  | 15.6 | 13.9997 | 2003 | 2.7473 | 2.639
358 | GF | 19.8 | 7.2249 | 2003 |  |  |  | 19.8 | 7.2249 | 2003 | 2.9857 | 1.9775
702 | GF | 28.4 | 5.2102 | 2007 |  |  |  | 28.4 | 5.2102 | 2007 | 3.3464 | 1.6506
526 | GF | 19 | 13.7588 | 2007 |  |  |  | 19 | 13.7588 | 2007 | 2.9444 | 2.6217
288 | GF | 12 | 4.4534 | 2001 |  |  |  | 12 | 4.4534 | 2001 | 2.4849 | 1.4937
851 | GF | 25 | 12.9318 | 2007 |  |  |  | 25 | 12.9318 | 2007 | 3.2189 | 2.5597
648 | GF | 15 | 14.9737 | 2007 |  |  |  | 15 | 14.9737 | 2007 | 2.7081 | 2.7063
855 | GF | 23 | 28.6671 | 2011 |  |  |  | 23 | 28.6671 | 2011 | 3.1355 | 3.3557
700 | GF | 9.8 | 7.0658 | 2007 |  |  |  | 9.8 | 7.0658 | 2007 | 2.2824 | 1.9553
683 | GF | 30 | 16.0323 | 2011 |  |  |  | 30 | 16.0323 | 2011 | 3.4012 | 2.7746
559 | GF | 115 | 56.8595 | 2011 |  |  |  | 115 | 56.8595 | 2011 | 4.7449 | 4.0406
1074 | GF | 67 | 43.1388 | 2011 |  |  |  | 67 | 43.1388 | 2011 | 4.2047 | 3.7644
34 | GF | 16 | 7.5134 | 2000 |  |  |  | 16 | 7.5134 | 2000 | 2.7726 | 2.0167
433 | GF | 25 | 22.3083 | 2003 |  |  |  | 25 | 22.3083 | 2003 | 3.2189 | 3.105
79A | GF | 8 | 5.0823 | 2000 |  |  |  | 8 | 5.0823 | 2000 | 2.0794 | 1.6258
10A | GF | 6.2 | 8.916 | 2001 |  |  |  | 6.2 | 8.916 | 2001 | 1.8245 | 2.1878
345 | GF | 35 | 8.369 | 2003 |  |  |  | 35 | 8.369 | 2003 | 3.5553 | 2.1245
1049 | GF | 15.2 | 54.5518 | 2011 |  |  |  | 15.2 | 54.5518 | 2011 | 2.7213 | 3.9992
230 | GF | 17 | 10.7399 | 2003 |  |  |  | 17 | 10.7399 | 2003 | 2.8332 | 2.374
79B | GF | 8 | 3.3788 | 2000 |  |  |  | 8 | 3.3788 | 2000 | 2.0794 | 1.2175
10B | GF | 9.406 | 9.7991 | 2001 |  |  |  | 9.406 | 9.7991 | 2001 | 2.2413 | 2.2823
8 | GF | 18 | 11.9841 | 2000 |  |  |  | 18 | 11.9841 | 2000 | 2.8904 | 2.4836
487 | GF | 22 | 16.6067 | 2007 |  |  |  | 22 | 16.6067 | 2007 | 3.091 | 2.8098
385 | GF | 7.5 | 8.5881 | 2003 |  |  |  | 7.5 | 8.5881 | 2003 | 2.0149 | 2.1504
865 | GF | 25 | 8.6092 | 2007 |  |  |  | 25 | 8.6092 | 2007 | 3.2189 | 2.1528
863 | GF | 25 | 8.2434 | 2007 |  |  |  | 25 | 8.2434 | 2007 | 3.2189 | 2.1094
527 | GF | 17 | 6.9319 | 2007 |  |  |  | 17 | 6.9319 | 2007 | 2.8332 | 1.9361
595 | GF | 11 | 19.0874 | 2007 |  |  |  | 11 | 19.0874 | 2007 | 2.3979 | 2.949
528 | GF | 17 | 5.2658 | 2007 |  |  |  | 17 | 5.2658 | 2007 | 2.8332 | 1.6612
529 | GF | 17 | 7.7922 | 2007 |  |  |  | 17 | 7.7922 | 2007 | 2.8332 | 2.0531
1095 | GF | 18 | 11.9234 | 2011 |  |  |  | 18 | 11.9234 | 2011 | 2.8904 | 2.4785
561 | GF | 46 | 58.1001 | 2011 |  |  |  | 46 | 58.1001 | 2011 | 3.8286 | 4.0622
1018 | GF | 3 | 10.6346 | 2011 |  |  |  | 3 | 10.6346 | 2011 | 1.0986 | 2.3641
360 | GF | 22 | 7.1175 | 2003 |  |  |  | 22 | 7.1175 | 2003 | 3.091 | 1.9626
1106 | GF | 12 | 20.2179 | 2011 |  |  |  | 12 | 20.2179 | 2011 | 2.4849 | 3.0066
899 | GF | 25 | 15.1725 | 2010 |  |  |  | 25 | 15.1725 | 2010 | 3.2189 | 2.7195
1191 | GF | 11 | 12.6281 | 2011 |  |  |  | 11 | 12.6281 | 2011 | 2.3979 | 2.5359
1115 | GF | 10 | 24.3628 | 2011 |  |  |  | 10 | 24.3628 | 2011 | 2.3026 | 3.1931
1053 | GF | 9 | 14.7144 | 2011 |  |  |  | 9 | 14.7144 | 2011 | 2.1972 | 2.6888
864 | GF | 25 | 9.8258 | 2007 |  |  |  | 25 | 9.8258 | 2007 | 3.2189 | 2.285
834 | GF | 45 | 25.7984 | 2010 |  |  |  | 45 | 25.7984 | 2010 | 3.8067 | 3.2503
722 | GF | 10.5 | 13.5015 | 2010 |  |  |  | 10.5 | 13.5015 | 2010 | 2.3514 | 2.6028
927 | GF | 60 | 25.8871 | 2011 |  |  |  | 60 | 25.8871 | 2011 | 4.0943 | 3.2537
1068 | GF | 11.2 | 26.9182 | 2011 |  |  |  | 11.2 | 26.9182 | 2011 | 2.4159 | 3.2928
506 | GF | 20 | 13.9693 | 2003 |  |  |  | 20 | 13.9693 | 2003 | 2.9957 | 2.6369
456 | GF | 16 | 17.647 | 2007 |  |  |  | 16 | 17.647 | 2007 | 2.7726 | 2.8706
130 | GF | 18 | 8.437 | 2001 |  |  |  | 18 | 8.437 | 2001 | 2.8904 | 2.1326
308 | GF | 10 | 8.8754 | 2003 |  |  |  | 10 | 8.8754 | 2003 | 2.3026 | 2.1833
829 | GF | 20 | 27.7611 | 2011 |  |  |  | 20 | 27.7611 | 2011 | 2.9957 | 3.3236
425 | GF | 17 | 11.7254 | 2006 |  |  |  | 17 | 11.7254 | 2006 | 2.8332 | 2.4618
333 | GF | 12 | 7.5607 | 2003 |  |  |  | 12 | 7.5607 | 2003 | 2.4849 | 2.023
769 | GF | 40 | 26.3813 | 2007 |  |  |  | 40 | 26.3813 | 2007 | 3.6889 | 3.2727
948 | GF | 57 | 12.6537 | 2014 |  |  |  | 57 | 12.6537 | 2014 | 4.0431 | 2.5379
1128 | GF | 45 | 63.5562 | 2013 |  |  |  | 45 | 63.5562 | 2013 | 3.8067 | 4.1519
1214 | GF | 52 | 22.6317 | 2013 |  |  |  | 52 | 22.6317 | 2013 | 3.9512 | 3.1194
1225 | GF | 20 | 18.6367 | 2013 |  |  |  | 20 | 18.6367 | 2013 | 2.9957 | 2.9251
1263 | GF | 8 | 19.6117 | 2013 |  |  |  | 8 | 19.6117 | 2013 | 2.0794 | 2.9761
1309 | GF | 15 | 16.1093 | 2013 |  |  |  | 15 | 16.1093 | 2013 | 2.7081 | 2.7794
1349 | GF | 34 | 8.968 | 2013 |  |  |  | 34 | 8.968 | 2013 | 3.5264 | 2.1937
1358 | GF | 27 | 13.0727 | 2013 |  |  |  | 27 | 13.0727 | 2013 | 3.2958 | 2.5705
1404 | GF | 35 | 35.2763 | 2013 |  |  |  | 35 | 35.2763 | 2013 | 3.5553 | 3.5632
1482 | GF | 18.4 | 18.7658 | 2013 |  |  |  | 18.4 | 18.7658 | 2013 | 2.9124 | 2.932
1515 | GF | 7.2 | 12.9927 | 2013 |  |  |  | 7.2 | 12.9927 | 2013 | 1.9741 | 2.5644
1618 | GF | 21 | 15.966 | 2016 |  |  |  | 21 | 15.966 | 2016 | 3.0445 | 2.7705
1634 | GF | 17.9 | 17.1728 | 2015 |  |  |  | 17.9 | 17.1728 | 2015 | 2.8848 | 2.8433
1258 | GF | 46 | 53.5183 | 2017 |  |  |  | 46 | 53.5183 | 2017 | 3.8286 | 3.98
1284 | GF | 24.1 | 7.0843 | 2013 |  |  |  | 24.1 | 7.0843 | 2013 | 3.1822 | 1.9579
Pre-01 | GF | 2.2 | 2.4934 | 1990 |  |  |  | 2.2 | 2.4934 | 1990 | 0.78846 | 0.91364
Pre-02 | GF | 1.464 | 1.494 | 1987 |  |  |  | 1.464 | 1.494 | 1987 | 0.38117 | 0.40147
Pre-03 | GF | 4.075 | 1.9369 | 1990 |  |  |  | 4.075 | 1.9369 | 1990 | 1.4049 | 0.66111
Pre-04 | GF | 10 | 8.5265 | 1991 |  |  |  | 10 | 8.5265 | 1991 | 2.3026 | 2.1432
Pre-05 | GF | 4.8 | 4.0522 | 1988 |  |  |  | 4.8 | 4.0522 | 1988 | 1.5686 | 1.3993
Pre-06 | GF | 5.1 | 9.6482 | 1989 |  |  |  | 5.1 | 9.6482 | 1989 | 1.6292 | 2.2668
Pre-07 | GF | 6.9 | 5.0294 | 1997 |  |  |  | 6.9 | 5.0294 | 1997 | 1.9315 | 1.6153
Pre-08 | GF | 11.8 | 6.3729 | 1987 |  |  |  | 11.8 | 6.3729 | 1987 | 2.4681 | 1.8521
Pre-09 | GF | 9.7 | 2.9443 | 1997 |  |  |  | 9.7 | 2.9443 | 1997 | 2.2721 | 1.0799
Pre-10 | GF | 6.12 | 13.4811 | 1990 |  |  |  | 6.12 | 13.4811 | 1990 | 1.8116 | 2.6013
Pre-11 | GF | 6.2672 | 2.9102 | 1987 |  |  |  | 6.2672 | 2.9102 | 1987 | 1.8353 | 1.0682
Pre-12 | GF | 6.366 | 9.8907 | 1993 |  |  |  | 6.366 | 9.8907 | 1993 | 1.851 | 2.2916
Pre-13 | GF | 8.5 | 5.9446 | 1990 |  |  |  | 8.5 | 5.9446 | 1990 | 2.1401 | 1.7825
Pre-14 | GF | 46.55 | 7.1936 | 1991 |  |  |  | 46.55 | 7.1936 | 1991 | 3.8405 | 1.9732
Pre-15 | GF | 56.8 | 17.5945 | 1990 |  |  |  | 56.8 | 17.5945 | 1990 | 4.0395 | 2.8676
Pre-16 | GF | 81.576 | 14.0262 | 1988 |  |  |  | 81.576 | 14.0262 | 1988 | 4.4015 | 2.6409
Pre-17 | GF | 95.2 | 14.2199 | 1999 |  |  |  | 95.2 | 14.2199 | 1999 | 4.556 | 2.6546
Pre-18 | GF | 122.772 | 23.4475 | 1990 |  |  |  | 122.772 | 23.4475 | 1990 | 4.8103 | 3.1548
1184 | UG | 30 | 17.2519 | 2013 | 18.2 | 18.8693 | 2012 | 48.2 | 36.1213 | 2013 | 3.8754 | 3.5869
457 | UG | 10.77 | 9.7101 | 1990 | 10 | 3.2891 | 2006 | 20.77 | 12.9993 | 2006 | 3.0335 | 2.5649
407 | UG | 25.4 | 15.7138 | 1982 | 2 | 0.60107 | 2004 | 27.4 | 16.3149 | 2004 | 3.3105 | 2.7921
706 | UG | 14.85 | 11.6278 | 1984 | 14.25 | 5.8346 | 2008 | 29.1 | 17.4624 | 2008 | 3.3707 | 2.8601
1070 | UG | 34 | 18.5069 | 1984 | 4.9 | 0.83608 | 2011 | 38.9 | 19.343 | 2011 | 3.661 | 2.9623
1264 | UG | 38.9 | 19.959 | 1984 | 7.2 | 8.0579 | 2013 | 46.1 | 28.0169 | 2013 | 3.8308 | 3.3328
1208 | UG | 14.1 | 11.2946 | 1961 | 11.5 | 2.7992 | 2012 | 25.6 | 14.0938 | 2012 | 3.2426 | 2.6457
655 | UG | 12.053 | 10.3431 | 1974 | 2.339 | 0.59465 | 2007 | 14.392 | 10.9377 | 2007 | 2.6667 | 2.3922
733 | UG | 24.3 | 15.3283 | 2007 | 17.1 | 6.7726 | 2009 | 41.4 | 22.1009 | 2009 | 3.7233 | 3.0956
401 | UG | 2 | 3.7757 | 1986 | 1.5 | 0.36204 | 2004 | 3.5 | 4.1377 | 2004 | 1.2528 | 1.4202
1412 | UG | 3.5 | 5.1684 | 1986 | 11 | 4.3575 | 2015 | 14.5 | 9.5258 | 2015 | 2.6741 | 2.254
1318 | UG | 22.3 | 14.6072 | 1997 | 28.9 | 1.6878 | 2013 | 51.2 | 16.295 | 2013 | 3.9357 | 2.7909
1194 | UG | 5.8 | 6.8616 | 1980 | 9.6 | 1.6086 | 2011 | 15.4 | 8.4702 | 2011 | 2.7344 | 2.1366
804 | UG | 14.429 | 11.4417 | 1982 | 9.871 | 9.1567 | 2009 | 24.3 | 20.5984 | 2009 | 3.1905 | 3.0252
365 | UG | 15.9 | 12.0821 | 1982 | 0.269 | 0.59607 | 2003 | 16.169 | 12.6782 | 2003 | 2.7831 | 2.5399
708 | UG | 16.2 | 12.2095 | 1982 | 11.5 | 6.8375 | 2007 | 27.7 | 19.047 | 2007 | 3.3214 | 2.9469
1568 | UG | 27.7 | 16.4969 | 1997 | 8.1 | 3.5849 | 2015 | 35.8 | 20.0818 | 2015 | 3.5779 | 2.9998
398 | UG | 27.329 | 16.3726 | 1981 | 2 | 1.4547 | 2004 | 29.329 | 17.8272 | 2004 | 3.3786 | 2.8807
1642 | UG | 16.12 | 12.1756 | unknown | 2.78 | 10.1341 | 2015 | 18.9 | 22.3098 | 2015 | 2.9392 | 3.105
522 | UG | 38.7 | 19.9014 | 1981 | 2.3 | 0.49327 | 2006 | 41 | 20.3946 | 2006 | 3.7136 | 3.0153
170 | UG | 20.4 | 13.8953 | unknown | 5.6 | 4.4337 | 2001 | 26 | 18.329 | 2001 | 3.2581 | 2.9085
170 | UG | 21.6 | 14.3481 | unknown | 1 | 4.883 | 2001 | 22.6 | 19.2311 | 2001 | 3.1179 | 2.9565
1366 | UG | 25.5 | 15.7485 | 0 | 14 | 5.5737 | 2013 | 39.5 | 21.3222 | 2013 | 3.6763 | 3.0597
170 | UG | 5.4 | 6.5919 | unknown | 10.6 | 5.2097 | 2001 | 16 | 11.8016 | 2001 | 2.7726 | 2.4682
1350 | UG | 16 | 12.1247 | 0 | 20 | 6.53 | 2013 | 36 | 18.6547 | 2013 | 3.5835 | 2.9261
658 | UG | 1.6 | 3.3314 | 1996 | 13.2 | 7.1147 | 2008 | 14.8 | 10.4461 | 2008 | 2.6946 | 2.3462
897 | UG | 14.8 | 11.6058 | 1996 | 3 | 6.2372 | 2010 | 17.8 | 17.843 | 2010 | 2.8792 | 2.8816
483 | UG | 20.7 | 14.0096 | 1986 | 18.1 | 3.6201 | 2005 | 38.8 | 17.6296 | 2005 | 3.6584 | 2.8696
1494 | UG | 13.3 | 10.9304 | 0 | 6 | 6.4297 | 2014 | 19.3 | 17.3602 | 2014 | 2.9601 | 2.8542
488 | UG | 41.3 | 20.6408 | 1982 | 24.2 | 0.40463 | 2006 | 65.5 | 21.0454 | 2006 | 4.1821 | 3.0467
318 | UG | 22.87 | 14.8155 | 1996 | 1 | 0.76702 | 2001 | 23.87 | 15.5825 | 2001 | 3.1726 | 2.7461
806 | UG | 23.867 | 15.1744 | 1996 | 5.433 | 0.68948 | 2008 | 29.3 | 15.8639 | 2008 | 3.3776 | 2.764
1386 | UG | 32.7 | 18.1065 | 0 | 13.5 | 0.85934 | 2013 | 46.2 | 18.9659 | 2013 | 3.833 | 2.9426
928 | UG | 18.02 | 12.9611 | 1992 | 3.48 | 10.3644 | 2010 | 21.5 | 23.3254 | 2010 | 3.0681 | 3.1495
1450 | UG | 21.5 | 14.3108 | 1992 | 16.3 | 5.153 | 2014 | 37.8 | 19.4638 | 2014 | 3.6323 | 2.9686
170 | UG | 17.7 | 12.8314 | unknown | 8.8 | 1.1342 | 2001 | 26.5 | 13.9657 | 2001 | 3.2771 | 2.6366
649 | UG | 26.5 | 16.092 | 1997 | 33.8 | 5.0181 | 2007 | 60.3 | 21.1101 | 2007 | 4.0993 | 3.0498
1203 | UG | 20.5 | 13.9335 | 1977 | 4.1 | 12.4436 | 2012 | 24.6 | 26.3771 | 2012 | 3.2027 | 3.2725
170 | UG | 7.9 | 8.1605 | 1972 | 6.1 | 2.9005 | 2001 | 14 | 11.061 | 2001 | 2.6391 | 2.4034
363 | UG | 21.226 | 14.2082 | 1975 | 4.2 | 0.82194 | 2004 | 25.426 | 15.0301 | 2004 | 3.2358 | 2.7101
493 | UG | 25.4 | 15.7138 | 1975 | 3.3 | 3.4003 | 2006 | 28.7 | 19.1141 | 2006 | 3.3569 | 2.9504
685 | UG | 28.7 | 16.8284 | 1975 | 4.2 | 0.94607 | 2007 | 32.9 | 17.7745 | 2007 | 3.4935 | 2.8778
435 | UG | 10.6 | 9.6238 | 1990 | 8.4 | 3.0774 | 2004 | 19 | 12.7012 | 2004 | 2.9444 | 2.5417
652 | UG | 10.195 | 9.4158 | 1986 | 3.405 | 4.3802 | 2007 | 13.6 | 13.796 | 2007 | 2.6101 | 2.6244
366 | UG | 11.1 | 9.876 | 1981 | 4.8 | 0.60208 | 2003 | 15.9 | 10.478 | 2003 | 2.7663 | 2.3493
1640 | UG | 15.9 | 12.0821 | 1981 | 2.5 | 8.3244 | 2015 | 18.4 | 20.4065 | 2015 | 2.9124 | 3.0159
367 | UG | 11.211 | 9.9312 | 1988 | 1 | 0.55589 | 2004 | 12.211 | 10.4871 | 2004 | 2.5023 | 2.3501
902 | UG | 19.2 | 13.4306 | 2002 | 13.5 | 0.547 | 2009 | 32.7 | 13.9776 | 2009 | 3.4874 | 2.6375
1202 | UG | 19.4 | 13.5089 | 1989 | 1.6 | 10.745 | 2012 | 21 | 24.254 | 2012 | 3.0445 | 3.1886
1338 | UG | 7.5 | 7.926 | unknown | 2 | 6.6636 | 2013 | 9.5 | 14.5896 | 2013 | 2.2513 | 2.6803
212 | UG | 36.55 | 19.2733 | 1978 | 28 | 4.6265 | 2003 | 64.55 | 23.8998 | 2003 | 4.1674 | 3.1739
653 | UG | 64.55 | 26.5179 | 1977 | 1.32 | 0.56895 | 2007 | 65.87 | 27.0868 | 2007 | 4.1877 | 3.299
1382 | UG | 24.2 | 15.2929 | unknown | 11.9 | 2.4484 | 2013 | 36.1 | 17.7413 | 2013 | 3.5863 | 2.8759
874 | UG | 6.4 | 7.2512 | 1997 | 0.5 | 3.6334 | 2009 | 6.9 | 10.8846 | 2009 | 1.9315 | 2.3873
491 | UG | 27.9 | 16.5636 | 1984 | 1 | 0.19252 | 2006 | 28.9 | 16.7561 | 2006 | 3.3638 | 2.8188
1396 | UG | 20.6 | 13.9715 | 2009 | 5.4 | 0.37351 | 2013 | 26 | 14.3451 | 2013 | 3.2581 | 2.6634
1597 | UG | 26 | 15.921 | 2009 | 27.3 | 4.2356 | 2015 | 53.3 | 20.1566 | 2015 | 3.9759 | 3.0035
1292 | UG | 30.3 | 17.3485 | unknown | 2.5 | 4.4712 | 2013 | 32.8 | 21.8197 | 2013 | 3.4904 | 3.0828
364 | UG | 44.904 | 21.6328 | 1975 | 2 | 1.3175 | 2004 | 46.904 | 22.9503 | 2004 | 3.8481 | 3.1333
1306 | UG | 23.1 | 14.8989 | 1985 | 2.1 | 5.9849 | 2013 | 25.2 | 20.8837 | 2013 | 3.2268 | 3.039
858 | UG | 28.4 | 16.7295 | 2009 | 13.3 | 5.4359 | 2010 | 41.7 | 22.1654 | 2010 | 3.7305 | 3.0985
1454 | UG | 41.7 | 20.7527 | 2009 | 5.7 | 0.45762 | 2013 | 47.4 | 21.2103 | 2013 | 3.8586 | 3.0545
637 | UG | 15.5 | 11.9107 | 1989 | 8.4 | 5.0689 | 2007 | 23.9 | 16.9795 | 2007 | 3.1739 | 2.832
1254 | UG | 23.9 | 15.1862 | 1989 | 15.4 | 6.5284 | 2012 | 39.3 | 21.7146 | 2012 | 3.6712 | 3.078
734 | UG | 20 | 13.7418 | 1974 | 4.4 | 11.2611 | 2011 | 24.4 | 25.0029 | 2011 | 3.1946 | 3.219
1674 | UG | 17.4 | 12.709 | 0 | 3.7 | 10.3273 | 2016 | 21.1 | 23.0362 | 2016 | 3.0493 | 3.1371
711 | UG | 11.5 | 10.0741 | 1976 | 13.7 | 9.2618 | 2009 | 25.2 | 19.3359 | 2009 | 3.2268 | 2.962
408 | UG | 37.7 | 19.6112 | 1976 | 2.042 | 0.58016 | 2004 | 39.742 | 20.1914 | 2004 | 3.6824 | 3.0053
698 | UG | 39.7 | 20.1883 | 1976 | 20.9 | 1.4407 | 2007 | 60.6 | 21.629 | 2007 | 4.1043 | 3.074
696 | UG | 9.137 | 8.8544 | 1981 | 8.063 | 0.2681 | 2007 | 17.2 | 9.1225 | 2007 | 2.8449 | 2.2107
1185 | UG | 32.4 | 18.0131 | 1988 | 2.5 | 2.8088 | 2011 | 34.9 | 20.8219 | 2011 | 3.5525 | 3.036
568 | UG | 38.04 | 19.7102 | 1978 | 1 | 0.028819 | 2006 | 39.04 | 19.7391 | 2006 | 3.6646 | 2.9826
853 | UG | 20 | 13.7418 | 1991 | 21.7 | 4.2556 | 2009 | 41.7 | 17.9974 | 2009 | 3.7305 | 2.8902
1201 | UG | 13.3 | 10.9304 | unknown | 10.6 | 7.6365 | 2012 | 23.9 | 18.5669 | 2012 | 3.1739 | 2.9214
654 | UG | 7.29 | 7.8007 | 1976 | 4.41 | 0.73673 | 2007 | 11.7 | 8.5375 | 2007 | 2.4596 | 2.1445
1394 | UG | 11.7 | 10.172 | 1976 | 10 | 5.0058 | 2014 | 21.7 | 15.1778 | 2014 | 3.0773 | 2.7198
1294 | UG | 8.5 | 8.5026 | 0 | 1.6 | 4.562 | 2014 | 10.1 | 13.0646 | 2014 | 2.3125 | 2.5699
1670 | UG | 31.45 | 17.7149 | 0 | 24.25 | 2.7944 | 2016 | 55.7 | 20.5092 | 2016 | 4.02 | 3.0209
579 | UG | 17.1 | 12.5856 | unknown | 11 | 3.6516 | 2008 | 28.1 | 16.2372 | 2008 | 3.3358 | 2.7873
1670 | UG | 18.79 | 13.2689 | 0 | 30.51 | 18.3637 | 2016 | 49.3 | 31.6326 | 2016 | 3.8979 | 3.4542
1083 | UG | 7.53 | 7.9438 | 1981 | 5.87 | 7.4125 | 2011 | 13.4 | 15.3563 | 2011 | 2.5953 | 2.7315
552 | UG | 20.23 | 13.8302 | 1991 | 10.47 | 1.1458 | 2006 | 30.7 | 14.976 | 2006 | 3.4243 | 2.7064
1311 | UG | 30.7 | 17.4766 | 1991 | 19.3 | 5.9841 | 2013 | 50 | 23.4608 | 2013 | 3.912 | 3.1553
1078 | UG | 17.66 | 12.8152 | 1957 | 7.34 | 1.0936 | 2011 | 25 | 13.9088 | 2011 | 3.2189 | 2.6325
383 | UG | 0.51 | 1.754 | 1984 | 8 | 3.9502 | 2005 | 8.51 | 5.7042 | 2005 | 2.1412 | 1.7412
1020 | UG | 13 | 10.7914 | 1977 | 9 | 7.345 | 2010 | 22 | 18.1364 | 2010 | 3.091 | 2.8979
1364 | UG | 8.5 | 8.5026 | 0 | 34 | 8.7951 | 2013 | 42.5 | 17.2977 | 2013 | 3.7495 | 2.8506
503 | UG | 31 | 17.5722 | 1972 | 16 | 3.8033 | 2007 | 47 | 21.3756 | 2007 | 3.8501 | 3.0622
925 | UG | 47 | 22.1936 | 1972 | 9 | 3.3165 | 2011 | 56 | 25.5101 | 2011 | 4.0254 | 3.2391
821 | UG | 25 | 15.5745 | 2006 | 32 | 9.4177 | 2011 | 57 | 24.9922 | 2011 | 4.0431 | 3.2186
486 | UG | 10.81 | 9.7304 | 1993 | 3.14 | 0.34692 | 2005 | 13.95 | 10.0773 | 2005 | 2.6355 | 2.3103
779 | UG | 13.95 | 11.227 | 1993 | 4.05 | 0.91576 | 2008 | 18 | 12.1428 | 2008 | 2.8904 | 2.4967
1416 | UG | 18 | 12.953 | 1993 | 6 | 1.4182 | 2014 | 24 | 14.3712 | 2014 | 3.1781 | 2.6652
554 | UG | 23 | 14.8627 | 1968 | 8.26 | 1.0611 | 2006 | 31.26 | 15.9238 | 2006 | 3.4423 | 2.7678
1581 | UG | 7.44 | 7.8904 | unknown | 9.36 | 5.3848 | 2015 | 16.8 | 13.2752 | 2015 | 2.8214 | 2.5859
880 | UG | 8.95 | 8.7523 | 1966 | 2.05 | 4.5764 | 2010 | 11 | 13.3287 | 2010 | 2.3979 | 2.5899
1047 | UG | 10 | 9.3143 | 1965 | 5 | 6.2586 | 2012 | 15 | 15.573 | 2012 | 2.7081 | 2.7455
1045 | UG | 24.066 | 15.2453 | 1971 | 7.934 | 3.8009 | 2011 | 32 | 19.0462 | 2011 | 3.4657 | 2.9469
1616 | UG | 21.68 | 14.3779 | unknown | 25.75 | 0.84819 | 2015 | 47.43 | 15.2261 | 2015 | 3.8593 | 2.723
362 | UG | 51.8 | 23.4381 | 1971 | 1 | 0.78848 | 2004 | 52.8 | 24.2266 | 2004 | 3.9665 | 3.1874
924 | UG | 45.94 | 21.9114 | 1982 | 6.06 | 1.4264 | 2010 | 52 | 23.3378 | 2010 | 3.9512 | 3.1501
1241 | UG | 20.29 | 13.8532 | unknown | 6 | 2.625 | 2012 | 26.29 | 16.4782 | 2012 | 3.2692 | 2.802
438 | UG | 8.246 | 8.3591 | 1978 | 1 | 0.18095 | 2004 | 9.246 | 8.5401 | 2004 | 2.2242 | 2.1448
748 | UG | 25.541 | 15.7627 | 1995 | 1 | 0.38858 | 2008 | 26.541 | 16.1513 | 2008 | 3.2787 | 2.782
1319 | UG | 15.71 | 12.0009 | 0 | 4.29 | 3.2377 | 2014 | 20 | 15.2386 | 2014 | 2.9957 | 2.7238
618 | UG | 11 | 9.8259 | 1995 | 11.5 | 2.3465 | 2006 | 22.5 | 12.1724 | 2006 | 3.1135 | 2.4992
712 | UG | 7.5 | 7.926 | 1980 | 1 | 7.8904 | 2011 | 8.5 | 15.8164 | 2011 | 2.1401 | 2.761
726 | UG | 25.6354 | 15.7953 | 1982 | 5.3646 | 1.0316 | 2008 | 31 | 16.827 | 2008 | 3.434 | 2.823
530 | UG | 25 | 15.5745 | 1982 | 20 | 4.5023 | 2006 | 45 | 20.0767 | 2006 | 3.8067 | 2.9996
755 | UG | 8.698 | 8.6132 | 1983 | 3.302 | 0.74649 | 2008 | 12 | 9.3597 | 2008 | 2.4849 | 2.2364
1081 | UG | 12 | 10.3175 | 1983 | 4 | 0.74616 | 2010 | 16 | 11.0637 | 2010 | 2.7726 | 2.4037
307 | UG | 9.07 | 8.8179 | 1985 | 1.002 | 2.5231 | 2003 | 10.072 | 11.341 | 2003 | 2.3098 | 2.4284
1466 | UG | 10.07 | 9.3508 | 1985 | 4.93 | 4.6348 | 2015 | 15 | 13.9857 | 2015 | 2.7081 | 2.638
1091 | UG | 16.06 | 12.1502 | 1982 | 24.34 | 7.6638 | 2011 | 40.4 | 19.814 | 2011 | 3.6988 | 2.9864
666 | UG | 25.92 | 15.8935 | 1987 | 14.08 | 3.6888 | 2008 | 40 | 19.5822 | 2008 | 3.6889 | 2.9746
556 | UG | 8.656 | 8.5898 | 1985 | 4.344 | 3.2484 | 2007 | 13 | 11.8382 | 2007 | 2.5649 | 2.4713
452 | UG | 10.781 | 9.7157 | 1986 | 3.619 | 3.4437 | 2005 | 14.4 | 13.1594 | 2005 | 2.6672 | 2.5771
613 | UG | 6.2 | 7.1232 | 1999 | 2.2 | 0.43132 | 2006 | 8.4 | 7.5545 | 2006 | 2.1282 | 2.0221
778 | UG | 0.1 | 0.70317 | 1988 | 1.9 | 0.48701 | 2008 | 2 | 1.1902 | 2008 | 0.69315 | 0.17411
1571 | UG | 2 | 3.7757 | 1988 | 11 | 1.592 | 2016 | 13 | 5.3677 | 2016 | 2.5649 | 1.6804
525 | UG | 11.55 | 10.0986 | 1995 | 14 | 2.1078 | 2006 | 25.55 | 12.2064 | 2006 | 3.2406 | 2.502
1324 | UG | 15.8 | 12.0394 | 2012 | 12.3 | 2.2693 | 2014 | 28.1 | 14.3087 | 2014 | 3.3358 | 2.6609
511 | UG | 13.95 | 11.227 | 2004 | 4.05 | 0.42904 | 2004 | 18 | 11.656 | 2004 | 2.8904 | 2.4558
1094 | UG | 18 | 12.953 | 2004 | 6 | 1.0646 | 2011 | 24 | 14.0176 | 2011 | 3.1781 | 2.6403
775 | UG | 8 | 8.2183 | 2002 | 7 | 1.4059 | 2008 | 15 | 9.6241 | 2008 | 2.7081 | 2.2643
1646 | UG | 2.88 | 4.6328 | unknown | 3.52 | 6.6896 | 2016 | 6.4 | 11.3224 | 2016 | 1.8563 | 2.4268
467 | UG | 5.7 | 6.7949 | 1996 | 7.9 | 3.4855 | 2005 | 13.6 | 10.2804 | 2005 | 2.6101 | 2.3302
437 | UG | 23 | 14.8627 | 2001 | 17 | 3.6314 | 2008 | 40 | 18.494 | 2008 | 3.6889 | 2.9174
1233 | UG | 40 | 20.2737 | 2001 | 10 | 3.8904 | 2011 | 50 | 24.1641 | 2011 | 3.912 | 3.1849
361 | UG | 12.22 | 10.4232 | 1986 | 13 | 1.172 | 2002 | 25.22 | 11.5952 | 2002 | 3.2276 | 2.4506
645 | UG | 25.22 | 15.6512 | 1986 | 1 | 0.22668 | 2006 | 26.22 | 15.8779 | 2006 | 3.2665 | 2.7649
720 | UG | 5.29 | 6.5162 | 1974 | 3.91 | 3.2147 | 2009 | 9.2 | 9.7309 | 2009 | 2.2192 | 2.2753
1554 | UG | 18 | 12.953 | 2013 | 13 | 4.0041 | 2015 | 31 | 16.9571 | 2015 | 3.434 | 2.8307
1570 | UG | 12 | 10.3175 | 0 | 7 | 5.7129 | 2016 | 19 | 16.0304 | 2016 | 2.9444 | 2.7745
1280 | UG | 10 | 9.3143 | 0 | 10 | 3.9567 | 2013 | 20 | 13.271 | 2013 | 2.9957 | 2.5856
659 | UG | 51 | 23.2343 | 1974 | 7 | 0.19039 | 2006 | 58 | 23.4247 | 2006 | 4.0604 | 3.1538
1240 | UG | 9 | 8.7797 | 0 | 12 | 2.4762 | 2013 | 21 | 11.2559 | 2013 | 3.0445 | 2.4209
317 | UG | 26.67 | 16.1499 | 1978 | 8.46 | 3.7336 | 2002 | 35.13 | 19.8835 | 2002 | 3.5591 | 2.9899
1678 | UG | 71.19 | 28.0154 | 0 | 3.81 | 0.18769 | 2015 | 75 | 28.203 | 2015 | 4.3175 | 3.3394
620 | UG | 66.04 | 26.8596 | unknown | 1 | 0.052327 | 2006 | 67.04 | 26.9119 | 2006 | 4.2053 | 3.2926
1085 | UG | 67.04 | 27.087 | unknown | 2 | 0.079312 | 2010 | 69.04 | 27.1663 | 2010 | 4.2347 | 3.302
836 | UG | 33.963 | 18.4956 | 1974 | 10.037 | 0.20825 | 2008 | 44 | 18.7039 | 2008 | 3.7842 | 2.9287
1417 | UG | 53.176 | 23.7854 | 0 | 2.824 | 0.36632 | 2013 | 56 | 24.1517 | 2013 | 4.0254 | 3.1844
1575 | UG | 107.8 | 35.3587 | 0 | 2.2 | 0.084606 | 2014 | 110 | 35.4433 | 2014 | 4.7005 | 3.5679
1480 | UG | 92 | 32.3504 | 0 | 9 | 1.4186 | 2015 | 101 | 33.769 | 2015 | 4.6151 | 3.5195
1644 | UG | 25 | 15.5745 | 0 | 14 | 6.4882 | 2016 | 39 | 22.0626 | 2016 | 3.6636 | 3.0939
1276 | UG | 34 | 18.5069 | unknown | 4 | 0.69755 | 2012 | 38 | 19.2045 | 2012 | 3.6376 | 2.9551
823 | UG | 10 | 9.3143 | unknown | 25 | 8.3157 | 2009 | 35 | 17.63 | 2009 | 3.5553 | 2.8696
1046 | UG | 33 | 18.1995 | unknown | 17 | 13.8381 | 2011 | 50 | 32.0376 | 2011 | 3.912 | 3.4669
873 | UG | 38 | 19.6986 | unknown | 10 | 10.835 | 2011 | 48 | 30.5336 | 2011 | 3.8712 | 3.4188
630 | UG | 36.4 | 19.2289 | unknown | 3.6 | 0.76182 | 2007 | 40 | 19.9907 | 2007 | 3.6889 | 2.9953
1107 | UG | 16 | 12.1247 | 2010 | 24 | 7.7 | 2014 | 40 | 19.8247 | 2014 | 3.6889 | 2.9869
682 | UG | 12 | 10.3175 | 2005 | 18 | 4.2252 | 2009 | 30 | 14.5427 | 2009 | 3.4012 | 2.6771
643 | UG | 53.37 | 23.834 | unknown | 0.5 | 4.4087 | 2009 | 53.87 | 28.2427 | 2009 | 3.9866 | 3.3408
* Type is either Greenfield (“GF”) or Upgrade (“UG”), where Upgrade refers to additional facilities that increase the capacity of an existing Greenfield project
** For Iteration 6, Greenfield Cost for an Upgrade project is estimated using the Iteration 5 power curve for greenfield and upgrade projects

## GF + UG Iteration 7
Alberta Electric System Operator
2018 ISO Tariff Application
Appendix W - Option 2 POD Cost Function Workbook
Seventh-Interation Calculation of Power Curve for Greenfield and Upgrade Projects
September 14, 2017 |  | 0 MW removed
Project | Type * | Greenfield MW | Greenfield Cost ** | Greenfield Year | Upgrade MW | Upgrade Cost | Upgrade Year | Total MW | Total Cost | Total Year | LN(MW) | LN(Cost) |  | ln(y)=m*ln(x) + b Linear Regression
476 | GF | 14 | 16.8618 | 2003 |  |  |  | 14 | 16.8618 | 2003 | 2.6391 | 2.8251 | m | 0.56158 | 0.93815 | b
478 | GF | 8.5 | 6.0182 | 2003 |  |  |  | 8.5 | 6.0182 | 2003 | 2.1401 | 1.7948 | se | 0.033833 | 0.10725 | seb
473 | GF | 30 | 14.999 | 2003 |  |  |  | 30 | 14.999 | 2003 | 3.4012 | 2.708 | R2 | 0.51257 | 0.39899 | sev
1042 | GF | 13 | 11.1648 | 2011 |  |  |  | 13 | 11.1648 | 2011 | 2.5649 | 2.4128 | F | 275.5163 | 262 | df
443 | GF | 24.3 | 11.7056 | 2006 |  |  |  | 24.3 | 11.7056 | 2006 | 3.1905 | 2.4601 | ssreg | 43.8611 | 41.7094 | ssresid
1195 | GF | 18 | 31.6599 | 2011 |  |  |  | 18 | 31.6599 | 2011 | 2.8904 | 3.4551
420 | GF | 6 | 9.6396 | 2007 |  |  |  | 6 | 9.6396 | 2007 | 1.7918 | 2.2659 |  | y=cx^m, where c=e^b
440 | GF | 10 | 16.0096 | 2006 |  |  |  | 10 | 16.0096 | 2006 | 2.3026 | 2.7732 | m | 0.56158 | 0.0278% | change
1102 | GF | 20 | 16.2936 | 2011 |  |  |  | 20 | 16.2936 | 2011 | 2.9957 | 2.7908 | c | 2.5553 | -0.04644% | from
324 | GF | 17.2 | 8.9094 | 2003 |  |  |  | 17.2 | 8.9094 | 2003 | 2.8449 | 2.1871 |  |  |  | prior
1103 | GF | 20 | 17.2995 | 2011 |  |  |  | 20 | 17.2995 | 2011 | 2.9957 | 2.8507 |  |  |  | iteration
386 | GF | 9 | 9.9511 | 2003 |  |  |  | 9 | 9.9511 | 2003 | 2.1972 | 2.2977
80 | GF | 8 | 6.0754 | 2001 |  |  |  | 8 | 6.0754 | 2001 | 2.0794 | 1.8042
1052 | GF | 13.6 | 10.9027 | 2011 |  |  |  | 13.6 | 10.9027 | 2011 | 2.6101 | 2.389
347 | GF | 10.548 | 9.3005 | 2003 |  |  |  | 10.548 | 9.3005 | 2003 | 2.3559 | 2.2301
1358 | GF | 27 | 13.0727 | 2011 |  |  |  | 27 | 13.0727 | 2011 | 3.2958 | 2.5705
584 | GF | 28 | 34.9037 | 2011 |  |  |  | 28 | 34.9037 | 2011 | 3.3322 | 3.5526
422 | GF | 24 | 13.6508 | 2003 |  |  |  | 24 | 13.6508 | 2003 | 3.1781 | 2.6138
944 | GF | 43 | 26.8161 | 2010 |  |  |  | 43 | 26.8161 | 2010 | 3.7612 | 3.289
387 | GF | 7.5 | 9.5131 | 2003 |  |  |  | 7.5 | 9.5131 | 2003 | 2.0149 | 2.2527
587 | GF | 17.8 | 13.1522 | 2006 |  |  |  | 17.8 | 13.1522 | 2006 | 2.8792 | 2.5766
585 | GF | 20.6 | 11.2912 | 2007 |  |  |  | 20.6 | 11.2912 | 2007 | 3.0253 | 2.424
831 | GF | 19.6 | 20.9656 | 2011 |  |  |  | 19.6 | 20.9656 | 2011 | 2.9755 | 3.0429
340 | GF | 22 | 13.3096 | 2003 |  |  |  | 22 | 13.3096 | 2003 | 3.091 | 2.5885
334 | GF | 18.8 | 7.9464 | 2003 |  |  |  | 18.8 | 7.9464 | 2003 | 2.9339 | 2.0727
343 | GF | 15.6 | 13.9997 | 2003 |  |  |  | 15.6 | 13.9997 | 2003 | 2.7473 | 2.639
358 | GF | 19.8 | 7.2249 | 2003 |  |  |  | 19.8 | 7.2249 | 2003 | 2.9857 | 1.9775
702 | GF | 28.4 | 5.2102 | 2007 |  |  |  | 28.4 | 5.2102 | 2007 | 3.3464 | 1.6506
526 | GF | 19 | 13.7588 | 2007 |  |  |  | 19 | 13.7588 | 2007 | 2.9444 | 2.6217
288 | GF | 12 | 4.4534 | 2001 |  |  |  | 12 | 4.4534 | 2001 | 2.4849 | 1.4937
851 | GF | 25 | 12.9318 | 2007 |  |  |  | 25 | 12.9318 | 2007 | 3.2189 | 2.5597
648 | GF | 15 | 14.9737 | 2007 |  |  |  | 15 | 14.9737 | 2007 | 2.7081 | 2.7063
855 | GF | 23 | 28.6671 | 2011 |  |  |  | 23 | 28.6671 | 2011 | 3.1355 | 3.3557
700 | GF | 9.8 | 7.0658 | 2007 |  |  |  | 9.8 | 7.0658 | 2007 | 2.2824 | 1.9553
683 | GF | 30 | 16.0323 | 2011 |  |  |  | 30 | 16.0323 | 2011 | 3.4012 | 2.7746
559 | GF | 115 | 56.8595 | 2011 |  |  |  | 115 | 56.8595 | 2011 | 4.7449 | 4.0406
1074 | GF | 67 | 43.1388 | 2011 |  |  |  | 67 | 43.1388 | 2011 | 4.2047 | 3.7644
34 | GF | 16 | 7.5134 | 2000 |  |  |  | 16 | 7.5134 | 2000 | 2.7726 | 2.0167
433 | GF | 25 | 22.3083 | 2003 |  |  |  | 25 | 22.3083 | 2003 | 3.2189 | 3.105
79A | GF | 8 | 5.0823 | 2000 |  |  |  | 8 | 5.0823 | 2000 | 2.0794 | 1.6258
10A | GF | 6.2 | 8.916 | 2001 |  |  |  | 6.2 | 8.916 | 2001 | 1.8245 | 2.1878
345 | GF | 35 | 8.369 | 2003 |  |  |  | 35 | 8.369 | 2003 | 3.5553 | 2.1245
1049 | GF | 15.2 | 54.5518 | 2011 |  |  |  | 15.2 | 54.5518 | 2011 | 2.7213 | 3.9992
230 | GF | 17 | 10.7399 | 2003 |  |  |  | 17 | 10.7399 | 2003 | 2.8332 | 2.374
79B | GF | 8 | 3.3788 | 2000 |  |  |  | 8 | 3.3788 | 2000 | 2.0794 | 1.2175
10B | GF | 9.406 | 9.7991 | 2001 |  |  |  | 9.406 | 9.7991 | 2001 | 2.2413 | 2.2823
8 | GF | 18 | 11.9841 | 2000 |  |  |  | 18 | 11.9841 | 2000 | 2.8904 | 2.4836
487 | GF | 22 | 16.6067 | 2007 |  |  |  | 22 | 16.6067 | 2007 | 3.091 | 2.8098
385 | GF | 7.5 | 8.5881 | 2003 |  |  |  | 7.5 | 8.5881 | 2003 | 2.0149 | 2.1504
865 | GF | 25 | 8.6092 | 2007 |  |  |  | 25 | 8.6092 | 2007 | 3.2189 | 2.1528
863 | GF | 25 | 8.2434 | 2007 |  |  |  | 25 | 8.2434 | 2007 | 3.2189 | 2.1094
527 | GF | 17 | 6.9319 | 2007 |  |  |  | 17 | 6.9319 | 2007 | 2.8332 | 1.9361
595 | GF | 11 | 19.0874 | 2007 |  |  |  | 11 | 19.0874 | 2007 | 2.3979 | 2.949
528 | GF | 17 | 5.2658 | 2007 |  |  |  | 17 | 5.2658 | 2007 | 2.8332 | 1.6612
529 | GF | 17 | 7.7922 | 2007 |  |  |  | 17 | 7.7922 | 2007 | 2.8332 | 2.0531
1095 | GF | 18 | 11.9234 | 2011 |  |  |  | 18 | 11.9234 | 2011 | 2.8904 | 2.4785
561 | GF | 46 | 58.1001 | 2011 |  |  |  | 46 | 58.1001 | 2011 | 3.8286 | 4.0622
1018 | GF | 3 | 10.6346 | 2011 |  |  |  | 3 | 10.6346 | 2011 | 1.0986 | 2.3641
360 | GF | 22 | 7.1175 | 2003 |  |  |  | 22 | 7.1175 | 2003 | 3.091 | 1.9626
1106 | GF | 12 | 20.2179 | 2011 |  |  |  | 12 | 20.2179 | 2011 | 2.4849 | 3.0066
899 | GF | 25 | 15.1725 | 2010 |  |  |  | 25 | 15.1725 | 2010 | 3.2189 | 2.7195
1191 | GF | 11 | 12.6281 | 2011 |  |  |  | 11 | 12.6281 | 2011 | 2.3979 | 2.5359
1115 | GF | 10 | 24.3628 | 2011 |  |  |  | 10 | 24.3628 | 2011 | 2.3026 | 3.1931
1053 | GF | 9 | 14.7144 | 2011 |  |  |  | 9 | 14.7144 | 2011 | 2.1972 | 2.6888
864 | GF | 25 | 9.8258 | 2007 |  |  |  | 25 | 9.8258 | 2007 | 3.2189 | 2.285
834 | GF | 45 | 25.7984 | 2010 |  |  |  | 45 | 25.7984 | 2010 | 3.8067 | 3.2503
722 | GF | 10.5 | 13.5015 | 2010 |  |  |  | 10.5 | 13.5015 | 2010 | 2.3514 | 2.6028
927 | GF | 60 | 25.8871 | 2011 |  |  |  | 60 | 25.8871 | 2011 | 4.0943 | 3.2537
1068 | GF | 11.2 | 26.9182 | 2011 |  |  |  | 11.2 | 26.9182 | 2011 | 2.4159 | 3.2928
506 | GF | 20 | 13.9693 | 2003 |  |  |  | 20 | 13.9693 | 2003 | 2.9957 | 2.6369
456 | GF | 16 | 17.647 | 2007 |  |  |  | 16 | 17.647 | 2007 | 2.7726 | 2.8706
130 | GF | 18 | 8.437 | 2001 |  |  |  | 18 | 8.437 | 2001 | 2.8904 | 2.1326
308 | GF | 10 | 8.8754 | 2003 |  |  |  | 10 | 8.8754 | 2003 | 2.3026 | 2.1833
829 | GF | 20 | 27.7611 | 2011 |  |  |  | 20 | 27.7611 | 2011 | 2.9957 | 3.3236
425 | GF | 17 | 11.7254 | 2006 |  |  |  | 17 | 11.7254 | 2006 | 2.8332 | 2.4618
333 | GF | 12 | 7.5607 | 2003 |  |  |  | 12 | 7.5607 | 2003 | 2.4849 | 2.023
769 | GF | 40 | 26.3813 | 2007 |  |  |  | 40 | 26.3813 | 2007 | 3.6889 | 3.2727
948 | GF | 57 | 12.6537 | 2014 |  |  |  | 57 | 12.6537 | 2014 | 4.0431 | 2.5379
1128 | GF | 45 | 63.5562 | 2013 |  |  |  | 45 | 63.5562 | 2013 | 3.8067 | 4.1519
1214 | GF | 52 | 22.6317 | 2013 |  |  |  | 52 | 22.6317 | 2013 | 3.9512 | 3.1194
1225 | GF | 20 | 18.6367 | 2013 |  |  |  | 20 | 18.6367 | 2013 | 2.9957 | 2.9251
1263 | GF | 8 | 19.6117 | 2013 |  |  |  | 8 | 19.6117 | 2013 | 2.0794 | 2.9761
1309 | GF | 15 | 16.1093 | 2013 |  |  |  | 15 | 16.1093 | 2013 | 2.7081 | 2.7794
1349 | GF | 34 | 8.968 | 2013 |  |  |  | 34 | 8.968 | 2013 | 3.5264 | 2.1937
1358 | GF | 27 | 13.0727 | 2013 |  |  |  | 27 | 13.0727 | 2013 | 3.2958 | 2.5705
1404 | GF | 35 | 35.2763 | 2013 |  |  |  | 35 | 35.2763 | 2013 | 3.5553 | 3.5632
1482 | GF | 18.4 | 18.7658 | 2013 |  |  |  | 18.4 | 18.7658 | 2013 | 2.9124 | 2.932
1515 | GF | 7.2 | 12.9927 | 2013 |  |  |  | 7.2 | 12.9927 | 2013 | 1.9741 | 2.5644
1618 | GF | 21 | 15.966 | 2016 |  |  |  | 21 | 15.966 | 2016 | 3.0445 | 2.7705
1634 | GF | 17.9 | 17.1728 | 2015 |  |  |  | 17.9 | 17.1728 | 2015 | 2.8848 | 2.8433
1258 | GF | 46 | 53.5183 | 2017 |  |  |  | 46 | 53.5183 | 2017 | 3.8286 | 3.98
1284 | GF | 24.1 | 7.0843 | 2013 |  |  |  | 24.1 | 7.0843 | 2013 | 3.1822 | 1.9579
Pre-01 | GF | 2.2 | 2.4934 | 1990 |  |  |  | 2.2 | 2.4934 | 1990 | 0.78846 | 0.91364
Pre-02 | GF | 1.464 | 1.494 | 1987 |  |  |  | 1.464 | 1.494 | 1987 | 0.38117 | 0.40147
Pre-03 | GF | 4.075 | 1.9369 | 1990 |  |  |  | 4.075 | 1.9369 | 1990 | 1.4049 | 0.66111
Pre-04 | GF | 10 | 8.5265 | 1991 |  |  |  | 10 | 8.5265 | 1991 | 2.3026 | 2.1432
Pre-05 | GF | 4.8 | 4.0522 | 1988 |  |  |  | 4.8 | 4.0522 | 1988 | 1.5686 | 1.3993
Pre-06 | GF | 5.1 | 9.6482 | 1989 |  |  |  | 5.1 | 9.6482 | 1989 | 1.6292 | 2.2668
Pre-07 | GF | 6.9 | 5.0294 | 1997 |  |  |  | 6.9 | 5.0294 | 1997 | 1.9315 | 1.6153
Pre-08 | GF | 11.8 | 6.3729 | 1987 |  |  |  | 11.8 | 6.3729 | 1987 | 2.4681 | 1.8521
Pre-09 | GF | 9.7 | 2.9443 | 1997 |  |  |  | 9.7 | 2.9443 | 1997 | 2.2721 | 1.0799
Pre-10 | GF | 6.12 | 13.4811 | 1990 |  |  |  | 6.12 | 13.4811 | 1990 | 1.8116 | 2.6013
Pre-11 | GF | 6.2672 | 2.9102 | 1987 |  |  |  | 6.2672 | 2.9102 | 1987 | 1.8353 | 1.0682
Pre-12 | GF | 6.366 | 9.8907 | 1993 |  |  |  | 6.366 | 9.8907 | 1993 | 1.851 | 2.2916
Pre-13 | GF | 8.5 | 5.9446 | 1990 |  |  |  | 8.5 | 5.9446 | 1990 | 2.1401 | 1.7825
Pre-14 | GF | 46.55 | 7.1936 | 1991 |  |  |  | 46.55 | 7.1936 | 1991 | 3.8405 | 1.9732
Pre-15 | GF | 56.8 | 17.5945 | 1990 |  |  |  | 56.8 | 17.5945 | 1990 | 4.0395 | 2.8676
Pre-16 | GF | 81.576 | 14.0262 | 1988 |  |  |  | 81.576 | 14.0262 | 1988 | 4.4015 | 2.6409
Pre-17 | GF | 95.2 | 14.2199 | 1999 |  |  |  | 95.2 | 14.2199 | 1999 | 4.556 | 2.6546
Pre-18 | GF | 122.772 | 23.4475 | 1990 |  |  |  | 122.772 | 23.4475 | 1990 | 4.8103 | 3.1548
1184 | UG | 30 | 17.2558 | 2013 | 18.2 | 18.8693 | 2012 | 48.2 | 36.1251 | 2013 | 3.8754 | 3.587
457 | UG | 10.77 | 9.7085 | 1990 | 10 | 3.2891 | 2006 | 20.77 | 12.9976 | 2006 | 3.0335 | 2.5648
407 | UG | 25.4 | 15.7163 | 1982 | 2 | 0.60107 | 2004 | 27.4 | 16.3173 | 2004 | 3.3105 | 2.7922
706 | UG | 14.85 | 11.6272 | 1984 | 14.25 | 5.8346 | 2008 | 29.1 | 17.4619 | 2008 | 3.3707 | 2.86
1070 | UG | 34 | 18.5119 | 1984 | 4.9 | 0.83608 | 2011 | 38.9 | 19.348 | 2011 | 3.661 | 2.9626
1264 | UG | 38.9 | 19.9655 | 1984 | 7.2 | 8.0579 | 2013 | 46.1 | 28.0233 | 2013 | 3.8308 | 3.333
1208 | UG | 14.1 | 11.2938 | 1961 | 11.5 | 2.7992 | 2012 | 25.6 | 14.093 | 2012 | 3.2426 | 2.6457
655 | UG | 12.053 | 10.3417 | 1974 | 2.339 | 0.59465 | 2007 | 14.392 | 10.9364 | 2007 | 2.6667 | 2.3921
733 | UG | 24.3 | 15.3304 | 2007 | 17.1 | 6.7726 | 2009 | 41.4 | 22.1031 | 2009 | 3.7233 | 3.0957
401 | UG | 2 | 3.7726 | 1986 | 1.5 | 0.36204 | 2004 | 3.5 | 4.1347 | 2004 | 1.2528 | 1.4194
1412 | UG | 3.5 | 5.1652 | 1986 | 11 | 4.3575 | 2015 | 14.5 | 9.5227 | 2015 | 2.6741 | 2.2537
1318 | UG | 22.3 | 14.6087 | 1997 | 28.9 | 1.6878 | 2013 | 51.2 | 16.2966 | 2013 | 3.9357 | 2.791
1194 | UG | 5.8 | 6.8588 | 1980 | 9.6 | 1.6086 | 2011 | 15.4 | 8.4674 | 2011 | 2.7344 | 2.1362
804 | UG | 14.429 | 11.441 | 1982 | 9.871 | 9.1567 | 2009 | 24.3 | 20.5977 | 2009 | 3.1905 | 3.0252
365 | UG | 15.9 | 12.0819 | 1982 | 0.269 | 0.59607 | 2003 | 16.169 | 12.678 | 2003 | 2.7831 | 2.5399
708 | UG | 16.2 | 12.2093 | 1982 | 11.5 | 6.8375 | 2007 | 27.7 | 19.0468 | 2007 | 3.3214 | 2.9469
1568 | UG | 27.7 | 16.5001 | 1997 | 8.1 | 3.5849 | 2015 | 35.8 | 20.085 | 2015 | 3.5779 | 3
398 | UG | 27.329 | 16.3756 | 1981 | 2 | 1.4547 | 2004 | 29.329 | 17.8303 | 2004 | 3.3786 | 2.8809
1642 | UG | 16.12 | 12.1755 | unknown | 2.78 | 10.1341 | 2015 | 18.9 | 22.3096 | 2015 | 2.9392 | 3.105
522 | UG | 38.7 | 19.9078 | 1981 | 2.3 | 0.49327 | 2006 | 41 | 20.401 | 2006 | 3.7136 | 3.0156
170 | UG | 20.4 | 13.8963 | unknown | 5.6 | 4.4337 | 2001 | 26 | 18.3301 | 2001 | 3.2581 | 2.9085
170 | UG | 21.6 | 14.3495 | unknown | 1 | 4.883 | 2001 | 22.6 | 19.2325 | 2001 | 3.1179 | 2.9566
1366 | UG | 25.5 | 15.751 | 0 | 14 | 5.5737 | 2013 | 39.5 | 21.3247 | 2013 | 3.6763 | 3.0599
170 | UG | 5.4 | 6.589 | unknown | 10.6 | 5.2097 | 2001 | 16 | 11.7988 | 2001 | 2.7726 | 2.468
1350 | UG | 16 | 12.1245 | 0 | 20 | 6.53 | 2013 | 36 | 18.6545 | 2013 | 3.5835 | 2.9261
658 | UG | 1.6 | 3.3284 | 1996 | 13.2 | 7.1147 | 2008 | 14.8 | 10.4431 | 2008 | 2.6946 | 2.3459
897 | UG | 14.8 | 11.6052 | 1996 | 3 | 6.2372 | 2010 | 17.8 | 17.8425 | 2010 | 2.8792 | 2.8816
483 | UG | 20.7 | 14.0107 | 1986 | 18.1 | 3.6201 | 2005 | 38.8 | 17.6308 | 2005 | 3.6584 | 2.8696
1494 | UG | 13.3 | 10.9294 | 0 | 6 | 6.4297 | 2014 | 19.3 | 17.3592 | 2014 | 2.9601 | 2.8541
488 | UG | 41.3 | 20.6479 | 1982 | 24.2 | 0.40463 | 2006 | 65.5 | 21.0526 | 2006 | 4.1821 | 3.047
318 | UG | 22.87 | 14.8172 | 1996 | 1 | 0.76702 | 2001 | 23.87 | 15.5842 | 2001 | 3.1726 | 2.7463
806 | UG | 23.867 | 15.1765 | 1996 | 5.433 | 0.68948 | 2008 | 29.3 | 15.866 | 2008 | 3.3776 | 2.7642
1386 | UG | 32.7 | 18.1112 | 0 | 13.5 | 0.85934 | 2013 | 46.2 | 18.9705 | 2013 | 3.833 | 2.9429
928 | UG | 18.02 | 12.9614 | 1992 | 3.48 | 10.3644 | 2010 | 21.5 | 23.3258 | 2010 | 3.0681 | 3.1496
1450 | UG | 21.5 | 14.3122 | 1992 | 16.3 | 5.153 | 2014 | 37.8 | 19.4651 | 2014 | 3.6323 | 2.9686
170 | UG | 17.7 | 12.8317 | unknown | 8.8 | 1.1342 | 2001 | 26.5 | 13.9659 | 2001 | 3.2771 | 2.6366
649 | UG | 26.5 | 16.0948 | 1997 | 33.8 | 5.0181 | 2007 | 60.3 | 21.1129 | 2007 | 4.0993 | 3.0499
1203 | UG | 20.5 | 13.9345 | 1977 | 4.1 | 12.4436 | 2012 | 24.6 | 26.3781 | 2012 | 3.2027 | 3.2725
170 | UG | 7.9 | 8.1581 | 1972 | 6.1 | 2.9005 | 2001 | 14 | 11.0586 | 2001 | 2.6391 | 2.4032
363 | UG | 21.226 | 14.2095 | 1975 | 4.2 | 0.82194 | 2004 | 25.426 | 15.0314 | 2004 | 3.2358 | 2.7101
493 | UG | 25.4 | 15.7163 | 1975 | 3.3 | 3.4003 | 2006 | 28.7 | 19.1165 | 2006 | 3.3569 | 2.9506
685 | UG | 28.7 | 16.8319 | 1975 | 4.2 | 0.94607 | 2007 | 32.9 | 17.7779 | 2007 | 3.4935 | 2.878
435 | UG | 10.6 | 9.6221 | 1990 | 8.4 | 3.0774 | 2004 | 19 | 12.6995 | 2004 | 2.9444 | 2.5416
652 | UG | 10.195 | 9.414 | 1986 | 3.405 | 4.3802 | 2007 | 13.6 | 13.7942 | 2007 | 2.6101 | 2.6242
366 | UG | 11.1 | 9.8744 | 1981 | 4.8 | 0.60208 | 2003 | 15.9 | 10.4765 | 2003 | 2.7663 | 2.3491
1640 | UG | 15.9 | 12.0819 | 1981 | 2.5 | 8.3244 | 2015 | 18.4 | 20.4063 | 2015 | 2.9124 | 3.0158
367 | UG | 11.211 | 9.9297 | 1988 | 1 | 0.55589 | 2004 | 12.211 | 10.4856 | 2004 | 2.5023 | 2.35
902 | UG | 19.2 | 13.4313 | 2002 | 13.5 | 0.547 | 2009 | 32.7 | 13.9783 | 2009 | 3.4874 | 2.6375
1202 | UG | 19.4 | 13.5097 | 1989 | 1.6 | 10.745 | 2012 | 21 | 24.2547 | 2012 | 3.0445 | 3.1886
1338 | UG | 7.5 | 7.9236 | unknown | 2 | 6.6636 | 2013 | 9.5 | 14.5871 | 2013 | 2.2513 | 2.6801
212 | UG | 36.55 | 19.279 | 1978 | 28 | 4.6265 | 2003 | 64.55 | 23.9055 | 2003 | 4.1674 | 3.1741
653 | UG | 64.55 | 26.5316 | 1977 | 1.32 | 0.56895 | 2007 | 65.87 | 27.1006 | 2007 | 4.1877 | 3.2996
1382 | UG | 24.2 | 15.295 | unknown | 11.9 | 2.4484 | 2013 | 36.1 | 17.7434 | 2013 | 3.5863 | 2.876
874 | UG | 6.4 | 7.2485 | 1997 | 0.5 | 3.6334 | 2009 | 6.9 | 10.8819 | 2009 | 1.9315 | 2.3871
491 | UG | 27.9 | 16.5668 | 1984 | 1 | 0.19252 | 2006 | 28.9 | 16.7594 | 2006 | 3.3638 | 2.819
1396 | UG | 20.6 | 13.9726 | 2009 | 5.4 | 0.37351 | 2013 | 26 | 14.3462 | 2013 | 3.2581 | 2.6635
1597 | UG | 26 | 15.9236 | 2009 | 27.3 | 4.2356 | 2015 | 53.3 | 20.1592 | 2015 | 3.9759 | 3.0037
1292 | UG | 30.3 | 17.3524 | unknown | 2.5 | 4.4712 | 2013 | 32.8 | 21.8236 | 2013 | 3.4904 | 3.083
364 | UG | 44.904 | 21.6409 | 1975 | 2 | 1.3175 | 2004 | 46.904 | 22.9584 | 2004 | 3.8481 | 3.1337
1306 | UG | 23.1 | 14.9007 | 1985 | 2.1 | 5.9849 | 2013 | 25.2 | 20.8856 | 2013 | 3.2268 | 3.0391
858 | UG | 28.4 | 16.7329 | 2009 | 13.3 | 5.4359 | 2010 | 41.7 | 22.1687 | 2010 | 3.7305 | 3.0987
1454 | UG | 41.7 | 20.76 | 2009 | 5.7 | 0.45762 | 2013 | 47.4 | 21.2176 | 2013 | 3.8586 | 3.0548
637 | UG | 15.5 | 11.9103 | 1989 | 8.4 | 5.0689 | 2007 | 23.9 | 16.9791 | 2007 | 3.1739 | 2.832
1254 | UG | 23.9 | 15.1883 | 1989 | 15.4 | 6.5284 | 2012 | 39.3 | 21.7167 | 2012 | 3.6712 | 3.0781
734 | UG | 20 | 13.7427 | 1974 | 4.4 | 11.2611 | 2011 | 24.4 | 25.0038 | 2011 | 3.1946 | 3.219
1674 | UG | 17.4 | 12.7091 | 0 | 3.7 | 10.3273 | 2016 | 21.1 | 23.0364 | 2016 | 3.0493 | 3.1371
711 | UG | 11.5 | 10.0726 | 1976 | 13.7 | 9.2618 | 2009 | 25.2 | 19.3344 | 2009 | 3.2268 | 2.9619
408 | UG | 37.7 | 19.6173 | 1976 | 2.042 | 0.58016 | 2004 | 39.742 | 20.1975 | 2004 | 3.6824 | 3.0056
698 | UG | 39.7 | 20.1949 | 1976 | 20.9 | 1.4407 | 2007 | 60.6 | 21.6356 | 2007 | 4.1043 | 3.0743
696 | UG | 9.137 | 8.8523 | 1981 | 8.063 | 0.2681 | 2007 | 17.2 | 9.1204 | 2007 | 2.8449 | 2.2105
1185 | UG | 32.4 | 18.0177 | 1988 | 2.5 | 2.8088 | 2011 | 34.9 | 20.8265 | 2011 | 3.5525 | 3.0362
568 | UG | 38.04 | 19.7164 | 1978 | 1 | 0.028819 | 2006 | 39.04 | 19.7452 | 2006 | 3.6646 | 2.9829
853 | UG | 20 | 13.7427 | 1991 | 21.7 | 4.2556 | 2009 | 41.7 | 17.9983 | 2009 | 3.7305 | 2.8903
1201 | UG | 13.3 | 10.9294 | unknown | 10.6 | 7.6365 | 2012 | 23.9 | 18.5659 | 2012 | 3.1739 | 2.9213
654 | UG | 7.29 | 7.7982 | 1976 | 4.41 | 0.73673 | 2007 | 11.7 | 8.5349 | 2007 | 2.4596 | 2.1442
1394 | UG | 11.7 | 10.1706 | 1976 | 10 | 5.0058 | 2014 | 21.7 | 15.1764 | 2014 | 3.0773 | 2.7197
1294 | UG | 8.5 | 8.5004 | 0 | 1.6 | 4.562 | 2014 | 10.1 | 13.0624 | 2014 | 2.3125 | 2.5697
1670 | UG | 31.45 | 17.7192 | 0 | 24.25 | 2.7944 | 2016 | 55.7 | 20.5135 | 2016 | 4.02 | 3.0211
579 | UG | 17.1 | 12.5856 | unknown | 11 | 3.6516 | 2008 | 28.1 | 16.2373 | 2008 | 3.3358 | 2.7873
1670 | UG | 18.79 | 13.2695 | 0 | 30.51 | 18.3637 | 2016 | 49.3 | 31.6332 | 2016 | 3.8979 | 3.4542
1083 | UG | 7.53 | 7.9413 | 1981 | 5.87 | 7.4125 | 2011 | 13.4 | 15.3538 | 2011 | 2.5953 | 2.7314
552 | UG | 20.23 | 13.8312 | 1991 | 10.47 | 1.1458 | 2006 | 30.7 | 14.977 | 2006 | 3.4243 | 2.7065
1311 | UG | 30.7 | 17.4807 | 1991 | 19.3 | 5.9841 | 2013 | 50 | 23.4648 | 2013 | 3.912 | 3.1555
1078 | UG | 17.66 | 12.8154 | 1957 | 7.34 | 1.0936 | 2011 | 25 | 13.909 | 2011 | 3.2189 | 2.6325
383 | UG | 0.51 | 1.7517 | 1984 | 8 | 3.9502 | 2005 | 8.51 | 5.7019 | 2005 | 2.1412 | 1.7408
1020 | UG | 13 | 10.7903 | 1977 | 9 | 7.345 | 2010 | 22 | 18.1353 | 2010 | 3.091 | 2.8979
1364 | UG | 8.5 | 8.5004 | 0 | 34 | 8.7951 | 2013 | 42.5 | 17.2955 | 2013 | 3.7495 | 2.8504
503 | UG | 31 | 17.5764 | 1972 | 16 | 3.8033 | 2007 | 47 | 21.3797 | 2007 | 3.8501 | 3.0624
925 | UG | 47 | 22.2024 | 1972 | 9 | 3.3165 | 2011 | 56 | 25.5188 | 2011 | 4.0254 | 3.2394
821 | UG | 25 | 15.5768 | 2006 | 32 | 9.4177 | 2011 | 57 | 24.9946 | 2011 | 4.0431 | 3.2187
486 | UG | 10.81 | 9.7287 | 1993 | 3.14 | 0.34692 | 2005 | 13.95 | 10.0756 | 2005 | 2.6355 | 2.3101
779 | UG | 13.95 | 11.2262 | 1993 | 4.05 | 0.91576 | 2008 | 18 | 12.142 | 2008 | 2.8904 | 2.4967
1416 | UG | 18 | 12.9533 | 1993 | 6 | 1.4182 | 2014 | 24 | 14.3715 | 2014 | 3.1781 | 2.6652
554 | UG | 23 | 14.8644 | 1968 | 8.26 | 1.0611 | 2006 | 31.26 | 15.9255 | 2006 | 3.4423 | 2.7679
1581 | UG | 7.44 | 7.8879 | unknown | 9.36 | 5.3848 | 2015 | 16.8 | 13.2727 | 2015 | 2.8214 | 2.5857
880 | UG | 8.95 | 8.7502 | 1966 | 2.05 | 4.5764 | 2010 | 11 | 13.3266 | 2010 | 2.3979 | 2.5898
1047 | UG | 10 | 9.3125 | 1965 | 5 | 6.2586 | 2012 | 15 | 15.5711 | 2012 | 2.7081 | 2.7454
1045 | UG | 24.066 | 15.2474 | 1971 | 7.934 | 3.8009 | 2011 | 32 | 19.0483 | 2011 | 3.4657 | 2.947
1616 | UG | 21.68 | 14.3793 | unknown | 25.75 | 0.84819 | 2015 | 47.43 | 15.2275 | 2015 | 3.8593 | 2.7231
362 | UG | 51.8 | 23.4482 | 1971 | 1 | 0.78848 | 2004 | 52.8 | 24.2367 | 2004 | 3.9665 | 3.1879
924 | UG | 45.94 | 21.9198 | 1982 | 6.06 | 1.4264 | 2010 | 52 | 23.3463 | 2010 | 3.9512 | 3.1504
1241 | UG | 20.29 | 13.8542 | unknown | 6 | 2.625 | 2012 | 26.29 | 16.4792 | 2012 | 3.2692 | 2.8021
438 | UG | 8.246 | 8.3568 | 1978 | 1 | 0.18095 | 2004 | 9.246 | 8.5378 | 2004 | 2.2242 | 2.1445
748 | UG | 25.541 | 15.7652 | 1995 | 1 | 0.38858 | 2008 | 26.541 | 16.1538 | 2008 | 3.2787 | 2.7822
1319 | UG | 15.71 | 12.0006 | 0 | 4.29 | 3.2377 | 2014 | 20 | 15.2383 | 2014 | 2.9957 | 2.7238
618 | UG | 11 | 9.8243 | 1995 | 11.5 | 2.3465 | 2006 | 22.5 | 12.1708 | 2006 | 3.1135 | 2.499
712 | UG | 7.5 | 7.9236 | 1980 | 1 | 7.8904 | 2011 | 8.5 | 15.814 | 2011 | 2.1401 | 2.7609
726 | UG | 25.6354 | 15.7979 | 1982 | 5.3646 | 1.0316 | 2008 | 31 | 16.8295 | 2008 | 3.434 | 2.8231
530 | UG | 25 | 15.5768 | 1982 | 20 | 4.5023 | 2006 | 45 | 20.0791 | 2006 | 3.8067 | 2.9997
755 | UG | 8.698 | 8.611 | 1983 | 3.302 | 0.74649 | 2008 | 12 | 9.3575 | 2008 | 2.4849 | 2.2362
1081 | UG | 12 | 10.3162 | 1983 | 4 | 0.74616 | 2010 | 16 | 11.0623 | 2010 | 2.7726 | 2.4035
307 | UG | 9.07 | 8.8158 | 1985 | 1.002 | 2.5231 | 2003 | 10.072 | 11.3389 | 2003 | 2.3098 | 2.4282
1466 | UG | 10.07 | 9.349 | 1985 | 4.93 | 4.6348 | 2015 | 15 | 13.9838 | 2015 | 2.7081 | 2.6379
1091 | UG | 16.06 | 12.15 | 1982 | 24.34 | 7.6638 | 2011 | 40.4 | 19.8138 | 2011 | 3.6988 | 2.9864
666 | UG | 25.92 | 15.8961 | 1987 | 14.08 | 3.6888 | 2008 | 40 | 19.5849 | 2008 | 3.6889 | 2.9748
556 | UG | 8.656 | 8.5876 | 1985 | 4.344 | 3.2484 | 2007 | 13 | 11.836 | 2007 | 2.5649 | 2.4711
452 | UG | 10.781 | 9.714 | 1986 | 3.619 | 3.4437 | 2005 | 14.4 | 13.1578 | 2005 | 2.6672 | 2.577
613 | UG | 6.2 | 7.1204 | 1999 | 2.2 | 0.43132 | 2006 | 8.4 | 7.5518 | 2006 | 2.1282 | 2.0218
778 | UG | 0.1 | 0.70179 | 1988 | 1.9 | 0.48701 | 2008 | 2 | 1.1888 | 2008 | 0.69315 | 0.17294
1571 | UG | 2 | 3.7726 | 1988 | 11 | 1.592 | 2016 | 13 | 5.3647 | 2016 | 2.5649 | 1.6798
525 | UG | 11.55 | 10.0972 | 1995 | 14 | 2.1078 | 2006 | 25.55 | 12.205 | 2006 | 3.2406 | 2.5018
1324 | UG | 15.8 | 12.0392 | 2012 | 12.3 | 2.2693 | 2014 | 28.1 | 14.3085 | 2014 | 3.3358 | 2.6609
511 | UG | 13.95 | 11.2262 | 2004 | 4.05 | 0.42904 | 2004 | 18 | 11.6552 | 2004 | 2.8904 | 2.4558
1094 | UG | 18 | 12.9533 | 2004 | 6 | 1.0646 | 2011 | 24 | 14.018 | 2011 | 3.1781 | 2.6403
775 | UG | 8 | 8.2159 | 2002 | 7 | 1.4059 | 2008 | 15 | 9.6218 | 2008 | 2.7081 | 2.264
1646 | UG | 2.88 | 4.6297 | unknown | 3.52 | 6.6896 | 2016 | 6.4 | 11.3193 | 2016 | 1.8563 | 2.4265
467 | UG | 5.7 | 6.7921 | 1996 | 7.9 | 3.4855 | 2005 | 13.6 | 10.2776 | 2005 | 2.6101 | 2.33
437 | UG | 23 | 14.8644 | 2001 | 17 | 3.6314 | 2008 | 40 | 18.4958 | 2008 | 3.6889 | 2.9175
1233 | UG | 40 | 20.2805 | 2001 | 10 | 3.8904 | 2011 | 50 | 24.1709 | 2011 | 3.912 | 3.1851
361 | UG | 12.22 | 10.4219 | 1986 | 13 | 1.172 | 2002 | 25.22 | 11.5939 | 2002 | 3.2276 | 2.4505
645 | UG | 25.22 | 15.6537 | 1986 | 1 | 0.22668 | 2006 | 26.22 | 15.8803 | 2006 | 3.2665 | 2.7651
720 | UG | 5.29 | 6.5133 | 1974 | 3.91 | 3.2147 | 2009 | 9.2 | 9.728 | 2009 | 2.2192 | 2.275
1554 | UG | 18 | 12.9533 | 2013 | 13 | 4.0041 | 2015 | 31 | 16.9574 | 2015 | 3.434 | 2.8307
1570 | UG | 12 | 10.3162 | 0 | 7 | 5.7129 | 2016 | 19 | 16.0291 | 2016 | 2.9444 | 2.7744
1280 | UG | 10 | 9.3125 | 0 | 10 | 3.9567 | 2013 | 20 | 13.2692 | 2013 | 2.9957 | 2.5854
659 | UG | 51 | 23.2442 | 1974 | 7 | 0.19039 | 2006 | 58 | 23.4346 | 2006 | 4.0604 | 3.1542
1240 | UG | 9 | 8.7776 | 0 | 12 | 2.4762 | 2013 | 21 | 11.2538 | 2013 | 3.0445 | 2.4207
317 | UG | 26.67 | 16.1527 | 1978 | 8.46 | 3.7336 | 2002 | 35.13 | 19.8863 | 2002 | 3.5591 | 2.99
1678 | UG | 71.19 | 28.0309 | 0 | 3.81 | 0.18769 | 2015 | 75 | 28.2186 | 2015 | 4.3175 | 3.34
620 | UG | 66.04 | 26.8737 | unknown | 1 | 0.052327 | 2006 | 67.04 | 26.926 | 2006 | 4.2053 | 3.2931
1085 | UG | 67.04 | 27.1014 | unknown | 2 | 0.079312 | 2010 | 69.04 | 27.1807 | 2010 | 4.2347 | 3.3025
836 | UG | 33.963 | 18.5006 | 1974 | 10.037 | 0.20825 | 2008 | 44 | 18.7089 | 2008 | 3.7842 | 2.929
1417 | UG | 53.176 | 23.7959 | 0 | 2.824 | 0.36632 | 2013 | 56 | 24.1622 | 2013 | 4.0254 | 3.1848
1575 | UG | 107.8 | 35.384 | 0 | 2.2 | 0.084606 | 2014 | 110 | 35.4686 | 2014 | 4.7005 | 3.5686
1480 | UG | 92 | 32.3715 | 0 | 9 | 1.4186 | 2015 | 101 | 33.7901 | 2015 | 4.6151 | 3.5202
1644 | UG | 25 | 15.5768 | 0 | 14 | 6.4882 | 2016 | 39 | 22.065 | 2016 | 3.6636 | 3.094
1276 | UG | 34 | 18.5119 | unknown | 4 | 0.69755 | 2012 | 38 | 19.2095 | 2012 | 3.6376 | 2.9554
823 | UG | 10 | 9.3125 | unknown | 25 | 8.3157 | 2009 | 35 | 17.6281 | 2009 | 3.5553 | 2.8695
1046 | UG | 33 | 18.2043 | unknown | 17 | 13.8381 | 2011 | 50 | 32.0424 | 2011 | 3.912 | 3.4671
873 | UG | 38 | 19.7048 | unknown | 10 | 10.835 | 2011 | 48 | 30.5398 | 2011 | 3.8712 | 3.419
630 | UG | 36.4 | 19.2346 | unknown | 3.6 | 0.76182 | 2007 | 40 | 19.9964 | 2007 | 3.6889 | 2.9956
1107 | UG | 16 | 12.1245 | 2010 | 24 | 7.7 | 2014 | 40 | 19.8245 | 2014 | 3.6889 | 2.9869
682 | UG | 12 | 10.3162 | 2005 | 18 | 4.2252 | 2009 | 30 | 14.5414 | 2009 | 3.4012 | 2.677
643 | UG | 53.37 | 23.8446 | unknown | 0.5 | 4.4087 | 2009 | 53.87 | 28.2533 | 2009 | 3.9866 | 3.3412
* Type is either Greenfield (“GF”) or Upgrade (“UG”), where Upgrade refers to additional facilities that increase the capacity of an existing Greenfield project
** For Iteration 7, Greenfield Cost for an Upgrade project is estimated using the Iteration 6 power curve for greenfield and upgrade projects

## GF + UG Iteration 8
Alberta Electric System Operator
2018 ISO Tariff Application
Appendix W - Option 2 POD Cost Function Workbook
Eight-Interation Calculation of Power Curve for Greenfield and Upgrade Projects
September 14, 2017 |  | 0 MW removed
Project | Type * | Greenfield MW | Greenfield Cost ** | Greenfield Year | Upgrade MW | Upgrade Cost | Upgrade Year | Total MW | Total Cost | Total Year | LN(MW) | LN(Cost) |  | ln(y)=m*ln(x) + b Linear Regression
476 | GF | 14 | 16.8618 | 2003 |  |  |  | 14 | 16.8618 | 2003 | 2.6391 | 2.8251 | m | 0.56164 | 0.93797 | b
478 | GF | 8.5 | 6.0182 | 2003 |  |  |  | 8.5 | 6.0182 | 2003 | 2.1401 | 1.7948 | se | 0.033834 | 0.10725 | seb
473 | GF | 30 | 14.999 | 2003 |  |  |  | 30 | 14.999 | 2003 | 3.4012 | 2.708 | R2 | 0.51262 | 0.399 | sev
1042 | GF | 13 | 11.1648 | 2011 |  |  |  | 13 | 11.1648 | 2011 | 2.5649 | 2.4128 | F | 275.5632 | 262 | df
443 | GF | 24.3 | 11.7056 | 2006 |  |  |  | 24.3 | 11.7056 | 2006 | 3.1905 | 2.4601 | ssreg | 43.8703 | 41.711 | ssresid
1195 | GF | 18 | 31.6599 | 2011 |  |  |  | 18 | 31.6599 | 2011 | 2.8904 | 3.4551
420 | GF | 6 | 9.6396 | 2007 |  |  |  | 6 | 9.6396 | 2007 | 1.7918 | 2.2659 |  | y=cx^m, where c=e^b
440 | GF | 10 | 16.0096 | 2006 |  |  |  | 10 | 16.0096 | 2006 | 2.3026 | 2.7732 | m | 0.56164 | 0.01043% | change
1102 | GF | 20 | 16.2936 | 2011 |  |  |  | 20 | 16.2936 | 2011 | 2.9957 | 2.7908 | c | 2.5548 | -0.01848% | from
324 | GF | 17.2 | 8.9094 | 2003 |  |  |  | 17.2 | 8.9094 | 2003 | 2.8449 | 2.1871 |  |  |  | prior
1103 | GF | 20 | 17.2995 | 2011 |  |  |  | 20 | 17.2995 | 2011 | 2.9957 | 2.8507 |  |  |  | iteration
386 | GF | 9 | 9.9511 | 2003 |  |  |  | 9 | 9.9511 | 2003 | 2.1972 | 2.2977
80 | GF | 8 | 6.0754 | 2001 |  |  |  | 8 | 6.0754 | 2001 | 2.0794 | 1.8042
1052 | GF | 13.6 | 10.9027 | 2011 |  |  |  | 13.6 | 10.9027 | 2011 | 2.6101 | 2.389
347 | GF | 10.548 | 9.3005 | 2003 |  |  |  | 10.548 | 9.3005 | 2003 | 2.3559 | 2.2301
1358 | GF | 27 | 13.0727 | 2011 |  |  |  | 27 | 13.0727 | 2011 | 3.2958 | 2.5705
584 | GF | 28 | 34.9037 | 2011 |  |  |  | 28 | 34.9037 | 2011 | 3.3322 | 3.5526
422 | GF | 24 | 13.6508 | 2003 |  |  |  | 24 | 13.6508 | 2003 | 3.1781 | 2.6138
944 | GF | 43 | 26.8161 | 2010 |  |  |  | 43 | 26.8161 | 2010 | 3.7612 | 3.289
387 | GF | 7.5 | 9.5131 | 2003 |  |  |  | 7.5 | 9.5131 | 2003 | 2.0149 | 2.2527
587 | GF | 17.8 | 13.1522 | 2006 |  |  |  | 17.8 | 13.1522 | 2006 | 2.8792 | 2.5766
585 | GF | 20.6 | 11.2912 | 2007 |  |  |  | 20.6 | 11.2912 | 2007 | 3.0253 | 2.424
831 | GF | 19.6 | 20.9656 | 2011 |  |  |  | 19.6 | 20.9656 | 2011 | 2.9755 | 3.0429
340 | GF | 22 | 13.3096 | 2003 |  |  |  | 22 | 13.3096 | 2003 | 3.091 | 2.5885
334 | GF | 18.8 | 7.9464 | 2003 |  |  |  | 18.8 | 7.9464 | 2003 | 2.9339 | 2.0727
343 | GF | 15.6 | 13.9997 | 2003 |  |  |  | 15.6 | 13.9997 | 2003 | 2.7473 | 2.639
358 | GF | 19.8 | 7.2249 | 2003 |  |  |  | 19.8 | 7.2249 | 2003 | 2.9857 | 1.9775
702 | GF | 28.4 | 5.2102 | 2007 |  |  |  | 28.4 | 5.2102 | 2007 | 3.3464 | 1.6506
526 | GF | 19 | 13.7588 | 2007 |  |  |  | 19 | 13.7588 | 2007 | 2.9444 | 2.6217
288 | GF | 12 | 4.4534 | 2001 |  |  |  | 12 | 4.4534 | 2001 | 2.4849 | 1.4937
851 | GF | 25 | 12.9318 | 2007 |  |  |  | 25 | 12.9318 | 2007 | 3.2189 | 2.5597
648 | GF | 15 | 14.9737 | 2007 |  |  |  | 15 | 14.9737 | 2007 | 2.7081 | 2.7063
855 | GF | 23 | 28.6671 | 2011 |  |  |  | 23 | 28.6671 | 2011 | 3.1355 | 3.3557
700 | GF | 9.8 | 7.0658 | 2007 |  |  |  | 9.8 | 7.0658 | 2007 | 2.2824 | 1.9553
683 | GF | 30 | 16.0323 | 2011 |  |  |  | 30 | 16.0323 | 2011 | 3.4012 | 2.7746
559 | GF | 115 | 56.8595 | 2011 |  |  |  | 115 | 56.8595 | 2011 | 4.7449 | 4.0406
1074 | GF | 67 | 43.1388 | 2011 |  |  |  | 67 | 43.1388 | 2011 | 4.2047 | 3.7644
34 | GF | 16 | 7.5134 | 2000 |  |  |  | 16 | 7.5134 | 2000 | 2.7726 | 2.0167
433 | GF | 25 | 22.3083 | 2003 |  |  |  | 25 | 22.3083 | 2003 | 3.2189 | 3.105
79A | GF | 8 | 5.0823 | 2000 |  |  |  | 8 | 5.0823 | 2000 | 2.0794 | 1.6258
10A | GF | 6.2 | 8.916 | 2001 |  |  |  | 6.2 | 8.916 | 2001 | 1.8245 | 2.1878
345 | GF | 35 | 8.369 | 2003 |  |  |  | 35 | 8.369 | 2003 | 3.5553 | 2.1245
1049 | GF | 15.2 | 54.5518 | 2011 |  |  |  | 15.2 | 54.5518 | 2011 | 2.7213 | 3.9992
230 | GF | 17 | 10.7399 | 2003 |  |  |  | 17 | 10.7399 | 2003 | 2.8332 | 2.374
79B | GF | 8 | 3.3788 | 2000 |  |  |  | 8 | 3.3788 | 2000 | 2.0794 | 1.2175
10B | GF | 9.406 | 9.7991 | 2001 |  |  |  | 9.406 | 9.7991 | 2001 | 2.2413 | 2.2823
8 | GF | 18 | 11.9841 | 2000 |  |  |  | 18 | 11.9841 | 2000 | 2.8904 | 2.4836
487 | GF | 22 | 16.6067 | 2007 |  |  |  | 22 | 16.6067 | 2007 | 3.091 | 2.8098
385 | GF | 7.5 | 8.5881 | 2003 |  |  |  | 7.5 | 8.5881 | 2003 | 2.0149 | 2.1504
865 | GF | 25 | 8.6092 | 2007 |  |  |  | 25 | 8.6092 | 2007 | 3.2189 | 2.1528
863 | GF | 25 | 8.2434 | 2007 |  |  |  | 25 | 8.2434 | 2007 | 3.2189 | 2.1094
527 | GF | 17 | 6.9319 | 2007 |  |  |  | 17 | 6.9319 | 2007 | 2.8332 | 1.9361
595 | GF | 11 | 19.0874 | 2007 |  |  |  | 11 | 19.0874 | 2007 | 2.3979 | 2.949
528 | GF | 17 | 5.2658 | 2007 |  |  |  | 17 | 5.2658 | 2007 | 2.8332 | 1.6612
529 | GF | 17 | 7.7922 | 2007 |  |  |  | 17 | 7.7922 | 2007 | 2.8332 | 2.0531
1095 | GF | 18 | 11.9234 | 2011 |  |  |  | 18 | 11.9234 | 2011 | 2.8904 | 2.4785
561 | GF | 46 | 58.1001 | 2011 |  |  |  | 46 | 58.1001 | 2011 | 3.8286 | 4.0622
1018 | GF | 3 | 10.6346 | 2011 |  |  |  | 3 | 10.6346 | 2011 | 1.0986 | 2.3641
360 | GF | 22 | 7.1175 | 2003 |  |  |  | 22 | 7.1175 | 2003 | 3.091 | 1.9626
1106 | GF | 12 | 20.2179 | 2011 |  |  |  | 12 | 20.2179 | 2011 | 2.4849 | 3.0066
899 | GF | 25 | 15.1725 | 2010 |  |  |  | 25 | 15.1725 | 2010 | 3.2189 | 2.7195
1191 | GF | 11 | 12.6281 | 2011 |  |  |  | 11 | 12.6281 | 2011 | 2.3979 | 2.5359
1115 | GF | 10 | 24.3628 | 2011 |  |  |  | 10 | 24.3628 | 2011 | 2.3026 | 3.1931
1053 | GF | 9 | 14.7144 | 2011 |  |  |  | 9 | 14.7144 | 2011 | 2.1972 | 2.6888
864 | GF | 25 | 9.8258 | 2007 |  |  |  | 25 | 9.8258 | 2007 | 3.2189 | 2.285
834 | GF | 45 | 25.7984 | 2010 |  |  |  | 45 | 25.7984 | 2010 | 3.8067 | 3.2503
722 | GF | 10.5 | 13.5015 | 2010 |  |  |  | 10.5 | 13.5015 | 2010 | 2.3514 | 2.6028
927 | GF | 60 | 25.8871 | 2011 |  |  |  | 60 | 25.8871 | 2011 | 4.0943 | 3.2537
1068 | GF | 11.2 | 26.9182 | 2011 |  |  |  | 11.2 | 26.9182 | 2011 | 2.4159 | 3.2928
506 | GF | 20 | 13.9693 | 2003 |  |  |  | 20 | 13.9693 | 2003 | 2.9957 | 2.6369
456 | GF | 16 | 17.647 | 2007 |  |  |  | 16 | 17.647 | 2007 | 2.7726 | 2.8706
130 | GF | 18 | 8.437 | 2001 |  |  |  | 18 | 8.437 | 2001 | 2.8904 | 2.1326
308 | GF | 10 | 8.8754 | 2003 |  |  |  | 10 | 8.8754 | 2003 | 2.3026 | 2.1833
829 | GF | 20 | 27.7611 | 2011 |  |  |  | 20 | 27.7611 | 2011 | 2.9957 | 3.3236
425 | GF | 17 | 11.7254 | 2006 |  |  |  | 17 | 11.7254 | 2006 | 2.8332 | 2.4618
333 | GF | 12 | 7.5607 | 2003 |  |  |  | 12 | 7.5607 | 2003 | 2.4849 | 2.023
769 | GF | 40 | 26.3813 | 2007 |  |  |  | 40 | 26.3813 | 2007 | 3.6889 | 3.2727
948 | GF | 57 | 12.6537 | 2014 |  |  |  | 57 | 12.6537 | 2014 | 4.0431 | 2.5379
1128 | GF | 45 | 63.5562 | 2013 |  |  |  | 45 | 63.5562 | 2013 | 3.8067 | 4.1519
1214 | GF | 52 | 22.6317 | 2013 |  |  |  | 52 | 22.6317 | 2013 | 3.9512 | 3.1194
1225 | GF | 20 | 18.6367 | 2013 |  |  |  | 20 | 18.6367 | 2013 | 2.9957 | 2.9251
1263 | GF | 8 | 19.6117 | 2013 |  |  |  | 8 | 19.6117 | 2013 | 2.0794 | 2.9761
1309 | GF | 15 | 16.1093 | 2013 |  |  |  | 15 | 16.1093 | 2013 | 2.7081 | 2.7794
1349 | GF | 34 | 8.968 | 2013 |  |  |  | 34 | 8.968 | 2013 | 3.5264 | 2.1937
1358 | GF | 27 | 13.0727 | 2013 |  |  |  | 27 | 13.0727 | 2013 | 3.2958 | 2.5705
1404 | GF | 35 | 35.2763 | 2013 |  |  |  | 35 | 35.2763 | 2013 | 3.5553 | 3.5632
1482 | GF | 18.4 | 18.7658 | 2013 |  |  |  | 18.4 | 18.7658 | 2013 | 2.9124 | 2.932
1515 | GF | 7.2 | 12.9927 | 2013 |  |  |  | 7.2 | 12.9927 | 2013 | 1.9741 | 2.5644
1618 | GF | 21 | 15.966 | 2016 |  |  |  | 21 | 15.966 | 2016 | 3.0445 | 2.7705
1634 | GF | 17.9 | 17.1728 | 2015 |  |  |  | 17.9 | 17.1728 | 2015 | 2.8848 | 2.8433
1258 | GF | 46 | 53.5183 | 2017 |  |  |  | 46 | 53.5183 | 2017 | 3.8286 | 3.98
1284 | GF | 24.1 | 7.0843 | 2013 |  |  |  | 24.1 | 7.0843 | 2013 | 3.1822 | 1.9579
Pre-01 | GF | 2.2 | 2.4934 | 1990 |  |  |  | 2.2 | 2.4934 | 1990 | 0.78846 | 0.91364
Pre-02 | GF | 1.464 | 1.494 | 1987 |  |  |  | 1.464 | 1.494 | 1987 | 0.38117 | 0.40147
Pre-03 | GF | 4.075 | 1.9369 | 1990 |  |  |  | 4.075 | 1.9369 | 1990 | 1.4049 | 0.66111
Pre-04 | GF | 10 | 8.5265 | 1991 |  |  |  | 10 | 8.5265 | 1991 | 2.3026 | 2.1432
Pre-05 | GF | 4.8 | 4.0522 | 1988 |  |  |  | 4.8 | 4.0522 | 1988 | 1.5686 | 1.3993
Pre-06 | GF | 5.1 | 9.6482 | 1989 |  |  |  | 5.1 | 9.6482 | 1989 | 1.6292 | 2.2668
Pre-07 | GF | 6.9 | 5.0294 | 1997 |  |  |  | 6.9 | 5.0294 | 1997 | 1.9315 | 1.6153
Pre-08 | GF | 11.8 | 6.3729 | 1987 |  |  |  | 11.8 | 6.3729 | 1987 | 2.4681 | 1.8521
Pre-09 | GF | 9.7 | 2.9443 | 1997 |  |  |  | 9.7 | 2.9443 | 1997 | 2.2721 | 1.0799
Pre-10 | GF | 6.12 | 13.4811 | 1990 |  |  |  | 6.12 | 13.4811 | 1990 | 1.8116 | 2.6013
Pre-11 | GF | 6.2672 | 2.9102 | 1987 |  |  |  | 6.2672 | 2.9102 | 1987 | 1.8353 | 1.0682
Pre-12 | GF | 6.366 | 9.8907 | 1993 |  |  |  | 6.366 | 9.8907 | 1993 | 1.851 | 2.2916
Pre-13 | GF | 8.5 | 5.9446 | 1990 |  |  |  | 8.5 | 5.9446 | 1990 | 2.1401 | 1.7825
Pre-14 | GF | 46.55 | 7.1936 | 1991 |  |  |  | 46.55 | 7.1936 | 1991 | 3.8405 | 1.9732
Pre-15 | GF | 56.8 | 17.5945 | 1990 |  |  |  | 56.8 | 17.5945 | 1990 | 4.0395 | 2.8676
Pre-16 | GF | 81.576 | 14.0262 | 1988 |  |  |  | 81.576 | 14.0262 | 1988 | 4.4015 | 2.6409
Pre-17 | GF | 95.2 | 14.2199 | 1999 |  |  |  | 95.2 | 14.2199 | 1999 | 4.556 | 2.6546
Pre-18 | GF | 122.772 | 23.4475 | 1990 |  |  |  | 122.772 | 23.4475 | 1990 | 4.8103 | 3.1548
1184 | UG | 30 | 17.2569 | 2013 | 18.2 | 18.8693 | 2012 | 48.2 | 36.1262 | 2013 | 3.8754 | 3.587
457 | UG | 10.77 | 9.7076 | 1990 | 10 | 3.2891 | 2006 | 20.77 | 12.9967 | 2006 | 3.0335 | 2.5647
407 | UG | 25.4 | 15.7169 | 1982 | 2 | 0.60107 | 2004 | 27.4 | 16.318 | 2004 | 3.3105 | 2.7923
706 | UG | 14.85 | 11.6267 | 1984 | 14.25 | 5.8346 | 2008 | 29.1 | 17.4614 | 2008 | 3.3707 | 2.86
1070 | UG | 34 | 18.5135 | 1984 | 4.9 | 0.83608 | 2011 | 38.9 | 19.3496 | 2011 | 3.661 | 2.9627
1264 | UG | 38.9 | 19.9676 | 1984 | 7.2 | 8.0579 | 2013 | 46.1 | 28.0255 | 2013 | 3.8308 | 3.3331
1208 | UG | 14.1 | 11.2932 | 1961 | 11.5 | 2.7992 | 2012 | 25.6 | 14.0924 | 2012 | 3.2426 | 2.6456
655 | UG | 12.053 | 10.341 | 1974 | 2.339 | 0.59465 | 2007 | 14.392 | 10.9356 | 2007 | 2.6667 | 2.392
733 | UG | 24.3 | 15.331 | 2007 | 17.1 | 6.7726 | 2009 | 41.4 | 22.1036 | 2009 | 3.7233 | 3.0957
401 | UG | 2 | 3.7713 | 1986 | 1.5 | 0.36204 | 2004 | 3.5 | 4.1333 | 2004 | 1.2528 | 1.4191
1412 | UG | 3.5 | 5.1639 | 1986 | 11 | 4.3575 | 2015 | 14.5 | 9.5213 | 2015 | 2.6741 | 2.2535
1318 | UG | 22.3 | 14.609 | 1997 | 28.9 | 1.6878 | 2013 | 51.2 | 16.2969 | 2013 | 3.9357 | 2.791
1194 | UG | 5.8 | 6.8575 | 1980 | 9.6 | 1.6086 | 2011 | 15.4 | 8.4661 | 2011 | 2.7344 | 2.1361
804 | UG | 14.429 | 11.4405 | 1982 | 9.871 | 9.1567 | 2009 | 24.3 | 20.5972 | 2009 | 3.1905 | 3.0252
365 | UG | 15.9 | 12.0815 | 1982 | 0.269 | 0.59607 | 2003 | 16.169 | 12.6776 | 2003 | 2.7831 | 2.5398
708 | UG | 16.2 | 12.209 | 1982 | 11.5 | 6.8375 | 2007 | 27.7 | 19.0464 | 2007 | 3.3214 | 2.9469
1568 | UG | 27.7 | 16.5009 | 1997 | 8.1 | 3.5849 | 2015 | 35.8 | 20.0858 | 2015 | 3.5779 | 3
398 | UG | 27.329 | 16.3765 | 1981 | 2 | 1.4547 | 2004 | 29.329 | 17.8311 | 2004 | 3.3786 | 2.8809
1642 | UG | 16.12 | 12.1751 | unknown | 2.78 | 10.1341 | 2015 | 18.9 | 22.3092 | 2015 | 2.9392 | 3.105
522 | UG | 38.7 | 19.9099 | 1981 | 2.3 | 0.49327 | 2006 | 41 | 20.4031 | 2006 | 3.7136 | 3.0157
170 | UG | 20.4 | 13.8964 | unknown | 5.6 | 4.4337 | 2001 | 26 | 18.3301 | 2001 | 3.2581 | 2.9085
170 | UG | 21.6 | 14.3497 | unknown | 1 | 4.883 | 2001 | 22.6 | 19.2327 | 2001 | 3.1179 | 2.9566
1366 | UG | 25.5 | 15.7516 | 0 | 14 | 5.5737 | 2013 | 39.5 | 21.3253 | 2013 | 3.6763 | 3.0599
170 | UG | 5.4 | 6.5877 | unknown | 10.6 | 5.2097 | 2001 | 16 | 11.7974 | 2001 | 2.7726 | 2.4679
1350 | UG | 16 | 12.1241 | 0 | 20 | 6.53 | 2013 | 36 | 18.6541 | 2013 | 3.5835 | 2.9261
658 | UG | 1.6 | 3.3271 | 1996 | 13.2 | 7.1147 | 2008 | 14.8 | 10.4418 | 2008 | 2.6946 | 2.3458
897 | UG | 14.8 | 11.6047 | 1996 | 3 | 6.2372 | 2010 | 17.8 | 17.8419 | 2010 | 2.8792 | 2.8816
483 | UG | 20.7 | 14.0108 | 1986 | 18.1 | 3.6201 | 2005 | 38.8 | 17.6309 | 2005 | 3.6584 | 2.8697
1494 | UG | 13.3 | 10.9288 | 0 | 6 | 6.4297 | 2014 | 19.3 | 17.3585 | 2014 | 2.9601 | 2.8541
488 | UG | 41.3 | 20.6503 | 1982 | 24.2 | 0.40463 | 2006 | 65.5 | 21.055 | 2006 | 4.1821 | 3.0471
318 | UG | 22.87 | 14.8176 | 1996 | 1 | 0.76702 | 2001 | 23.87 | 15.5846 | 2001 | 3.1726 | 2.7463
806 | UG | 23.867 | 15.1769 | 1996 | 5.433 | 0.68948 | 2008 | 29.3 | 15.8664 | 2008 | 3.3776 | 2.7642
1386 | UG | 32.7 | 18.1126 | 0 | 13.5 | 0.85934 | 2013 | 46.2 | 18.972 | 2013 | 3.833 | 2.943
928 | UG | 18.02 | 12.9612 | 1992 | 3.48 | 10.3644 | 2010 | 21.5 | 23.3256 | 2010 | 3.0681 | 3.1496
1450 | UG | 21.5 | 14.3124 | 1992 | 16.3 | 5.153 | 2014 | 37.8 | 19.4654 | 2014 | 3.6323 | 2.9686
170 | UG | 17.7 | 12.8315 | unknown | 8.8 | 1.1342 | 2001 | 26.5 | 13.9657 | 2001 | 3.2771 | 2.6366
649 | UG | 26.5 | 16.0956 | 1997 | 33.8 | 5.0181 | 2007 | 60.3 | 21.1137 | 2007 | 4.0993 | 3.0499
1203 | UG | 20.5 | 13.9346 | 1977 | 4.1 | 12.4436 | 2012 | 24.6 | 26.3782 | 2012 | 3.2027 | 3.2725
170 | UG | 7.9 | 8.1569 | 1972 | 6.1 | 2.9005 | 2001 | 14 | 11.0574 | 2001 | 2.6391 | 2.4031
363 | UG | 21.226 | 14.2096 | 1975 | 4.2 | 0.82194 | 2004 | 25.426 | 15.0316 | 2004 | 3.2358 | 2.7102
493 | UG | 25.4 | 15.7169 | 1975 | 3.3 | 3.4003 | 2006 | 28.7 | 19.1172 | 2006 | 3.3569 | 2.9506
685 | UG | 28.7 | 16.8329 | 1975 | 4.2 | 0.94607 | 2007 | 32.9 | 17.7789 | 2007 | 3.4935 | 2.878
435 | UG | 10.6 | 9.6212 | 1990 | 8.4 | 3.0774 | 2004 | 19 | 12.6986 | 2004 | 2.9444 | 2.5415
652 | UG | 10.195 | 9.413 | 1986 | 3.405 | 4.3802 | 2007 | 13.6 | 13.7932 | 2007 | 2.6101 | 2.6242
366 | UG | 11.1 | 9.8735 | 1981 | 4.8 | 0.60208 | 2003 | 15.9 | 10.4756 | 2003 | 2.7663 | 2.349
1640 | UG | 15.9 | 12.0815 | 1981 | 2.5 | 8.3244 | 2015 | 18.4 | 20.4059 | 2015 | 2.9124 | 3.0158
367 | UG | 11.211 | 9.9288 | 1988 | 1 | 0.55589 | 2004 | 12.211 | 10.4847 | 2004 | 2.5023 | 2.3499
902 | UG | 19.2 | 13.4312 | 2002 | 13.5 | 0.547 | 2009 | 32.7 | 13.9782 | 2009 | 3.4874 | 2.6375
1202 | UG | 19.4 | 13.5096 | 1989 | 1.6 | 10.745 | 2012 | 21 | 24.2547 | 2012 | 3.0445 | 3.1886
1338 | UG | 7.5 | 7.9224 | unknown | 2 | 6.6636 | 2013 | 9.5 | 14.5859 | 2013 | 2.2513 | 2.6801
212 | UG | 36.55 | 19.2809 | 1978 | 28 | 4.6265 | 2003 | 64.55 | 23.9074 | 2003 | 4.1674 | 3.1742
653 | UG | 64.55 | 26.5365 | 1977 | 1.32 | 0.56895 | 2007 | 65.87 | 27.1055 | 2007 | 4.1877 | 3.2997
1382 | UG | 24.2 | 15.2955 | unknown | 11.9 | 2.4484 | 2013 | 36.1 | 17.7439 | 2013 | 3.5863 | 2.876
874 | UG | 6.4 | 7.2472 | 1997 | 0.5 | 3.6334 | 2009 | 6.9 | 10.8806 | 2009 | 1.9315 | 2.387
491 | UG | 27.9 | 16.5677 | 1984 | 1 | 0.19252 | 2006 | 28.9 | 16.7603 | 2006 | 3.3638 | 2.819
1396 | UG | 20.6 | 13.9727 | 2009 | 5.4 | 0.37351 | 2013 | 26 | 14.3463 | 2013 | 3.2581 | 2.6635
1597 | UG | 26 | 15.9243 | 2009 | 27.3 | 4.2356 | 2015 | 53.3 | 20.1599 | 2015 | 3.9759 | 3.0037
1292 | UG | 30.3 | 17.3536 | unknown | 2.5 | 4.4712 | 2013 | 32.8 | 21.8248 | 2013 | 3.4904 | 3.083
364 | UG | 44.904 | 21.6437 | 1975 | 2 | 1.3175 | 2004 | 46.904 | 22.9612 | 2004 | 3.8481 | 3.1338
1306 | UG | 23.1 | 14.9011 | 1985 | 2.1 | 5.9849 | 2013 | 25.2 | 20.8859 | 2013 | 3.2268 | 3.0391
858 | UG | 28.4 | 16.7338 | 2009 | 13.3 | 5.4359 | 2010 | 41.7 | 22.1697 | 2010 | 3.7305 | 3.0987
1454 | UG | 41.7 | 20.7624 | 2009 | 5.7 | 0.45762 | 2013 | 47.4 | 21.22 | 2013 | 3.8586 | 3.0549
637 | UG | 15.5 | 11.9098 | 1989 | 8.4 | 5.0689 | 2007 | 23.9 | 16.9787 | 2007 | 3.1739 | 2.832
1254 | UG | 23.9 | 15.1887 | 1989 | 15.4 | 6.5284 | 2012 | 39.3 | 21.7172 | 2012 | 3.6712 | 3.0781
734 | UG | 20 | 13.7427 | 1974 | 4.4 | 11.2611 | 2011 | 24.4 | 25.0038 | 2011 | 3.1946 | 3.219
1674 | UG | 17.4 | 12.7089 | 0 | 3.7 | 10.3273 | 2016 | 21.1 | 23.0362 | 2016 | 3.0493 | 3.1371
711 | UG | 11.5 | 10.0718 | 1976 | 13.7 | 9.2618 | 2009 | 25.2 | 19.3336 | 2009 | 3.2268 | 2.9618
408 | UG | 37.7 | 19.6193 | 1976 | 2.042 | 0.58016 | 2004 | 39.742 | 20.1995 | 2004 | 3.6824 | 3.0057
698 | UG | 39.7 | 20.1972 | 1976 | 20.9 | 1.4407 | 2007 | 60.6 | 21.6378 | 2007 | 4.1043 | 3.0744
696 | UG | 9.137 | 8.8513 | 1981 | 8.063 | 0.2681 | 2007 | 17.2 | 9.1194 | 2007 | 2.8449 | 2.2104
1185 | UG | 32.4 | 18.0191 | 1988 | 2.5 | 2.8088 | 2011 | 34.9 | 20.8279 | 2011 | 3.5525 | 3.0363
568 | UG | 38.04 | 19.7185 | 1978 | 1 | 0.028819 | 2006 | 39.04 | 19.7473 | 2006 | 3.6646 | 2.983
853 | UG | 20 | 13.7427 | 1991 | 21.7 | 4.2556 | 2009 | 41.7 | 17.9983 | 2009 | 3.7305 | 2.8903
1201 | UG | 13.3 | 10.9288 | unknown | 10.6 | 7.6365 | 2012 | 23.9 | 18.5653 | 2012 | 3.1739 | 2.9213
654 | UG | 7.29 | 7.797 | 1976 | 4.41 | 0.73673 | 2007 | 11.7 | 8.5337 | 2007 | 2.4596 | 2.144
1394 | UG | 11.7 | 10.1698 | 1976 | 10 | 5.0058 | 2014 | 21.7 | 15.1755 | 2014 | 3.0773 | 2.7197
1294 | UG | 8.5 | 8.4993 | 0 | 1.6 | 4.562 | 2014 | 10.1 | 13.0613 | 2014 | 2.3125 | 2.5697
1670 | UG | 31.45 | 17.7205 | 0 | 24.25 | 2.7944 | 2016 | 55.7 | 20.5148 | 2016 | 4.02 | 3.0211
579 | UG | 17.1 | 12.5854 | unknown | 11 | 3.6516 | 2008 | 28.1 | 16.237 | 2008 | 3.3358 | 2.7873
1670 | UG | 18.79 | 13.2694 | 0 | 30.51 | 18.3637 | 2016 | 49.3 | 31.6331 | 2016 | 3.8979 | 3.4542
1083 | UG | 7.53 | 7.9401 | 1981 | 5.87 | 7.4125 | 2011 | 13.4 | 15.3527 | 2011 | 2.5953 | 2.7313
552 | UG | 20.23 | 13.8312 | 1991 | 10.47 | 1.1458 | 2006 | 30.7 | 14.977 | 2006 | 3.4243 | 2.7065
1311 | UG | 30.7 | 17.4819 | 1991 | 19.3 | 5.9841 | 2013 | 50 | 23.466 | 2013 | 3.912 | 3.1556
1078 | UG | 17.66 | 12.8152 | 1957 | 7.34 | 1.0936 | 2011 | 25 | 13.9088 | 2011 | 3.2189 | 2.6325
383 | UG | 0.51 | 1.7507 | 1984 | 8 | 3.9502 | 2005 | 8.51 | 5.7009 | 2005 | 2.1412 | 1.7406
1020 | UG | 13 | 10.7897 | 1977 | 9 | 7.345 | 2010 | 22 | 18.1346 | 2010 | 3.091 | 2.8978
1364 | UG | 8.5 | 8.4993 | 0 | 34 | 8.7951 | 2013 | 42.5 | 17.2944 | 2013 | 3.7495 | 2.8504
503 | UG | 31 | 17.5776 | 1972 | 16 | 3.8033 | 2007 | 47 | 21.3809 | 2007 | 3.8501 | 3.0625
925 | UG | 47 | 22.2054 | 1972 | 9 | 3.3165 | 2011 | 56 | 25.5219 | 2011 | 4.0254 | 3.2395
821 | UG | 25 | 15.5774 | 2006 | 32 | 9.4177 | 2011 | 57 | 24.9952 | 2011 | 4.0431 | 3.2187
486 | UG | 10.81 | 9.7278 | 1993 | 3.14 | 0.34692 | 2005 | 13.95 | 10.0747 | 2005 | 2.6355 | 2.31
779 | UG | 13.95 | 11.2256 | 1993 | 4.05 | 0.91576 | 2008 | 18 | 12.1414 | 2008 | 2.8904 | 2.4966
1416 | UG | 18 | 12.9532 | 1993 | 6 | 1.4182 | 2014 | 24 | 14.3713 | 2014 | 3.1781 | 2.6652
554 | UG | 23 | 14.8648 | 1968 | 8.26 | 1.0611 | 2006 | 31.26 | 15.9259 | 2006 | 3.4423 | 2.7679
1581 | UG | 7.44 | 7.8867 | unknown | 9.36 | 5.3848 | 2015 | 16.8 | 13.2715 | 2015 | 2.8214 | 2.5856
880 | UG | 8.95 | 8.7491 | 1966 | 2.05 | 4.5764 | 2010 | 11 | 13.3255 | 2010 | 2.3979 | 2.5897
1047 | UG | 10 | 9.3115 | 1965 | 5 | 6.2586 | 2012 | 15 | 15.5701 | 2012 | 2.7081 | 2.7454
1045 | UG | 24.066 | 15.2479 | 1971 | 7.934 | 3.8009 | 2011 | 32 | 19.0488 | 2011 | 3.4657 | 2.947
1616 | UG | 21.68 | 14.3795 | unknown | 25.75 | 0.84819 | 2015 | 47.43 | 15.2277 | 2015 | 3.8593 | 2.7231
362 | UG | 51.8 | 23.4518 | 1971 | 1 | 0.78848 | 2004 | 52.8 | 24.2402 | 2004 | 3.9665 | 3.188
924 | UG | 45.94 | 21.9228 | 1982 | 6.06 | 1.4264 | 2010 | 52 | 23.3492 | 2010 | 3.9512 | 3.1506
1241 | UG | 20.29 | 13.8543 | unknown | 6 | 2.625 | 2012 | 26.29 | 16.4793 | 2012 | 3.2692 | 2.8021
438 | UG | 8.246 | 8.3557 | 1978 | 1 | 0.18095 | 2004 | 9.246 | 8.5366 | 2004 | 2.2242 | 2.1444
748 | UG | 25.541 | 15.7658 | 1995 | 1 | 0.38858 | 2008 | 26.541 | 16.1544 | 2008 | 3.2787 | 2.7822
1319 | UG | 15.71 | 12.0002 | 0 | 4.29 | 3.2377 | 2014 | 20 | 15.2379 | 2014 | 2.9957 | 2.7238
618 | UG | 11 | 9.8235 | 1995 | 11.5 | 2.3465 | 2006 | 22.5 | 12.1699 | 2006 | 3.1135 | 2.499
712 | UG | 7.5 | 7.9224 | 1980 | 1 | 7.8904 | 2011 | 8.5 | 15.8128 | 2011 | 2.1401 | 2.7608
726 | UG | 25.6354 | 15.7985 | 1982 | 5.3646 | 1.0316 | 2008 | 31 | 16.8302 | 2008 | 3.434 | 2.8232
530 | UG | 25 | 15.5774 | 1982 | 20 | 4.5023 | 2006 | 45 | 20.0797 | 2006 | 3.8067 | 2.9997
755 | UG | 8.698 | 8.6099 | 1983 | 3.302 | 0.74649 | 2008 | 12 | 9.3564 | 2008 | 2.4849 | 2.2361
1081 | UG | 12 | 10.3154 | 1983 | 4 | 0.74616 | 2010 | 16 | 11.0615 | 2010 | 2.7726 | 2.4035
307 | UG | 9.07 | 8.8148 | 1985 | 1.002 | 2.5231 | 2003 | 10.072 | 11.3379 | 2003 | 2.3098 | 2.4281
1466 | UG | 10.07 | 9.348 | 1985 | 4.93 | 4.6348 | 2015 | 15 | 13.9829 | 2015 | 2.7081 | 2.6378
1091 | UG | 16.06 | 12.1496 | 1982 | 24.34 | 7.6638 | 2011 | 40.4 | 19.8134 | 2011 | 3.6988 | 2.9864
666 | UG | 25.92 | 15.8968 | 1987 | 14.08 | 3.6888 | 2008 | 40 | 19.5856 | 2008 | 3.6889 | 2.9748
556 | UG | 8.656 | 8.5865 | 1985 | 4.344 | 3.2484 | 2007 | 13 | 11.8349 | 2007 | 2.5649 | 2.4711
452 | UG | 10.781 | 9.7131 | 1986 | 3.619 | 3.4437 | 2005 | 14.4 | 13.1568 | 2005 | 2.6672 | 2.5769
613 | UG | 6.2 | 7.1192 | 1999 | 2.2 | 0.43132 | 2006 | 8.4 | 7.5505 | 2006 | 2.1282 | 2.0216
778 | UG | 0.1 | 0.70121 | 1988 | 1.9 | 0.48701 | 2008 | 2 | 1.1882 | 2008 | 0.69315 | 0.17246
1571 | UG | 2 | 3.7713 | 1988 | 11 | 1.592 | 2016 | 13 | 5.3633 | 2016 | 2.5649 | 1.6796
525 | UG | 11.55 | 10.0963 | 1995 | 14 | 2.1078 | 2006 | 25.55 | 12.2042 | 2006 | 3.2406 | 2.5018
1324 | UG | 15.8 | 12.0388 | 2012 | 12.3 | 2.2693 | 2014 | 28.1 | 14.3081 | 2014 | 3.3358 | 2.6608
511 | UG | 13.95 | 11.2256 | 2004 | 4.05 | 0.42904 | 2004 | 18 | 11.6546 | 2004 | 2.8904 | 2.4557
1094 | UG | 18 | 12.9532 | 2004 | 6 | 1.0646 | 2011 | 24 | 14.0178 | 2011 | 3.1781 | 2.6403
775 | UG | 8 | 8.2148 | 2002 | 7 | 1.4059 | 2008 | 15 | 9.6206 | 2008 | 2.7081 | 2.2639
1646 | UG | 2.88 | 4.6283 | unknown | 3.52 | 6.6896 | 2016 | 6.4 | 11.3179 | 2016 | 1.8563 | 2.4264
467 | UG | 5.7 | 6.7908 | 1996 | 7.9 | 3.4855 | 2005 | 13.6 | 10.2763 | 2005 | 2.6101 | 2.3298
437 | UG | 23 | 14.8648 | 2001 | 17 | 3.6314 | 2008 | 40 | 18.4962 | 2008 | 3.6889 | 2.9176
1233 | UG | 40 | 20.2827 | 2001 | 10 | 3.8904 | 2011 | 50 | 24.1731 | 2011 | 3.912 | 3.1852
361 | UG | 12.22 | 10.4212 | 1986 | 13 | 1.172 | 2002 | 25.22 | 11.5931 | 2002 | 3.2276 | 2.4504
645 | UG | 25.22 | 15.6543 | 1986 | 1 | 0.22668 | 2006 | 26.22 | 15.8809 | 2006 | 3.2665 | 2.7651
720 | UG | 5.29 | 6.512 | 1974 | 3.91 | 3.2147 | 2009 | 9.2 | 9.7267 | 2009 | 2.2192 | 2.2749
1554 | UG | 18 | 12.9532 | 2013 | 13 | 4.0041 | 2015 | 31 | 16.9573 | 2015 | 3.434 | 2.8307
1570 | UG | 12 | 10.3154 | 0 | 7 | 5.7129 | 2016 | 19 | 16.0283 | 2016 | 2.9444 | 2.7744
1280 | UG | 10 | 9.3115 | 0 | 10 | 3.9567 | 2013 | 20 | 13.2682 | 2013 | 2.9957 | 2.5854
659 | UG | 51 | 23.2477 | 1974 | 7 | 0.19039 | 2006 | 58 | 23.4381 | 2006 | 4.0604 | 3.1544
1240 | UG | 9 | 8.7765 | 0 | 12 | 2.4762 | 2013 | 21 | 11.2528 | 2013 | 3.0445 | 2.4206
317 | UG | 26.67 | 16.1535 | 1978 | 8.46 | 3.7336 | 2002 | 35.13 | 19.8871 | 2002 | 3.5591 | 2.9901
1678 | UG | 71.19 | 28.0365 | 0 | 3.81 | 0.18769 | 2015 | 75 | 28.2242 | 2015 | 4.3175 | 3.3402
620 | UG | 66.04 | 26.8788 | unknown | 1 | 0.052327 | 2006 | 67.04 | 26.9311 | 2006 | 4.2053 | 3.2933
1085 | UG | 67.04 | 27.1066 | unknown | 2 | 0.079312 | 2010 | 69.04 | 27.1859 | 2010 | 4.2347 | 3.3027
836 | UG | 33.963 | 18.5022 | 1974 | 10.037 | 0.20825 | 2008 | 44 | 18.7105 | 2008 | 3.7842 | 2.9291
1417 | UG | 53.176 | 23.7996 | 0 | 2.824 | 0.36632 | 2013 | 56 | 24.1659 | 2013 | 4.0254 | 3.1849
1575 | UG | 107.8 | 35.3934 | 0 | 2.2 | 0.084606 | 2014 | 110 | 35.478 | 2014 | 4.7005 | 3.5689
1480 | UG | 92 | 32.3793 | 0 | 9 | 1.4186 | 2015 | 101 | 33.7979 | 2015 | 4.6151 | 3.5204
1644 | UG | 25 | 15.5774 | 0 | 14 | 6.4882 | 2016 | 39 | 22.0656 | 2016 | 3.6636 | 3.094
1276 | UG | 34 | 18.5135 | unknown | 4 | 0.69755 | 2012 | 38 | 19.2111 | 2012 | 3.6376 | 2.9555
823 | UG | 10 | 9.3115 | unknown | 25 | 8.3157 | 2009 | 35 | 17.6271 | 2009 | 3.5553 | 2.8694
1046 | UG | 33 | 18.2057 | unknown | 17 | 13.8381 | 2011 | 50 | 32.0438 | 2011 | 3.912 | 3.4671
873 | UG | 38 | 19.7068 | unknown | 10 | 10.835 | 2011 | 48 | 30.5418 | 2011 | 3.8712 | 3.4191
630 | UG | 36.4 | 19.2364 | unknown | 3.6 | 0.76182 | 2007 | 40 | 19.9983 | 2007 | 3.6889 | 2.9956
1107 | UG | 16 | 12.1241 | 2010 | 24 | 7.7 | 2014 | 40 | 19.8241 | 2014 | 3.6889 | 2.9869
682 | UG | 12 | 10.3154 | 2005 | 18 | 4.2252 | 2009 | 30 | 14.5406 | 2009 | 3.4012 | 2.6769
643 | UG | 53.37 | 23.8483 | unknown | 0.5 | 4.4087 | 2009 | 53.87 | 28.257 | 2009 | 3.9866 | 3.3413
* Type is either Greenfield (“GF”) or Upgrade (“UG”), where Upgrade refers to additional facilities that increase the capacity of an existing Greenfield project
** For Iteration 8, Greenfield Cost for an Upgrade project is estimated using the Iteration 7 power curve for greenfield and upgrade projects

## GF + UG Iteration 9
Alberta Electric System Operator
2018 ISO Tariff Application
Appendix W - Option 2 POD Cost Function Workbook
Ninth-Interation Calculation of Power Curve for Greenfield and Upgrade Projects
September 14, 2017 |  | 0 MW removed
Project | Type * | Greenfield MW | Greenfield Cost ** | Greenfield Year | Upgrade MW | Upgrade Cost | Upgrade Year | Total MW | Total Cost | Total Year | LN(MW) | LN(Cost) |  | ln(y)=m*ln(x) + b Linear Regression
476 | GF | 14 | 16.8618 | 2003 |  |  |  | 14 | 16.8618 | 2003 | 2.6391 | 2.8251 | m | 0.56166 | 0.9379 | b
478 | GF | 8.5 | 6.0182 | 2003 |  |  |  | 8.5 | 6.0182 | 2003 | 2.1401 | 1.7948 | se | 0.033834 | 0.10725 | seb
473 | GF | 30 | 14.999 | 2003 |  |  |  | 30 | 14.999 | 2003 | 3.4012 | 2.708 | R2 | 0.51263 | 0.399 | sev
1042 | GF | 13 | 11.1648 | 2011 |  |  |  | 13 | 11.1648 | 2011 | 2.5649 | 2.4128 | F | 275.5787 | 262 | df
443 | GF | 24.3 | 11.7056 | 2006 |  |  |  | 24.3 | 11.7056 | 2006 | 3.1905 | 2.4601 | ssreg | 43.8734 | 41.7116 | ssresid
1195 | GF | 18 | 31.6599 | 2011 |  |  |  | 18 | 31.6599 | 2011 | 2.8904 | 3.4551
420 | GF | 6 | 9.6396 | 2007 |  |  |  | 6 | 9.6396 | 2007 | 1.7918 | 2.2659 |  | y=cx^m, where c=e^b
440 | GF | 10 | 16.0096 | 2006 |  |  |  | 10 | 16.0096 | 2006 | 2.3026 | 2.7732 | m | 0.56166 | 0.003539% | change
1102 | GF | 20 | 16.2936 | 2011 |  |  |  | 20 | 16.2936 | 2011 | 2.9957 | 2.7908 | c | 2.5546 | -0.006767% | from
324 | GF | 17.2 | 8.9094 | 2003 |  |  |  | 17.2 | 8.9094 | 2003 | 2.8449 | 2.1871 |  |  |  | prior
1103 | GF | 20 | 17.2995 | 2011 |  |  |  | 20 | 17.2995 | 2011 | 2.9957 | 2.8507 |  |  |  | iteration
386 | GF | 9 | 9.9511 | 2003 |  |  |  | 9 | 9.9511 | 2003 | 2.1972 | 2.2977
80 | GF | 8 | 6.0754 | 2001 |  |  |  | 8 | 6.0754 | 2001 | 2.0794 | 1.8042
1052 | GF | 13.6 | 10.9027 | 2011 |  |  |  | 13.6 | 10.9027 | 2011 | 2.6101 | 2.389
347 | GF | 10.548 | 9.3005 | 2003 |  |  |  | 10.548 | 9.3005 | 2003 | 2.3559 | 2.2301
1358 | GF | 27 | 13.0727 | 2011 |  |  |  | 27 | 13.0727 | 2011 | 3.2958 | 2.5705
584 | GF | 28 | 34.9037 | 2011 |  |  |  | 28 | 34.9037 | 2011 | 3.3322 | 3.5526
422 | GF | 24 | 13.6508 | 2003 |  |  |  | 24 | 13.6508 | 2003 | 3.1781 | 2.6138
944 | GF | 43 | 26.8161 | 2010 |  |  |  | 43 | 26.8161 | 2010 | 3.7612 | 3.289
387 | GF | 7.5 | 9.5131 | 2003 |  |  |  | 7.5 | 9.5131 | 2003 | 2.0149 | 2.2527
587 | GF | 17.8 | 13.1522 | 2006 |  |  |  | 17.8 | 13.1522 | 2006 | 2.8792 | 2.5766
585 | GF | 20.6 | 11.2912 | 2007 |  |  |  | 20.6 | 11.2912 | 2007 | 3.0253 | 2.424
831 | GF | 19.6 | 20.9656 | 2011 |  |  |  | 19.6 | 20.9656 | 2011 | 2.9755 | 3.0429
340 | GF | 22 | 13.3096 | 2003 |  |  |  | 22 | 13.3096 | 2003 | 3.091 | 2.5885
334 | GF | 18.8 | 7.9464 | 2003 |  |  |  | 18.8 | 7.9464 | 2003 | 2.9339 | 2.0727
343 | GF | 15.6 | 13.9997 | 2003 |  |  |  | 15.6 | 13.9997 | 2003 | 2.7473 | 2.639
358 | GF | 19.8 | 7.2249 | 2003 |  |  |  | 19.8 | 7.2249 | 2003 | 2.9857 | 1.9775
702 | GF | 28.4 | 5.2102 | 2007 |  |  |  | 28.4 | 5.2102 | 2007 | 3.3464 | 1.6506
526 | GF | 19 | 13.7588 | 2007 |  |  |  | 19 | 13.7588 | 2007 | 2.9444 | 2.6217
288 | GF | 12 | 4.4534 | 2001 |  |  |  | 12 | 4.4534 | 2001 | 2.4849 | 1.4937
851 | GF | 25 | 12.9318 | 2007 |  |  |  | 25 | 12.9318 | 2007 | 3.2189 | 2.5597
648 | GF | 15 | 14.9737 | 2007 |  |  |  | 15 | 14.9737 | 2007 | 2.7081 | 2.7063
855 | GF | 23 | 28.6671 | 2011 |  |  |  | 23 | 28.6671 | 2011 | 3.1355 | 3.3557
700 | GF | 9.8 | 7.0658 | 2007 |  |  |  | 9.8 | 7.0658 | 2007 | 2.2824 | 1.9553
683 | GF | 30 | 16.0323 | 2011 |  |  |  | 30 | 16.0323 | 2011 | 3.4012 | 2.7746
559 | GF | 115 | 56.8595 | 2011 |  |  |  | 115 | 56.8595 | 2011 | 4.7449 | 4.0406
1074 | GF | 67 | 43.1388 | 2011 |  |  |  | 67 | 43.1388 | 2011 | 4.2047 | 3.7644
34 | GF | 16 | 7.5134 | 2000 |  |  |  | 16 | 7.5134 | 2000 | 2.7726 | 2.0167
433 | GF | 25 | 22.3083 | 2003 |  |  |  | 25 | 22.3083 | 2003 | 3.2189 | 3.105
79A | GF | 8 | 5.0823 | 2000 |  |  |  | 8 | 5.0823 | 2000 | 2.0794 | 1.6258
10A | GF | 6.2 | 8.916 | 2001 |  |  |  | 6.2 | 8.916 | 2001 | 1.8245 | 2.1878
345 | GF | 35 | 8.369 | 2003 |  |  |  | 35 | 8.369 | 2003 | 3.5553 | 2.1245
1049 | GF | 15.2 | 54.5518 | 2011 |  |  |  | 15.2 | 54.5518 | 2011 | 2.7213 | 3.9992
230 | GF | 17 | 10.7399 | 2003 |  |  |  | 17 | 10.7399 | 2003 | 2.8332 | 2.374
79B | GF | 8 | 3.3788 | 2000 |  |  |  | 8 | 3.3788 | 2000 | 2.0794 | 1.2175
10B | GF | 9.406 | 9.7991 | 2001 |  |  |  | 9.406 | 9.7991 | 2001 | 2.2413 | 2.2823
8 | GF | 18 | 11.9841 | 2000 |  |  |  | 18 | 11.9841 | 2000 | 2.8904 | 2.4836
487 | GF | 22 | 16.6067 | 2007 |  |  |  | 22 | 16.6067 | 2007 | 3.091 | 2.8098
385 | GF | 7.5 | 8.5881 | 2003 |  |  |  | 7.5 | 8.5881 | 2003 | 2.0149 | 2.1504
865 | GF | 25 | 8.6092 | 2007 |  |  |  | 25 | 8.6092 | 2007 | 3.2189 | 2.1528
863 | GF | 25 | 8.2434 | 2007 |  |  |  | 25 | 8.2434 | 2007 | 3.2189 | 2.1094
527 | GF | 17 | 6.9319 | 2007 |  |  |  | 17 | 6.9319 | 2007 | 2.8332 | 1.9361
595 | GF | 11 | 19.0874 | 2007 |  |  |  | 11 | 19.0874 | 2007 | 2.3979 | 2.949
528 | GF | 17 | 5.2658 | 2007 |  |  |  | 17 | 5.2658 | 2007 | 2.8332 | 1.6612
529 | GF | 17 | 7.7922 | 2007 |  |  |  | 17 | 7.7922 | 2007 | 2.8332 | 2.0531
1095 | GF | 18 | 11.9234 | 2011 |  |  |  | 18 | 11.9234 | 2011 | 2.8904 | 2.4785
561 | GF | 46 | 58.1001 | 2011 |  |  |  | 46 | 58.1001 | 2011 | 3.8286 | 4.0622
1018 | GF | 3 | 10.6346 | 2011 |  |  |  | 3 | 10.6346 | 2011 | 1.0986 | 2.3641
360 | GF | 22 | 7.1175 | 2003 |  |  |  | 22 | 7.1175 | 2003 | 3.091 | 1.9626
1106 | GF | 12 | 20.2179 | 2011 |  |  |  | 12 | 20.2179 | 2011 | 2.4849 | 3.0066
899 | GF | 25 | 15.1725 | 2010 |  |  |  | 25 | 15.1725 | 2010 | 3.2189 | 2.7195
1191 | GF | 11 | 12.6281 | 2011 |  |  |  | 11 | 12.6281 | 2011 | 2.3979 | 2.5359
1115 | GF | 10 | 24.3628 | 2011 |  |  |  | 10 | 24.3628 | 2011 | 2.3026 | 3.1931
1053 | GF | 9 | 14.7144 | 2011 |  |  |  | 9 | 14.7144 | 2011 | 2.1972 | 2.6888
864 | GF | 25 | 9.8258 | 2007 |  |  |  | 25 | 9.8258 | 2007 | 3.2189 | 2.285
834 | GF | 45 | 25.7984 | 2010 |  |  |  | 45 | 25.7984 | 2010 | 3.8067 | 3.2503
722 | GF | 10.5 | 13.5015 | 2010 |  |  |  | 10.5 | 13.5015 | 2010 | 2.3514 | 2.6028
927 | GF | 60 | 25.8871 | 2011 |  |  |  | 60 | 25.8871 | 2011 | 4.0943 | 3.2537
1068 | GF | 11.2 | 26.9182 | 2011 |  |  |  | 11.2 | 26.9182 | 2011 | 2.4159 | 3.2928
506 | GF | 20 | 13.9693 | 2003 |  |  |  | 20 | 13.9693 | 2003 | 2.9957 | 2.6369
456 | GF | 16 | 17.647 | 2007 |  |  |  | 16 | 17.647 | 2007 | 2.7726 | 2.8706
130 | GF | 18 | 8.437 | 2001 |  |  |  | 18 | 8.437 | 2001 | 2.8904 | 2.1326
308 | GF | 10 | 8.8754 | 2003 |  |  |  | 10 | 8.8754 | 2003 | 2.3026 | 2.1833
829 | GF | 20 | 27.7611 | 2011 |  |  |  | 20 | 27.7611 | 2011 | 2.9957 | 3.3236
425 | GF | 17 | 11.7254 | 2006 |  |  |  | 17 | 11.7254 | 2006 | 2.8332 | 2.4618
333 | GF | 12 | 7.5607 | 2003 |  |  |  | 12 | 7.5607 | 2003 | 2.4849 | 2.023
769 | GF | 40 | 26.3813 | 2007 |  |  |  | 40 | 26.3813 | 2007 | 3.6889 | 3.2727
948 | GF | 57 | 12.6537 | 2014 |  |  |  | 57 | 12.6537 | 2014 | 4.0431 | 2.5379
1128 | GF | 45 | 63.5562 | 2013 |  |  |  | 45 | 63.5562 | 2013 | 3.8067 | 4.1519
1214 | GF | 52 | 22.6317 | 2013 |  |  |  | 52 | 22.6317 | 2013 | 3.9512 | 3.1194
1225 | GF | 20 | 18.6367 | 2013 |  |  |  | 20 | 18.6367 | 2013 | 2.9957 | 2.9251
1263 | GF | 8 | 19.6117 | 2013 |  |  |  | 8 | 19.6117 | 2013 | 2.0794 | 2.9761
1309 | GF | 15 | 16.1093 | 2013 |  |  |  | 15 | 16.1093 | 2013 | 2.7081 | 2.7794
1349 | GF | 34 | 8.968 | 2013 |  |  |  | 34 | 8.968 | 2013 | 3.5264 | 2.1937
1358 | GF | 27 | 13.0727 | 2013 |  |  |  | 27 | 13.0727 | 2013 | 3.2958 | 2.5705
1404 | GF | 35 | 35.2763 | 2013 |  |  |  | 35 | 35.2763 | 2013 | 3.5553 | 3.5632
1482 | GF | 18.4 | 18.7658 | 2013 |  |  |  | 18.4 | 18.7658 | 2013 | 2.9124 | 2.932
1515 | GF | 7.2 | 12.9927 | 2013 |  |  |  | 7.2 | 12.9927 | 2013 | 1.9741 | 2.5644
1618 | GF | 21 | 15.966 | 2016 |  |  |  | 21 | 15.966 | 2016 | 3.0445 | 2.7705
1634 | GF | 17.9 | 17.1728 | 2015 |  |  |  | 17.9 | 17.1728 | 2015 | 2.8848 | 2.8433
1258 | GF | 46 | 53.5183 | 2017 |  |  |  | 46 | 53.5183 | 2017 | 3.8286 | 3.98
1284 | GF | 24.1 | 7.0843 | 2013 |  |  |  | 24.1 | 7.0843 | 2013 | 3.1822 | 1.9579
Pre-01 | GF | 2.2 | 2.4934 | 1990 |  |  |  | 2.2 | 2.4934 | 1990 | 0.78846 | 0.91364
Pre-02 | GF | 1.464 | 1.494 | 1987 |  |  |  | 1.464 | 1.494 | 1987 | 0.38117 | 0.40147
Pre-03 | GF | 4.075 | 1.9369 | 1990 |  |  |  | 4.075 | 1.9369 | 1990 | 1.4049 | 0.66111
Pre-04 | GF | 10 | 8.5265 | 1991 |  |  |  | 10 | 8.5265 | 1991 | 2.3026 | 2.1432
Pre-05 | GF | 4.8 | 4.0522 | 1988 |  |  |  | 4.8 | 4.0522 | 1988 | 1.5686 | 1.3993
Pre-06 | GF | 5.1 | 9.6482 | 1989 |  |  |  | 5.1 | 9.6482 | 1989 | 1.6292 | 2.2668
Pre-07 | GF | 6.9 | 5.0294 | 1997 |  |  |  | 6.9 | 5.0294 | 1997 | 1.9315 | 1.6153
Pre-08 | GF | 11.8 | 6.3729 | 1987 |  |  |  | 11.8 | 6.3729 | 1987 | 2.4681 | 1.8521
Pre-09 | GF | 9.7 | 2.9443 | 1997 |  |  |  | 9.7 | 2.9443 | 1997 | 2.2721 | 1.0799
Pre-10 | GF | 6.12 | 13.4811 | 1990 |  |  |  | 6.12 | 13.4811 | 1990 | 1.8116 | 2.6013
Pre-11 | GF | 6.2672 | 2.9102 | 1987 |  |  |  | 6.2672 | 2.9102 | 1987 | 1.8353 | 1.0682
Pre-12 | GF | 6.366 | 9.8907 | 1993 |  |  |  | 6.366 | 9.8907 | 1993 | 1.851 | 2.2916
Pre-13 | GF | 8.5 | 5.9446 | 1990 |  |  |  | 8.5 | 5.9446 | 1990 | 2.1401 | 1.7825
Pre-14 | GF | 46.55 | 7.1936 | 1991 |  |  |  | 46.55 | 7.1936 | 1991 | 3.8405 | 1.9732
Pre-15 | GF | 56.8 | 17.5945 | 1990 |  |  |  | 56.8 | 17.5945 | 1990 | 4.0395 | 2.8676
Pre-16 | GF | 81.576 | 14.0262 | 1988 |  |  |  | 81.576 | 14.0262 | 1988 | 4.4015 | 2.6409
Pre-17 | GF | 95.2 | 14.2199 | 1999 |  |  |  | 95.2 | 14.2199 | 1999 | 4.556 | 2.6546
Pre-18 | GF | 122.772 | 23.4475 | 1990 |  |  |  | 122.772 | 23.4475 | 1990 | 4.8103 | 3.1548
1184 | UG | 30 | 17.2571 | 2013 | 18.2 | 18.8693 | 2012 | 48.2 | 36.1265 | 2013 | 3.8754 | 3.587
457 | UG | 10.77 | 9.7071 | 1990 | 10 | 3.2891 | 2006 | 20.77 | 12.9963 | 2006 | 3.0335 | 2.5647
407 | UG | 25.4 | 15.717 | 1982 | 2 | 0.60107 | 2004 | 27.4 | 16.318 | 2004 | 3.3105 | 2.7923
706 | UG | 14.85 | 11.6264 | 1984 | 14.25 | 5.8346 | 2008 | 29.1 | 17.461 | 2008 | 3.3707 | 2.86
1070 | UG | 34 | 18.5139 | 1984 | 4.9 | 0.83608 | 2011 | 38.9 | 19.35 | 2011 | 3.661 | 2.9627
1264 | UG | 38.9 | 19.9682 | 1984 | 7.2 | 8.0579 | 2013 | 46.1 | 28.026 | 2013 | 3.8308 | 3.3331
1208 | UG | 14.1 | 11.2929 | 1961 | 11.5 | 2.7992 | 2012 | 25.6 | 14.0921 | 2012 | 3.2426 | 2.6456
655 | UG | 12.053 | 10.3405 | 1974 | 2.339 | 0.59465 | 2007 | 14.392 | 10.9352 | 2007 | 2.6667 | 2.392
733 | UG | 24.3 | 15.331 | 2007 | 17.1 | 6.7726 | 2009 | 41.4 | 22.1036 | 2009 | 3.7233 | 3.0957
401 | UG | 2 | 3.7707 | 1986 | 1.5 | 0.36204 | 2004 | 3.5 | 4.1328 | 2004 | 1.2528 | 1.4189
1412 | UG | 3.5 | 5.1633 | 1986 | 11 | 4.3575 | 2015 | 14.5 | 9.5208 | 2015 | 2.6741 | 2.2535
1318 | UG | 22.3 | 14.609 | 1997 | 28.9 | 1.6878 | 2013 | 51.2 | 16.2968 | 2013 | 3.9357 | 2.791
1194 | UG | 5.8 | 6.8569 | 1980 | 9.6 | 1.6086 | 2011 | 15.4 | 8.4655 | 2011 | 2.7344 | 2.136
804 | UG | 14.429 | 11.4401 | 1982 | 9.871 | 9.1567 | 2009 | 24.3 | 20.5968 | 2009 | 3.1905 | 3.0251
365 | UG | 15.9 | 12.0812 | 1982 | 0.269 | 0.59607 | 2003 | 16.169 | 12.6773 | 2003 | 2.7831 | 2.5398
708 | UG | 16.2 | 12.2087 | 1982 | 11.5 | 6.8375 | 2007 | 27.7 | 19.0462 | 2007 | 3.3214 | 2.9469
1568 | UG | 27.7 | 16.5011 | 1997 | 8.1 | 3.5849 | 2015 | 35.8 | 20.086 | 2015 | 3.5779 | 3
398 | UG | 27.329 | 16.3766 | 1981 | 2 | 1.4547 | 2004 | 29.329 | 17.8313 | 2004 | 3.3786 | 2.881
1642 | UG | 16.12 | 12.1748 | unknown | 2.78 | 10.1341 | 2015 | 18.9 | 22.3089 | 2015 | 2.9392 | 3.105
522 | UG | 38.7 | 19.9104 | 1981 | 2.3 | 0.49327 | 2006 | 41 | 20.4037 | 2006 | 3.7136 | 3.0157
170 | UG | 20.4 | 13.8963 | unknown | 5.6 | 4.4337 | 2001 | 26 | 18.33 | 2001 | 3.2581 | 2.9085
170 | UG | 21.6 | 14.3496 | unknown | 1 | 4.883 | 2001 | 22.6 | 19.2326 | 2001 | 3.1179 | 2.9566
1366 | UG | 25.5 | 15.7517 | 0 | 14 | 5.5737 | 2013 | 39.5 | 21.3254 | 2013 | 3.6763 | 3.0599
170 | UG | 5.4 | 6.5872 | unknown | 10.6 | 5.2097 | 2001 | 16 | 11.7969 | 2001 | 2.7726 | 2.4678
1350 | UG | 16 | 12.1238 | 0 | 20 | 6.53 | 2013 | 36 | 18.6539 | 2013 | 3.5835 | 2.9261
658 | UG | 1.6 | 3.3266 | 1996 | 13.2 | 7.1147 | 2008 | 14.8 | 10.4412 | 2008 | 2.6946 | 2.3458
897 | UG | 14.8 | 11.6044 | 1996 | 3 | 6.2372 | 2010 | 17.8 | 17.8416 | 2010 | 2.8792 | 2.8815
483 | UG | 20.7 | 14.0107 | 1986 | 18.1 | 3.6201 | 2005 | 38.8 | 17.6308 | 2005 | 3.6584 | 2.8696
1494 | UG | 13.3 | 10.9284 | 0 | 6 | 6.4297 | 2014 | 19.3 | 17.3582 | 2014 | 2.9601 | 2.8541
488 | UG | 41.3 | 20.651 | 1982 | 24.2 | 0.40463 | 2006 | 65.5 | 21.0556 | 2006 | 4.1821 | 3.0472
318 | UG | 22.87 | 14.8176 | 1996 | 1 | 0.76702 | 2001 | 23.87 | 15.5846 | 2001 | 3.1726 | 2.7463
806 | UG | 23.867 | 15.177 | 1996 | 5.433 | 0.68948 | 2008 | 29.3 | 15.8664 | 2008 | 3.3776 | 2.7642
1386 | UG | 32.7 | 18.113 | 0 | 13.5 | 0.85934 | 2013 | 46.2 | 18.9723 | 2013 | 3.833 | 2.943
928 | UG | 18.02 | 12.961 | 1992 | 3.48 | 10.3644 | 2010 | 21.5 | 23.3254 | 2010 | 3.0681 | 3.1495
1450 | UG | 21.5 | 14.3123 | 1992 | 16.3 | 5.153 | 2014 | 37.8 | 19.4653 | 2014 | 3.6323 | 2.9686
170 | UG | 17.7 | 12.8313 | unknown | 8.8 | 1.1342 | 2001 | 26.5 | 13.9655 | 2001 | 3.2771 | 2.6366
649 | UG | 26.5 | 16.0957 | 1997 | 33.8 | 5.0181 | 2007 | 60.3 | 21.1138 | 2007 | 4.0993 | 3.0499
1203 | UG | 20.5 | 13.9345 | 1977 | 4.1 | 12.4436 | 2012 | 24.6 | 26.3781 | 2012 | 3.2027 | 3.2725
170 | UG | 7.9 | 8.1564 | 1972 | 6.1 | 2.9005 | 2001 | 14 | 11.0569 | 2001 | 2.6391 | 2.4031
363 | UG | 21.226 | 14.2096 | 1975 | 4.2 | 0.82194 | 2004 | 25.426 | 15.0315 | 2004 | 3.2358 | 2.7101
493 | UG | 25.4 | 15.717 | 1975 | 3.3 | 3.4003 | 2006 | 28.7 | 19.1173 | 2006 | 3.3569 | 2.9506
685 | UG | 28.7 | 16.8331 | 1975 | 4.2 | 0.94607 | 2007 | 32.9 | 17.7791 | 2007 | 3.4935 | 2.878
435 | UG | 10.6 | 9.6208 | 1990 | 8.4 | 3.0774 | 2004 | 19 | 12.6981 | 2004 | 2.9444 | 2.5415
652 | UG | 10.195 | 9.4126 | 1986 | 3.405 | 4.3802 | 2007 | 13.6 | 13.7928 | 2007 | 2.6101 | 2.6241
366 | UG | 11.1 | 9.8731 | 1981 | 4.8 | 0.60208 | 2003 | 15.9 | 10.4752 | 2003 | 2.7663 | 2.349
1640 | UG | 15.9 | 12.0812 | 1981 | 2.5 | 8.3244 | 2015 | 18.4 | 20.4056 | 2015 | 2.9124 | 3.0158
367 | UG | 11.211 | 9.9284 | 1988 | 1 | 0.55589 | 2004 | 12.211 | 10.4843 | 2004 | 2.5023 | 2.3499
902 | UG | 19.2 | 13.4311 | 2002 | 13.5 | 0.547 | 2009 | 32.7 | 13.9781 | 2009 | 3.4874 | 2.6375
1202 | UG | 19.4 | 13.5095 | 1989 | 1.6 | 10.745 | 2012 | 21 | 24.2545 | 2012 | 3.0445 | 3.1886
1338 | UG | 7.5 | 7.9218 | unknown | 2 | 6.6636 | 2013 | 9.5 | 14.5854 | 2013 | 2.2513 | 2.68
212 | UG | 36.55 | 19.2814 | 1978 | 28 | 4.6265 | 2003 | 64.55 | 23.9079 | 2003 | 4.1674 | 3.1742
653 | UG | 64.55 | 26.5381 | 1977 | 1.32 | 0.56895 | 2007 | 65.87 | 27.1071 | 2007 | 4.1877 | 3.2998
1382 | UG | 24.2 | 15.2955 | unknown | 11.9 | 2.4484 | 2013 | 36.1 | 17.744 | 2013 | 3.5863 | 2.876
874 | UG | 6.4 | 7.2467 | 1997 | 0.5 | 3.6334 | 2009 | 6.9 | 10.88 | 2009 | 1.9315 | 2.3869
491 | UG | 27.9 | 16.5679 | 1984 | 1 | 0.19252 | 2006 | 28.9 | 16.7604 | 2006 | 3.3638 | 2.819
1396 | UG | 20.6 | 13.9726 | 2009 | 5.4 | 0.37351 | 2013 | 26 | 14.3462 | 2013 | 3.2581 | 2.6635
1597 | UG | 26 | 15.9244 | 2009 | 27.3 | 4.2356 | 2015 | 53.3 | 20.16 | 2015 | 3.9759 | 3.0037
1292 | UG | 30.3 | 17.3539 | unknown | 2.5 | 4.4712 | 2013 | 32.8 | 21.825 | 2013 | 3.4904 | 3.0831
364 | UG | 44.904 | 21.6446 | 1975 | 2 | 1.3175 | 2004 | 46.904 | 22.962 | 2004 | 3.8481 | 3.1338
1306 | UG | 23.1 | 14.9011 | 1985 | 2.1 | 5.9849 | 2013 | 25.2 | 20.8859 | 2013 | 3.2268 | 3.0391
858 | UG | 28.4 | 16.734 | 2009 | 13.3 | 5.4359 | 2010 | 41.7 | 22.1699 | 2010 | 3.7305 | 3.0987
1454 | UG | 41.7 | 20.7631 | 2009 | 5.7 | 0.45762 | 2013 | 47.4 | 21.2207 | 2013 | 3.8586 | 3.055
637 | UG | 15.5 | 11.9096 | 1989 | 8.4 | 5.0689 | 2007 | 23.9 | 16.9784 | 2007 | 3.1739 | 2.8319
1254 | UG | 23.9 | 15.1887 | 1989 | 15.4 | 6.5284 | 2012 | 39.3 | 21.7172 | 2012 | 3.6712 | 3.0781
734 | UG | 20 | 13.7426 | 1974 | 4.4 | 11.2611 | 2011 | 24.4 | 25.0037 | 2011 | 3.1946 | 3.219
1674 | UG | 17.4 | 12.7087 | 0 | 3.7 | 10.3273 | 2016 | 21.1 | 23.0359 | 2016 | 3.0493 | 3.1371
711 | UG | 11.5 | 10.0713 | 1976 | 13.7 | 9.2618 | 2009 | 25.2 | 19.3331 | 2009 | 3.2268 | 2.9618
408 | UG | 37.7 | 19.6198 | 1976 | 2.042 | 0.58016 | 2004 | 39.742 | 20.2 | 2004 | 3.6824 | 3.0057
698 | UG | 39.7 | 20.1978 | 1976 | 20.9 | 1.4407 | 2007 | 60.6 | 21.6385 | 2007 | 4.1043 | 3.0745
696 | UG | 9.137 | 8.8508 | 1981 | 8.063 | 0.2681 | 2007 | 17.2 | 9.1189 | 2007 | 2.8449 | 2.2103
1185 | UG | 32.4 | 18.0194 | 1988 | 2.5 | 2.8088 | 2011 | 34.9 | 20.8282 | 2011 | 3.5525 | 3.0363
568 | UG | 38.04 | 19.719 | 1978 | 1 | 0.028819 | 2006 | 39.04 | 19.7478 | 2006 | 3.6646 | 2.983
853 | UG | 20 | 13.7426 | 1991 | 21.7 | 4.2556 | 2009 | 41.7 | 17.9982 | 2009 | 3.7305 | 2.8903
1201 | UG | 13.3 | 10.9284 | unknown | 10.6 | 7.6365 | 2012 | 23.9 | 18.5649 | 2012 | 3.1739 | 2.9213
654 | UG | 7.29 | 7.7965 | 1976 | 4.41 | 0.73673 | 2007 | 11.7 | 8.5332 | 2007 | 2.4596 | 2.144
1394 | UG | 11.7 | 10.1693 | 1976 | 10 | 5.0058 | 2014 | 21.7 | 15.1751 | 2014 | 3.0773 | 2.7197
1294 | UG | 8.5 | 8.4988 | 0 | 1.6 | 4.562 | 2014 | 10.1 | 13.0608 | 2014 | 2.3125 | 2.5696
1670 | UG | 31.45 | 17.7208 | 0 | 24.25 | 2.7944 | 2016 | 55.7 | 20.5151 | 2016 | 4.02 | 3.0212
579 | UG | 17.1 | 12.5851 | unknown | 11 | 3.6516 | 2008 | 28.1 | 16.2368 | 2008 | 3.3358 | 2.7873
1670 | UG | 18.79 | 13.2692 | 0 | 30.51 | 18.3637 | 2016 | 49.3 | 31.6329 | 2016 | 3.8979 | 3.4542
1083 | UG | 7.53 | 7.9396 | 1981 | 5.87 | 7.4125 | 2011 | 13.4 | 15.3521 | 2011 | 2.5953 | 2.7313
552 | UG | 20.23 | 13.8311 | 1991 | 10.47 | 1.1458 | 2006 | 30.7 | 14.9769 | 2006 | 3.4243 | 2.7065
1311 | UG | 30.7 | 17.4822 | 1991 | 19.3 | 5.9841 | 2013 | 50 | 23.4663 | 2013 | 3.912 | 3.1556
1078 | UG | 17.66 | 12.815 | 1957 | 7.34 | 1.0936 | 2011 | 25 | 13.9086 | 2011 | 3.2189 | 2.6325
383 | UG | 0.51 | 1.7503 | 1984 | 8 | 3.9502 | 2005 | 8.51 | 5.7005 | 2005 | 2.1412 | 1.7405
1020 | UG | 13 | 10.7893 | 1977 | 9 | 7.345 | 2010 | 22 | 18.1343 | 2010 | 3.091 | 2.8978
1364 | UG | 8.5 | 8.4988 | 0 | 34 | 8.7951 | 2013 | 42.5 | 17.2939 | 2013 | 3.7495 | 2.8504
503 | UG | 31 | 17.5779 | 1972 | 16 | 3.8033 | 2007 | 47 | 21.3812 | 2007 | 3.8501 | 3.0625
925 | UG | 47 | 22.2063 | 1972 | 9 | 3.3165 | 2011 | 56 | 25.5228 | 2011 | 4.0254 | 3.2396
821 | UG | 25 | 15.5775 | 2006 | 32 | 9.4177 | 2011 | 57 | 24.9952 | 2011 | 4.0431 | 3.2187
486 | UG | 10.81 | 9.7274 | 1993 | 3.14 | 0.34692 | 2005 | 13.95 | 10.0743 | 2005 | 2.6355 | 2.31
779 | UG | 13.95 | 11.2253 | 1993 | 4.05 | 0.91576 | 2008 | 18 | 12.141 | 2008 | 2.8904 | 2.4966
1416 | UG | 18 | 12.953 | 1993 | 6 | 1.4182 | 2014 | 24 | 14.3711 | 2014 | 3.1781 | 2.6652
554 | UG | 23 | 14.8648 | 1968 | 8.26 | 1.0611 | 2006 | 31.26 | 15.9259 | 2006 | 3.4423 | 2.7679
1581 | UG | 7.44 | 7.8862 | unknown | 9.36 | 5.3848 | 2015 | 16.8 | 13.271 | 2015 | 2.8214 | 2.5856
880 | UG | 8.95 | 8.7486 | 1966 | 2.05 | 4.5764 | 2010 | 11 | 13.325 | 2010 | 2.3979 | 2.5896
1047 | UG | 10 | 9.311 | 1965 | 5 | 6.2586 | 2012 | 15 | 15.5697 | 2012 | 2.7081 | 2.7453
1045 | UG | 24.066 | 15.2479 | 1971 | 7.934 | 3.8009 | 2011 | 32 | 19.0488 | 2011 | 3.4657 | 2.947
1616 | UG | 21.68 | 14.3795 | unknown | 25.75 | 0.84819 | 2015 | 47.43 | 15.2276 | 2015 | 3.8593 | 2.7231
362 | UG | 51.8 | 23.4529 | 1971 | 1 | 0.78848 | 2004 | 52.8 | 24.2413 | 2004 | 3.9665 | 3.1881
924 | UG | 45.94 | 21.9236 | 1982 | 6.06 | 1.4264 | 2010 | 52 | 23.3501 | 2010 | 3.9512 | 3.1506
1241 | UG | 20.29 | 13.8542 | unknown | 6 | 2.625 | 2012 | 26.29 | 16.4792 | 2012 | 3.2692 | 2.8021
438 | UG | 8.246 | 8.3552 | 1978 | 1 | 0.18095 | 2004 | 9.246 | 8.5361 | 2004 | 2.2242 | 2.1443
748 | UG | 25.541 | 15.7659 | 1995 | 1 | 0.38858 | 2008 | 26.541 | 16.1545 | 2008 | 3.2787 | 2.7822
1319 | UG | 15.71 | 11.9999 | 0 | 4.29 | 3.2377 | 2014 | 20 | 15.2376 | 2014 | 2.9957 | 2.7238
618 | UG | 11 | 9.823 | 1995 | 11.5 | 2.3465 | 2006 | 22.5 | 12.1695 | 2006 | 3.1135 | 2.4989
712 | UG | 7.5 | 7.9218 | 1980 | 1 | 7.8904 | 2011 | 8.5 | 15.8123 | 2011 | 2.1401 | 2.7608
726 | UG | 25.6354 | 15.7986 | 1982 | 5.3646 | 1.0316 | 2008 | 31 | 16.8303 | 2008 | 3.434 | 2.8232
530 | UG | 25 | 15.5775 | 1982 | 20 | 4.5023 | 2006 | 45 | 20.0797 | 2006 | 3.8067 | 2.9997
755 | UG | 8.698 | 8.6094 | 1983 | 3.302 | 0.74649 | 2008 | 12 | 9.3559 | 2008 | 2.4849 | 2.236
1081 | UG | 12 | 10.315 | 1983 | 4 | 0.74616 | 2010 | 16 | 11.0611 | 2010 | 2.7726 | 2.4034
307 | UG | 9.07 | 8.8143 | 1985 | 1.002 | 2.5231 | 2003 | 10.072 | 11.3374 | 2003 | 2.3098 | 2.4281
1466 | UG | 10.07 | 9.3476 | 1985 | 4.93 | 4.6348 | 2015 | 15 | 13.9824 | 2015 | 2.7081 | 2.6378
1091 | UG | 16.06 | 12.1493 | 1982 | 24.34 | 7.6638 | 2011 | 40.4 | 19.8132 | 2011 | 3.6988 | 2.9863
666 | UG | 25.92 | 15.8969 | 1987 | 14.08 | 3.6888 | 2008 | 40 | 19.5857 | 2008 | 3.6889 | 2.9748
556 | UG | 8.656 | 8.586 | 1985 | 4.344 | 3.2484 | 2007 | 13 | 11.8344 | 2007 | 2.5649 | 2.471
452 | UG | 10.781 | 9.7127 | 1986 | 3.619 | 3.4437 | 2005 | 14.4 | 13.1564 | 2005 | 2.6672 | 2.5769
613 | UG | 6.2 | 7.1186 | 1999 | 2.2 | 0.43132 | 2006 | 8.4 | 7.5499 | 2006 | 2.1282 | 2.0215
778 | UG | 0.1 | 0.70099 | 1988 | 1.9 | 0.48701 | 2008 | 2 | 1.188 | 2008 | 0.69315 | 0.17227
1571 | UG | 2 | 3.7707 | 1988 | 11 | 1.592 | 2016 | 13 | 5.3628 | 2016 | 2.5649 | 1.6795
525 | UG | 11.55 | 10.0959 | 1995 | 14 | 2.1078 | 2006 | 25.55 | 12.2037 | 2006 | 3.2406 | 2.5017
1324 | UG | 15.8 | 12.0385 | 2012 | 12.3 | 2.2693 | 2014 | 28.1 | 14.3078 | 2014 | 3.3358 | 2.6608
511 | UG | 13.95 | 11.2253 | 2004 | 4.05 | 0.42904 | 2004 | 18 | 11.6543 | 2004 | 2.8904 | 2.4557
1094 | UG | 18 | 12.953 | 2004 | 6 | 1.0646 | 2011 | 24 | 14.0176 | 2011 | 3.1781 | 2.6403
775 | UG | 8 | 8.2143 | 2002 | 7 | 1.4059 | 2008 | 15 | 9.6201 | 2008 | 2.7081 | 2.2639
1646 | UG | 2.88 | 4.6277 | unknown | 3.52 | 6.6896 | 2016 | 6.4 | 11.3173 | 2016 | 1.8563 | 2.4263
467 | UG | 5.7 | 6.7902 | 1996 | 7.9 | 3.4855 | 2005 | 13.6 | 10.2758 | 2005 | 2.6101 | 2.3298
437 | UG | 23 | 14.8648 | 2001 | 17 | 3.6314 | 2008 | 40 | 18.4962 | 2008 | 3.6889 | 2.9176
1233 | UG | 40 | 20.2834 | 2001 | 10 | 3.8904 | 2011 | 50 | 24.1738 | 2011 | 3.912 | 3.1853
361 | UG | 12.22 | 10.4208 | 1986 | 13 | 1.172 | 2002 | 25.22 | 11.5928 | 2002 | 3.2276 | 2.4504
645 | UG | 25.22 | 15.6543 | 1986 | 1 | 0.22668 | 2006 | 26.22 | 15.881 | 2006 | 3.2665 | 2.7651
720 | UG | 5.29 | 6.5114 | 1974 | 3.91 | 3.2147 | 2009 | 9.2 | 9.7261 | 2009 | 2.2192 | 2.2748
1554 | UG | 18 | 12.953 | 2013 | 13 | 4.0041 | 2015 | 31 | 16.9571 | 2015 | 3.434 | 2.8307
1570 | UG | 12 | 10.315 | 0 | 7 | 5.7129 | 2016 | 19 | 16.0279 | 2016 | 2.9444 | 2.7743
1280 | UG | 10 | 9.311 | 0 | 10 | 3.9567 | 2013 | 20 | 13.2677 | 2013 | 2.9957 | 2.5853
659 | UG | 51 | 23.2487 | 1974 | 7 | 0.19039 | 2006 | 58 | 23.4391 | 2006 | 4.0604 | 3.1544
1240 | UG | 9 | 8.776 | 0 | 12 | 2.4762 | 2013 | 21 | 11.2523 | 2013 | 3.0445 | 2.4206
317 | UG | 26.67 | 16.1536 | 1978 | 8.46 | 3.7336 | 2002 | 35.13 | 19.8872 | 2002 | 3.5591 | 2.9901
1678 | UG | 71.19 | 28.0384 | 0 | 3.81 | 0.18769 | 2015 | 75 | 28.226 | 2015 | 4.3175 | 3.3402
620 | UG | 66.04 | 26.8804 | unknown | 1 | 0.052327 | 2006 | 67.04 | 26.9328 | 2006 | 4.2053 | 3.2933
1085 | UG | 67.04 | 27.1083 | unknown | 2 | 0.079312 | 2010 | 69.04 | 27.1876 | 2010 | 4.2347 | 3.3028
836 | UG | 33.963 | 18.5026 | 1974 | 10.037 | 0.20825 | 2008 | 44 | 18.7109 | 2008 | 3.7842 | 2.9291
1417 | UG | 53.176 | 23.8007 | 0 | 2.824 | 0.36632 | 2013 | 56 | 24.1671 | 2013 | 4.0254 | 3.185
1575 | UG | 107.8 | 35.3965 | 0 | 2.2 | 0.084606 | 2014 | 110 | 35.4811 | 2014 | 4.7005 | 3.569
1480 | UG | 92 | 32.3819 | 0 | 9 | 1.4186 | 2015 | 101 | 33.8005 | 2015 | 4.6151 | 3.5205
1644 | UG | 25 | 15.5775 | 0 | 14 | 6.4882 | 2016 | 39 | 22.0657 | 2016 | 3.6636 | 3.094
1276 | UG | 34 | 18.5139 | unknown | 4 | 0.69755 | 2012 | 38 | 19.2115 | 2012 | 3.6376 | 2.9555
823 | UG | 10 | 9.311 | unknown | 25 | 8.3157 | 2009 | 35 | 17.6267 | 2009 | 3.5553 | 2.8694
1046 | UG | 33 | 18.2061 | unknown | 17 | 13.8381 | 2011 | 50 | 32.0442 | 2011 | 3.912 | 3.4671
873 | UG | 38 | 19.7074 | unknown | 10 | 10.835 | 2011 | 48 | 30.5424 | 2011 | 3.8712 | 3.4191
630 | UG | 36.4 | 19.2369 | unknown | 3.6 | 0.76182 | 2007 | 40 | 19.9988 | 2007 | 3.6889 | 2.9957
1107 | UG | 16 | 12.1238 | 2010 | 24 | 7.7 | 2014 | 40 | 19.8238 | 2014 | 3.6889 | 2.9869
682 | UG | 12 | 10.315 | 2005 | 18 | 4.2252 | 2009 | 30 | 14.5402 | 2009 | 3.4012 | 2.6769
643 | UG | 53.37 | 23.8495 | unknown | 0.5 | 4.4087 | 2009 | 53.87 | 28.2581 | 2009 | 3.9866 | 3.3414
* Type is either Greenfield (“GF”) or Upgrade (“UG”), where Upgrade refers to additional facilities that increase the capacity of an existing Greenfield project
** For Iteration 9, Greenfield Cost for an Upgrade project is estimated using the Iteration 8 power curve for greenfield and upgrade projects

## GF + UG Iteration 10
Alberta Electric System Operator
2018 ISO Tariff Application
Appendix W - Option 2 POD Cost Function Workbook
Tenth-Interation Calculation of Power Curve for Greenfield and Upgrade Projects
September 14, 2017 |  | 0 MW removed
Project | Type * | Greenfield MW | Greenfield Cost ** | Greenfield Year | Upgrade MW | Upgrade Cost | Upgrade Year | Total MW | Total Cost | Total Year | LN(MW) | LN(Cost) |  | ln(y)=m*ln(x) + b Linear Regression
476 | GF | 14 | 16.8618 | 2003 |  |  |  | 14 | 16.8618 | 2003 | 2.6391 | 2.8251 | m | 0.56167 | 0.93788 | b
478 | GF | 8.5 | 6.0182 | 2003 |  |  |  | 8.5 | 6.0182 | 2003 | 2.1401 | 1.7948 | se | 0.033834 | 0.10725 | seb
473 | GF | 30 | 14.999 | 2003 |  |  |  | 30 | 14.999 | 2003 | 3.4012 | 2.708 | R2 | 0.51263 | 0.39901 | sev
1042 | GF | 13 | 11.1648 | 2011 |  |  |  | 13 | 11.1648 | 2011 | 2.5649 | 2.4128 | F | 275.5829 | 262 | df
443 | GF | 24.3 | 11.7056 | 2006 |  |  |  | 24.3 | 11.7056 | 2006 | 3.1905 | 2.4601 | ssreg | 43.8743 | 41.7118 | ssresid
1195 | GF | 18 | 31.6599 | 2011 |  |  |  | 18 | 31.6599 | 2011 | 2.8904 | 3.4551
420 | GF | 6 | 9.6396 | 2007 |  |  |  | 6 | 9.6396 | 2007 | 1.7918 | 2.2659 |  | y=cx^m, where c=e^b
440 | GF | 10 | 16.0096 | 2006 |  |  |  | 10 | 16.0096 | 2006 | 2.3026 | 2.7732 | m | 0.56167 | 0.001025% | change
1102 | GF | 20 | 16.2936 | 2011 |  |  |  | 20 | 16.2936 | 2011 | 2.9957 | 2.7908 | c | 2.5545 | -0.002218% | from
324 | GF | 17.2 | 8.9094 | 2003 |  |  |  | 17.2 | 8.9094 | 2003 | 2.8449 | 2.1871 |  |  |  | prior
1103 | GF | 20 | 17.2995 | 2011 |  |  |  | 20 | 17.2995 | 2011 | 2.9957 | 2.8507 |  |  |  | iteration
386 | GF | 9 | 9.9511 | 2003 |  |  |  | 9 | 9.9511 | 2003 | 2.1972 | 2.2977
80 | GF | 8 | 6.0754 | 2001 |  |  |  | 8 | 6.0754 | 2001 | 2.0794 | 1.8042
1052 | GF | 13.6 | 10.9027 | 2011 |  |  |  | 13.6 | 10.9027 | 2011 | 2.6101 | 2.389
347 | GF | 10.548 | 9.3005 | 2003 |  |  |  | 10.548 | 9.3005 | 2003 | 2.3559 | 2.2301
1358 | GF | 27 | 13.0727 | 2011 |  |  |  | 27 | 13.0727 | 2011 | 3.2958 | 2.5705
584 | GF | 28 | 34.9037 | 2011 |  |  |  | 28 | 34.9037 | 2011 | 3.3322 | 3.5526
422 | GF | 24 | 13.6508 | 2003 |  |  |  | 24 | 13.6508 | 2003 | 3.1781 | 2.6138
944 | GF | 43 | 26.8161 | 2010 |  |  |  | 43 | 26.8161 | 2010 | 3.7612 | 3.289
387 | GF | 7.5 | 9.5131 | 2003 |  |  |  | 7.5 | 9.5131 | 2003 | 2.0149 | 2.2527
587 | GF | 17.8 | 13.1522 | 2006 |  |  |  | 17.8 | 13.1522 | 2006 | 2.8792 | 2.5766
585 | GF | 20.6 | 11.2912 | 2007 |  |  |  | 20.6 | 11.2912 | 2007 | 3.0253 | 2.424
831 | GF | 19.6 | 20.9656 | 2011 |  |  |  | 19.6 | 20.9656 | 2011 | 2.9755 | 3.0429
340 | GF | 22 | 13.3096 | 2003 |  |  |  | 22 | 13.3096 | 2003 | 3.091 | 2.5885
334 | GF | 18.8 | 7.9464 | 2003 |  |  |  | 18.8 | 7.9464 | 2003 | 2.9339 | 2.0727
343 | GF | 15.6 | 13.9997 | 2003 |  |  |  | 15.6 | 13.9997 | 2003 | 2.7473 | 2.639
358 | GF | 19.8 | 7.2249 | 2003 |  |  |  | 19.8 | 7.2249 | 2003 | 2.9857 | 1.9775
702 | GF | 28.4 | 5.2102 | 2007 |  |  |  | 28.4 | 5.2102 | 2007 | 3.3464 | 1.6506
526 | GF | 19 | 13.7588 | 2007 |  |  |  | 19 | 13.7588 | 2007 | 2.9444 | 2.6217
288 | GF | 12 | 4.4534 | 2001 |  |  |  | 12 | 4.4534 | 2001 | 2.4849 | 1.4937
851 | GF | 25 | 12.9318 | 2007 |  |  |  | 25 | 12.9318 | 2007 | 3.2189 | 2.5597
648 | GF | 15 | 14.9737 | 2007 |  |  |  | 15 | 14.9737 | 2007 | 2.7081 | 2.7063
855 | GF | 23 | 28.6671 | 2011 |  |  |  | 23 | 28.6671 | 2011 | 3.1355 | 3.3557
700 | GF | 9.8 | 7.0658 | 2007 |  |  |  | 9.8 | 7.0658 | 2007 | 2.2824 | 1.9553
683 | GF | 30 | 16.0323 | 2011 |  |  |  | 30 | 16.0323 | 2011 | 3.4012 | 2.7746
559 | GF | 115 | 56.8595 | 2011 |  |  |  | 115 | 56.8595 | 2011 | 4.7449 | 4.0406
1074 | GF | 67 | 43.1388 | 2011 |  |  |  | 67 | 43.1388 | 2011 | 4.2047 | 3.7644
34 | GF | 16 | 7.5134 | 2000 |  |  |  | 16 | 7.5134 | 2000 | 2.7726 | 2.0167
433 | GF | 25 | 22.3083 | 2003 |  |  |  | 25 | 22.3083 | 2003 | 3.2189 | 3.105
79A | GF | 8 | 5.0823 | 2000 |  |  |  | 8 | 5.0823 | 2000 | 2.0794 | 1.6258
10A | GF | 6.2 | 8.916 | 2001 |  |  |  | 6.2 | 8.916 | 2001 | 1.8245 | 2.1878
345 | GF | 35 | 8.369 | 2003 |  |  |  | 35 | 8.369 | 2003 | 3.5553 | 2.1245
1049 | GF | 15.2 | 54.5518 | 2011 |  |  |  | 15.2 | 54.5518 | 2011 | 2.7213 | 3.9992
230 | GF | 17 | 10.7399 | 2003 |  |  |  | 17 | 10.7399 | 2003 | 2.8332 | 2.374
79B | GF | 8 | 3.3788 | 2000 |  |  |  | 8 | 3.3788 | 2000 | 2.0794 | 1.2175
10B | GF | 9.406 | 9.7991 | 2001 |  |  |  | 9.406 | 9.7991 | 2001 | 2.2413 | 2.2823
8 | GF | 18 | 11.9841 | 2000 |  |  |  | 18 | 11.9841 | 2000 | 2.8904 | 2.4836
487 | GF | 22 | 16.6067 | 2007 |  |  |  | 22 | 16.6067 | 2007 | 3.091 | 2.8098
385 | GF | 7.5 | 8.5881 | 2003 |  |  |  | 7.5 | 8.5881 | 2003 | 2.0149 | 2.1504
865 | GF | 25 | 8.6092 | 2007 |  |  |  | 25 | 8.6092 | 2007 | 3.2189 | 2.1528
863 | GF | 25 | 8.2434 | 2007 |  |  |  | 25 | 8.2434 | 2007 | 3.2189 | 2.1094
527 | GF | 17 | 6.9319 | 2007 |  |  |  | 17 | 6.9319 | 2007 | 2.8332 | 1.9361
595 | GF | 11 | 19.0874 | 2007 |  |  |  | 11 | 19.0874 | 2007 | 2.3979 | 2.949
528 | GF | 17 | 5.2658 | 2007 |  |  |  | 17 | 5.2658 | 2007 | 2.8332 | 1.6612
529 | GF | 17 | 7.7922 | 2007 |  |  |  | 17 | 7.7922 | 2007 | 2.8332 | 2.0531
1095 | GF | 18 | 11.9234 | 2011 |  |  |  | 18 | 11.9234 | 2011 | 2.8904 | 2.4785
561 | GF | 46 | 58.1001 | 2011 |  |  |  | 46 | 58.1001 | 2011 | 3.8286 | 4.0622
1018 | GF | 3 | 10.6346 | 2011 |  |  |  | 3 | 10.6346 | 2011 | 1.0986 | 2.3641
360 | GF | 22 | 7.1175 | 2003 |  |  |  | 22 | 7.1175 | 2003 | 3.091 | 1.9626
1106 | GF | 12 | 20.2179 | 2011 |  |  |  | 12 | 20.2179 | 2011 | 2.4849 | 3.0066
899 | GF | 25 | 15.1725 | 2010 |  |  |  | 25 | 15.1725 | 2010 | 3.2189 | 2.7195
1191 | GF | 11 | 12.6281 | 2011 |  |  |  | 11 | 12.6281 | 2011 | 2.3979 | 2.5359
1115 | GF | 10 | 24.3628 | 2011 |  |  |  | 10 | 24.3628 | 2011 | 2.3026 | 3.1931
1053 | GF | 9 | 14.7144 | 2011 |  |  |  | 9 | 14.7144 | 2011 | 2.1972 | 2.6888
864 | GF | 25 | 9.8258 | 2007 |  |  |  | 25 | 9.8258 | 2007 | 3.2189 | 2.285
834 | GF | 45 | 25.7984 | 2010 |  |  |  | 45 | 25.7984 | 2010 | 3.8067 | 3.2503
722 | GF | 10.5 | 13.5015 | 2010 |  |  |  | 10.5 | 13.5015 | 2010 | 2.3514 | 2.6028
927 | GF | 60 | 25.8871 | 2011 |  |  |  | 60 | 25.8871 | 2011 | 4.0943 | 3.2537
1068 | GF | 11.2 | 26.9182 | 2011 |  |  |  | 11.2 | 26.9182 | 2011 | 2.4159 | 3.2928
506 | GF | 20 | 13.9693 | 2003 |  |  |  | 20 | 13.9693 | 2003 | 2.9957 | 2.6369
456 | GF | 16 | 17.647 | 2007 |  |  |  | 16 | 17.647 | 2007 | 2.7726 | 2.8706
130 | GF | 18 | 8.437 | 2001 |  |  |  | 18 | 8.437 | 2001 | 2.8904 | 2.1326
308 | GF | 10 | 8.8754 | 2003 |  |  |  | 10 | 8.8754 | 2003 | 2.3026 | 2.1833
829 | GF | 20 | 27.7611 | 2011 |  |  |  | 20 | 27.7611 | 2011 | 2.9957 | 3.3236
425 | GF | 17 | 11.7254 | 2006 |  |  |  | 17 | 11.7254 | 2006 | 2.8332 | 2.4618
333 | GF | 12 | 7.5607 | 2003 |  |  |  | 12 | 7.5607 | 2003 | 2.4849 | 2.023
769 | GF | 40 | 26.3813 | 2007 |  |  |  | 40 | 26.3813 | 2007 | 3.6889 | 3.2727
948 | GF | 57 | 12.6537 | 2014 |  |  |  | 57 | 12.6537 | 2014 | 4.0431 | 2.5379
1128 | GF | 45 | 63.5562 | 2013 |  |  |  | 45 | 63.5562 | 2013 | 3.8067 | 4.1519
1214 | GF | 52 | 22.6317 | 2013 |  |  |  | 52 | 22.6317 | 2013 | 3.9512 | 3.1194
1225 | GF | 20 | 18.6367 | 2013 |  |  |  | 20 | 18.6367 | 2013 | 2.9957 | 2.9251
1263 | GF | 8 | 19.6117 | 2013 |  |  |  | 8 | 19.6117 | 2013 | 2.0794 | 2.9761
1309 | GF | 15 | 16.1093 | 2013 |  |  |  | 15 | 16.1093 | 2013 | 2.7081 | 2.7794
1349 | GF | 34 | 8.968 | 2013 |  |  |  | 34 | 8.968 | 2013 | 3.5264 | 2.1937
1358 | GF | 27 | 13.0727 | 2013 |  |  |  | 27 | 13.0727 | 2013 | 3.2958 | 2.5705
1404 | GF | 35 | 35.2763 | 2013 |  |  |  | 35 | 35.2763 | 2013 | 3.5553 | 3.5632
1482 | GF | 18.4 | 18.7658 | 2013 |  |  |  | 18.4 | 18.7658 | 2013 | 2.9124 | 2.932
1515 | GF | 7.2 | 12.9927 | 2013 |  |  |  | 7.2 | 12.9927 | 2013 | 1.9741 | 2.5644
1618 | GF | 21 | 15.966 | 2016 |  |  |  | 21 | 15.966 | 2016 | 3.0445 | 2.7705
1634 | GF | 17.9 | 17.1728 | 2015 |  |  |  | 17.9 | 17.1728 | 2015 | 2.8848 | 2.8433
1258 | GF | 46 | 53.5183 | 2017 |  |  |  | 46 | 53.5183 | 2017 | 3.8286 | 3.98
1284 | GF | 24.1 | 7.0843 | 2013 |  |  |  | 24.1 | 7.0843 | 2013 | 3.1822 | 1.9579
Pre-01 | GF | 2.2 | 2.4934 | 1990 |  |  |  | 2.2 | 2.4934 | 1990 | 0.78846 | 0.91364
Pre-02 | GF | 1.464 | 1.494 | 1987 |  |  |  | 1.464 | 1.494 | 1987 | 0.38117 | 0.40147
Pre-03 | GF | 4.075 | 1.9369 | 1990 |  |  |  | 4.075 | 1.9369 | 1990 | 1.4049 | 0.66111
Pre-04 | GF | 10 | 8.5265 | 1991 |  |  |  | 10 | 8.5265 | 1991 | 2.3026 | 2.1432
Pre-05 | GF | 4.8 | 4.0522 | 1988 |  |  |  | 4.8 | 4.0522 | 1988 | 1.5686 | 1.3993
Pre-06 | GF | 5.1 | 9.6482 | 1989 |  |  |  | 5.1 | 9.6482 | 1989 | 1.6292 | 2.2668
Pre-07 | GF | 6.9 | 5.0294 | 1997 |  |  |  | 6.9 | 5.0294 | 1997 | 1.9315 | 1.6153
Pre-08 | GF | 11.8 | 6.3729 | 1987 |  |  |  | 11.8 | 6.3729 | 1987 | 2.4681 | 1.8521
Pre-09 | GF | 9.7 | 2.9443 | 1997 |  |  |  | 9.7 | 2.9443 | 1997 | 2.2721 | 1.0799
Pre-10 | GF | 6.12 | 13.4811 | 1990 |  |  |  | 6.12 | 13.4811 | 1990 | 1.8116 | 2.6013
Pre-11 | GF | 6.2672 | 2.9102 | 1987 |  |  |  | 6.2672 | 2.9102 | 1987 | 1.8353 | 1.0682
Pre-12 | GF | 6.366 | 9.8907 | 1993 |  |  |  | 6.366 | 9.8907 | 1993 | 1.851 | 2.2916
Pre-13 | GF | 8.5 | 5.9446 | 1990 |  |  |  | 8.5 | 5.9446 | 1990 | 2.1401 | 1.7825
Pre-14 | GF | 46.55 | 7.1936 | 1991 |  |  |  | 46.55 | 7.1936 | 1991 | 3.8405 | 1.9732
Pre-15 | GF | 56.8 | 17.5945 | 1990 |  |  |  | 56.8 | 17.5945 | 1990 | 4.0395 | 2.8676
Pre-16 | GF | 81.576 | 14.0262 | 1988 |  |  |  | 81.576 | 14.0262 | 1988 | 4.4015 | 2.6409
Pre-17 | GF | 95.2 | 14.2199 | 1999 |  |  |  | 95.2 | 14.2199 | 1999 | 4.556 | 2.6546
Pre-18 | GF | 122.772 | 23.4475 | 1990 |  |  |  | 122.772 | 23.4475 | 1990 | 4.8103 | 3.1548
1184 | UG | 30 | 17.2571 | 2013 | 18.2 | 18.8693 | 2012 | 48.2 | 36.1265 | 2013 | 3.8754 | 3.587
457 | UG | 10.77 | 9.7069 | 1990 | 10 | 3.2891 | 2006 | 20.77 | 12.9961 | 2006 | 3.0335 | 2.5646
407 | UG | 25.4 | 15.7169 | 1982 | 2 | 0.60107 | 2004 | 27.4 | 16.318 | 2004 | 3.3105 | 2.7923
706 | UG | 14.85 | 11.6263 | 1984 | 14.25 | 5.8346 | 2008 | 29.1 | 17.4609 | 2008 | 3.3707 | 2.86
1070 | UG | 34 | 18.514 | 1984 | 4.9 | 0.83608 | 2011 | 38.9 | 19.3501 | 2011 | 3.661 | 2.9627
1264 | UG | 38.9 | 19.9683 | 1984 | 7.2 | 8.0579 | 2013 | 46.1 | 28.0261 | 2013 | 3.8308 | 3.3331
1208 | UG | 14.1 | 11.2927 | 1961 | 11.5 | 2.7992 | 2012 | 25.6 | 14.0919 | 2012 | 3.2426 | 2.6456
655 | UG | 12.053 | 10.3404 | 1974 | 2.339 | 0.59465 | 2007 | 14.392 | 10.935 | 2007 | 2.6667 | 2.392
733 | UG | 24.3 | 15.3309 | 2007 | 17.1 | 6.7726 | 2009 | 41.4 | 22.1035 | 2009 | 3.7233 | 3.0957
401 | UG | 2 | 3.7705 | 1986 | 1.5 | 0.36204 | 2004 | 3.5 | 4.1326 | 2004 | 1.2528 | 1.4189
1412 | UG | 3.5 | 5.1631 | 1986 | 11 | 4.3575 | 2015 | 14.5 | 9.5205 | 2015 | 2.6741 | 2.2535
1318 | UG | 22.3 | 14.6089 | 1997 | 28.9 | 1.6878 | 2013 | 51.2 | 16.2967 | 2013 | 3.9357 | 2.791
1194 | UG | 5.8 | 6.8567 | 1980 | 9.6 | 1.6086 | 2011 | 15.4 | 8.4653 | 2011 | 2.7344 | 2.136
804 | UG | 14.429 | 11.44 | 1982 | 9.871 | 9.1567 | 2009 | 24.3 | 20.5967 | 2009 | 3.1905 | 3.0251
365 | UG | 15.9 | 12.0811 | 1982 | 0.269 | 0.59607 | 2003 | 16.169 | 12.6771 | 2003 | 2.7831 | 2.5398
708 | UG | 16.2 | 12.2086 | 1982 | 11.5 | 6.8375 | 2007 | 27.7 | 19.046 | 2007 | 3.3214 | 2.9469
1568 | UG | 27.7 | 16.5011 | 1997 | 8.1 | 3.5849 | 2015 | 35.8 | 20.086 | 2015 | 3.5779 | 3
398 | UG | 27.329 | 16.3766 | 1981 | 2 | 1.4547 | 2004 | 29.329 | 17.8313 | 2004 | 3.3786 | 2.881
1642 | UG | 16.12 | 12.1747 | unknown | 2.78 | 10.1341 | 2015 | 18.9 | 22.3088 | 2015 | 2.9392 | 3.105
522 | UG | 38.7 | 19.9105 | 1981 | 2.3 | 0.49327 | 2006 | 41 | 20.4038 | 2006 | 3.7136 | 3.0157
170 | UG | 20.4 | 13.8962 | unknown | 5.6 | 4.4337 | 2001 | 26 | 18.3299 | 2001 | 3.2581 | 2.9085
170 | UG | 21.6 | 14.3495 | unknown | 1 | 4.883 | 2001 | 22.6 | 19.2325 | 2001 | 3.1179 | 2.9566
1366 | UG | 25.5 | 15.7517 | 0 | 14 | 5.5737 | 2013 | 39.5 | 21.3254 | 2013 | 3.6763 | 3.0599
170 | UG | 5.4 | 6.5869 | unknown | 10.6 | 5.2097 | 2001 | 16 | 11.7966 | 2001 | 2.7726 | 2.4678
1350 | UG | 16 | 12.1237 | 0 | 20 | 6.53 | 2013 | 36 | 18.6537 | 2013 | 3.5835 | 2.926
658 | UG | 1.6 | 3.3264 | 1996 | 13.2 | 7.1147 | 2008 | 14.8 | 10.441 | 2008 | 2.6946 | 2.3457
897 | UG | 14.8 | 11.6043 | 1996 | 3 | 6.2372 | 2010 | 17.8 | 17.8415 | 2010 | 2.8792 | 2.8815
483 | UG | 20.7 | 14.0106 | 1986 | 18.1 | 3.6201 | 2005 | 38.8 | 17.6307 | 2005 | 3.6584 | 2.8696
1494 | UG | 13.3 | 10.9282 | 0 | 6 | 6.4297 | 2014 | 19.3 | 17.358 | 2014 | 2.9601 | 2.8541
488 | UG | 41.3 | 20.6511 | 1982 | 24.2 | 0.40463 | 2006 | 65.5 | 21.0558 | 2006 | 4.1821 | 3.0472
318 | UG | 22.87 | 14.8175 | 1996 | 1 | 0.76702 | 2001 | 23.87 | 15.5845 | 2001 | 3.1726 | 2.7463
806 | UG | 23.867 | 15.1769 | 1996 | 5.433 | 0.68948 | 2008 | 29.3 | 15.8664 | 2008 | 3.3776 | 2.7642
1386 | UG | 32.7 | 18.113 | 0 | 13.5 | 0.85934 | 2013 | 46.2 | 18.9723 | 2013 | 3.833 | 2.943
928 | UG | 18.02 | 12.9609 | 1992 | 3.48 | 10.3644 | 2010 | 21.5 | 23.3253 | 2010 | 3.0681 | 3.1495
1450 | UG | 21.5 | 14.3122 | 1992 | 16.3 | 5.153 | 2014 | 37.8 | 19.4652 | 2014 | 3.6323 | 2.9686
170 | UG | 17.7 | 12.8311 | unknown | 8.8 | 1.1342 | 2001 | 26.5 | 13.9654 | 2001 | 3.2771 | 2.6366
649 | UG | 26.5 | 16.0957 | 1997 | 33.8 | 5.0181 | 2007 | 60.3 | 21.1138 | 2007 | 4.0993 | 3.0499
1203 | UG | 20.5 | 13.9344 | 1977 | 4.1 | 12.4436 | 2012 | 24.6 | 26.378 | 2012 | 3.2027 | 3.2725
170 | UG | 7.9 | 8.1562 | 1972 | 6.1 | 2.9005 | 2001 | 14 | 11.0567 | 2001 | 2.6391 | 2.403
363 | UG | 21.226 | 14.2095 | 1975 | 4.2 | 0.82194 | 2004 | 25.426 | 15.0314 | 2004 | 3.2358 | 2.7101
493 | UG | 25.4 | 15.7169 | 1975 | 3.3 | 3.4003 | 2006 | 28.7 | 19.1172 | 2006 | 3.3569 | 2.9506
685 | UG | 28.7 | 16.8331 | 1975 | 4.2 | 0.94607 | 2007 | 32.9 | 17.7791 | 2007 | 3.4935 | 2.878
435 | UG | 10.6 | 9.6206 | 1990 | 8.4 | 3.0774 | 2004 | 19 | 12.6979 | 2004 | 2.9444 | 2.5414
652 | UG | 10.195 | 9.4124 | 1986 | 3.405 | 4.3802 | 2007 | 13.6 | 13.7926 | 2007 | 2.6101 | 2.6241
366 | UG | 11.1 | 9.8729 | 1981 | 4.8 | 0.60208 | 2003 | 15.9 | 10.475 | 2003 | 2.7663 | 2.349
1640 | UG | 15.9 | 12.0811 | 1981 | 2.5 | 8.3244 | 2015 | 18.4 | 20.4055 | 2015 | 2.9124 | 3.0158
367 | UG | 11.211 | 9.9282 | 1988 | 1 | 0.55589 | 2004 | 12.211 | 10.4841 | 2004 | 2.5023 | 2.3499
902 | UG | 19.2 | 13.431 | 2002 | 13.5 | 0.547 | 2009 | 32.7 | 13.978 | 2009 | 3.4874 | 2.6375
1202 | UG | 19.4 | 13.5094 | 1989 | 1.6 | 10.745 | 2012 | 21 | 24.2544 | 2012 | 3.0445 | 3.1886
1338 | UG | 7.5 | 7.9216 | unknown | 2 | 6.6636 | 2013 | 9.5 | 14.5852 | 2013 | 2.2513 | 2.68
212 | UG | 36.55 | 19.2815 | 1978 | 28 | 4.6265 | 2003 | 64.55 | 23.9079 | 2003 | 4.1674 | 3.1742
653 | UG | 64.55 | 26.5385 | 1977 | 1.32 | 0.56895 | 2007 | 65.87 | 27.1075 | 2007 | 4.1877 | 3.2998
1382 | UG | 24.2 | 15.2955 | unknown | 11.9 | 2.4484 | 2013 | 36.1 | 17.7439 | 2013 | 3.5863 | 2.876
874 | UG | 6.4 | 7.2465 | 1997 | 0.5 | 3.6334 | 2009 | 6.9 | 10.8798 | 2009 | 1.9315 | 2.3869
491 | UG | 27.9 | 16.5679 | 1984 | 1 | 0.19252 | 2006 | 28.9 | 16.7604 | 2006 | 3.3638 | 2.819
1396 | UG | 20.6 | 13.9725 | 2009 | 5.4 | 0.37351 | 2013 | 26 | 14.346 | 2013 | 3.2581 | 2.6635
1597 | UG | 26 | 15.9244 | 2009 | 27.3 | 4.2356 | 2015 | 53.3 | 20.16 | 2015 | 3.9759 | 3.0037
1292 | UG | 30.3 | 17.3539 | unknown | 2.5 | 4.4712 | 2013 | 32.8 | 21.825 | 2013 | 3.4904 | 3.0831
364 | UG | 44.904 | 21.6447 | 1975 | 2 | 1.3175 | 2004 | 46.904 | 22.9622 | 2004 | 3.8481 | 3.1339
1306 | UG | 23.1 | 14.901 | 1985 | 2.1 | 5.9849 | 2013 | 25.2 | 20.8858 | 2013 | 3.2268 | 3.0391
858 | UG | 28.4 | 16.734 | 2009 | 13.3 | 5.4359 | 2010 | 41.7 | 22.1699 | 2010 | 3.7305 | 3.0987
1454 | UG | 41.7 | 20.7632 | 2009 | 5.7 | 0.45762 | 2013 | 47.4 | 21.2209 | 2013 | 3.8586 | 3.055
637 | UG | 15.5 | 11.9094 | 1989 | 8.4 | 5.0689 | 2007 | 23.9 | 16.9783 | 2007 | 3.1739 | 2.8319
1254 | UG | 23.9 | 15.1887 | 1989 | 15.4 | 6.5284 | 2012 | 39.3 | 21.7171 | 2012 | 3.6712 | 3.0781
734 | UG | 20 | 13.7425 | 1974 | 4.4 | 11.2611 | 2011 | 24.4 | 25.0036 | 2011 | 3.1946 | 3.219
1674 | UG | 17.4 | 12.7085 | 0 | 3.7 | 10.3273 | 2016 | 21.1 | 23.0358 | 2016 | 3.0493 | 3.137
711 | UG | 11.5 | 10.0712 | 1976 | 13.7 | 9.2618 | 2009 | 25.2 | 19.3329 | 2009 | 3.2268 | 2.9618
408 | UG | 37.7 | 19.6199 | 1976 | 2.042 | 0.58016 | 2004 | 39.742 | 20.2001 | 2004 | 3.6824 | 3.0057
698 | UG | 39.7 | 20.1979 | 1976 | 20.9 | 1.4407 | 2007 | 60.6 | 21.6386 | 2007 | 4.1043 | 3.0745
696 | UG | 9.137 | 8.8506 | 1981 | 8.063 | 0.2681 | 2007 | 17.2 | 9.1187 | 2007 | 2.8449 | 2.2103
1185 | UG | 32.4 | 18.0195 | 1988 | 2.5 | 2.8088 | 2011 | 34.9 | 20.8282 | 2011 | 3.5525 | 3.0363
568 | UG | 38.04 | 19.7191 | 1978 | 1 | 0.028819 | 2006 | 39.04 | 19.7479 | 2006 | 3.6646 | 2.983
853 | UG | 20 | 13.7425 | 1991 | 21.7 | 4.2556 | 2009 | 41.7 | 17.9981 | 2009 | 3.7305 | 2.8903
1201 | UG | 13.3 | 10.9282 | unknown | 10.6 | 7.6365 | 2012 | 23.9 | 18.5647 | 2012 | 3.1739 | 2.9213
654 | UG | 7.29 | 7.7963 | 1976 | 4.41 | 0.73673 | 2007 | 11.7 | 8.533 | 2007 | 2.4596 | 2.1439
1394 | UG | 11.7 | 10.1692 | 1976 | 10 | 5.0058 | 2014 | 21.7 | 15.1749 | 2014 | 3.0773 | 2.7196
1294 | UG | 8.5 | 8.4985 | 0 | 1.6 | 4.562 | 2014 | 10.1 | 13.0605 | 2014 | 2.3125 | 2.5696
1670 | UG | 31.45 | 17.7208 | 0 | 24.25 | 2.7944 | 2016 | 55.7 | 20.5151 | 2016 | 4.02 | 3.0212
579 | UG | 17.1 | 12.585 | unknown | 11 | 3.6516 | 2008 | 28.1 | 16.2366 | 2008 | 3.3358 | 2.7873
1670 | UG | 18.79 | 13.2691 | 0 | 30.51 | 18.3637 | 2016 | 49.3 | 31.6328 | 2016 | 3.8979 | 3.4542
1083 | UG | 7.53 | 7.9394 | 1981 | 5.87 | 7.4125 | 2011 | 13.4 | 15.3519 | 2011 | 2.5953 | 2.7312
552 | UG | 20.23 | 13.831 | 1991 | 10.47 | 1.1458 | 2006 | 30.7 | 14.9768 | 2006 | 3.4243 | 2.7065
1311 | UG | 30.7 | 17.4822 | 1991 | 19.3 | 5.9841 | 2013 | 50 | 23.4663 | 2013 | 3.912 | 3.1556
1078 | UG | 17.66 | 12.8148 | 1957 | 7.34 | 1.0936 | 2011 | 25 | 13.9085 | 2011 | 3.2189 | 2.6325
383 | UG | 0.51 | 1.7502 | 1984 | 8 | 3.9502 | 2005 | 8.51 | 5.7003 | 2005 | 2.1412 | 1.7405
1020 | UG | 13 | 10.7891 | 1977 | 9 | 7.345 | 2010 | 22 | 18.1341 | 2010 | 3.091 | 2.8978
1364 | UG | 8.5 | 8.4985 | 0 | 34 | 8.7951 | 2013 | 42.5 | 17.2937 | 2013 | 3.7495 | 2.8503
503 | UG | 31 | 17.5779 | 1972 | 16 | 3.8033 | 2007 | 47 | 21.3812 | 2007 | 3.8501 | 3.0625
925 | UG | 47 | 22.2065 | 1972 | 9 | 3.3165 | 2011 | 56 | 25.523 | 2011 | 4.0254 | 3.2396
821 | UG | 25 | 15.5774 | 2006 | 32 | 9.4177 | 2011 | 57 | 24.9952 | 2011 | 4.0431 | 3.2187
486 | UG | 10.81 | 9.7272 | 1993 | 3.14 | 0.34692 | 2005 | 13.95 | 10.0741 | 2005 | 2.6355 | 2.31
779 | UG | 13.95 | 11.2251 | 1993 | 4.05 | 0.91576 | 2008 | 18 | 12.1408 | 2008 | 2.8904 | 2.4966
1416 | UG | 18 | 12.9528 | 1993 | 6 | 1.4182 | 2014 | 24 | 14.371 | 2014 | 3.1781 | 2.6652
554 | UG | 23 | 14.8647 | 1968 | 8.26 | 1.0611 | 2006 | 31.26 | 15.9258 | 2006 | 3.4423 | 2.7679
1581 | UG | 7.44 | 7.886 | unknown | 9.36 | 5.3848 | 2015 | 16.8 | 13.2708 | 2015 | 2.8214 | 2.5856
880 | UG | 8.95 | 8.7484 | 1966 | 2.05 | 4.5764 | 2010 | 11 | 13.3248 | 2010 | 2.3979 | 2.5896
1047 | UG | 10 | 9.3108 | 1965 | 5 | 6.2586 | 2012 | 15 | 15.5695 | 2012 | 2.7081 | 2.7453
1045 | UG | 24.066 | 15.2478 | 1971 | 7.934 | 3.8009 | 2011 | 32 | 19.0488 | 2011 | 3.4657 | 2.947
1616 | UG | 21.68 | 14.3794 | unknown | 25.75 | 0.84819 | 2015 | 47.43 | 15.2275 | 2015 | 3.8593 | 2.7231
362 | UG | 51.8 | 23.4531 | 1971 | 1 | 0.78848 | 2004 | 52.8 | 24.2416 | 2004 | 3.9665 | 3.1881
924 | UG | 45.94 | 21.9238 | 1982 | 6.06 | 1.4264 | 2010 | 52 | 23.3502 | 2010 | 3.9512 | 3.1506
1241 | UG | 20.29 | 13.854 | unknown | 6 | 2.625 | 2012 | 26.29 | 16.4791 | 2012 | 3.2692 | 2.8021
438 | UG | 8.246 | 8.355 | 1978 | 1 | 0.18095 | 2004 | 9.246 | 8.5359 | 2004 | 2.2242 | 2.1443
748 | UG | 25.541 | 15.7659 | 1995 | 1 | 0.38858 | 2008 | 26.541 | 16.1545 | 2008 | 3.2787 | 2.7822
1319 | UG | 15.71 | 11.9998 | 0 | 4.29 | 3.2377 | 2014 | 20 | 15.2374 | 2014 | 2.9957 | 2.7238
618 | UG | 11 | 9.8228 | 1995 | 11.5 | 2.3465 | 2006 | 22.5 | 12.1693 | 2006 | 3.1135 | 2.4989
712 | UG | 7.5 | 7.9216 | 1980 | 1 | 7.8904 | 2011 | 8.5 | 15.812 | 2011 | 2.1401 | 2.7608
726 | UG | 25.6354 | 15.7986 | 1982 | 5.3646 | 1.0316 | 2008 | 31 | 16.8302 | 2008 | 3.434 | 2.8232
530 | UG | 25 | 15.5774 | 1982 | 20 | 4.5023 | 2006 | 45 | 20.0797 | 2006 | 3.8067 | 2.9997
755 | UG | 8.698 | 8.6092 | 1983 | 3.302 | 0.74649 | 2008 | 12 | 9.3557 | 2008 | 2.4849 | 2.236
1081 | UG | 12 | 10.3148 | 1983 | 4 | 0.74616 | 2010 | 16 | 11.061 | 2010 | 2.7726 | 2.4034
307 | UG | 9.07 | 8.8141 | 1985 | 1.002 | 2.5231 | 2003 | 10.072 | 11.3372 | 2003 | 2.3098 | 2.4281
1466 | UG | 10.07 | 9.3474 | 1985 | 4.93 | 4.6348 | 2015 | 15 | 13.9822 | 2015 | 2.7081 | 2.6378
1091 | UG | 16.06 | 12.1492 | 1982 | 24.34 | 7.6638 | 2011 | 40.4 | 19.813 | 2011 | 3.6988 | 2.9863
666 | UG | 25.92 | 15.8969 | 1987 | 14.08 | 3.6888 | 2008 | 40 | 19.5856 | 2008 | 3.6889 | 2.9748
556 | UG | 8.656 | 8.5858 | 1985 | 4.344 | 3.2484 | 2007 | 13 | 11.8342 | 2007 | 2.5649 | 2.471
452 | UG | 10.781 | 9.7125 | 1986 | 3.619 | 3.4437 | 2005 | 14.4 | 13.1562 | 2005 | 2.6672 | 2.5769
613 | UG | 6.2 | 7.1184 | 1999 | 2.2 | 0.43132 | 2006 | 8.4 | 7.5497 | 2006 | 2.1282 | 2.0215
778 | UG | 0.1 | 0.70091 | 1988 | 1.9 | 0.48701 | 2008 | 2 | 1.1879 | 2008 | 0.69315 | 0.1722
1571 | UG | 2 | 3.7705 | 1988 | 11 | 1.592 | 2016 | 13 | 5.3626 | 2016 | 2.5649 | 1.6794
525 | UG | 11.55 | 10.0957 | 1995 | 14 | 2.1078 | 2006 | 25.55 | 12.2035 | 2006 | 3.2406 | 2.5017
1324 | UG | 15.8 | 12.0383 | 2012 | 12.3 | 2.2693 | 2014 | 28.1 | 14.3076 | 2014 | 3.3358 | 2.6608
511 | UG | 13.95 | 11.2251 | 2004 | 4.05 | 0.42904 | 2004 | 18 | 11.6541 | 2004 | 2.8904 | 2.4557
1094 | UG | 18 | 12.9528 | 2004 | 6 | 1.0646 | 2011 | 24 | 14.0175 | 2011 | 3.1781 | 2.6403
775 | UG | 8 | 8.214 | 2002 | 7 | 1.4059 | 2008 | 15 | 9.6199 | 2008 | 2.7081 | 2.2638
1646 | UG | 2.88 | 4.6275 | unknown | 3.52 | 6.6896 | 2016 | 6.4 | 11.3171 | 2016 | 1.8563 | 2.4263
467 | UG | 5.7 | 6.79 | 1996 | 7.9 | 3.4855 | 2005 | 13.6 | 10.2755 | 2005 | 2.6101 | 2.3298
437 | UG | 23 | 14.8647 | 2001 | 17 | 3.6314 | 2008 | 40 | 18.4961 | 2008 | 3.6889 | 2.9176
1233 | UG | 40 | 20.2835 | 2001 | 10 | 3.8904 | 2011 | 50 | 24.1739 | 2011 | 3.912 | 3.1853
361 | UG | 12.22 | 10.4206 | 1986 | 13 | 1.172 | 2002 | 25.22 | 11.5926 | 2002 | 3.2276 | 2.4504
645 | UG | 25.22 | 15.6543 | 1986 | 1 | 0.22668 | 2006 | 26.22 | 15.881 | 2006 | 3.2665 | 2.7651
720 | UG | 5.29 | 6.5112 | 1974 | 3.91 | 3.2147 | 2009 | 9.2 | 9.7259 | 2009 | 2.2192 | 2.2748
1554 | UG | 18 | 12.9528 | 2013 | 13 | 4.0041 | 2015 | 31 | 16.9569 | 2015 | 3.434 | 2.8307
1570 | UG | 12 | 10.3148 | 0 | 7 | 5.7129 | 2016 | 19 | 16.0277 | 2016 | 2.9444 | 2.7743
1280 | UG | 10 | 9.3108 | 0 | 10 | 3.9567 | 2013 | 20 | 13.2675 | 2013 | 2.9957 | 2.5853
659 | UG | 51 | 23.249 | 1974 | 7 | 0.19039 | 2006 | 58 | 23.4394 | 2006 | 4.0604 | 3.1544
1240 | UG | 9 | 8.7758 | 0 | 12 | 2.4762 | 2013 | 21 | 11.252 | 2013 | 3.0445 | 2.4206
317 | UG | 26.67 | 16.1536 | 1978 | 8.46 | 3.7336 | 2002 | 35.13 | 19.8872 | 2002 | 3.5591 | 2.9901
1678 | UG | 71.19 | 28.0388 | 0 | 3.81 | 0.18769 | 2015 | 75 | 28.2265 | 2015 | 4.3175 | 3.3403
620 | UG | 66.04 | 26.8809 | unknown | 1 | 0.052327 | 2006 | 67.04 | 26.9332 | 2006 | 4.2053 | 3.2934
1085 | UG | 67.04 | 27.1087 | unknown | 2 | 0.079312 | 2010 | 69.04 | 27.188 | 2010 | 4.2347 | 3.3028
836 | UG | 33.963 | 18.5027 | 1974 | 10.037 | 0.20825 | 2008 | 44 | 18.7109 | 2008 | 3.7842 | 2.9291
1417 | UG | 53.176 | 23.801 | 0 | 2.824 | 0.36632 | 2013 | 56 | 24.1673 | 2013 | 4.0254 | 3.185
1575 | UG | 107.8 | 35.3974 | 0 | 2.2 | 0.084606 | 2014 | 110 | 35.482 | 2014 | 4.7005 | 3.569
1480 | UG | 92 | 32.3826 | 0 | 9 | 1.4186 | 2015 | 101 | 33.8012 | 2015 | 4.6151 | 3.5205
1644 | UG | 25 | 15.5774 | 0 | 14 | 6.4882 | 2016 | 39 | 22.0656 | 2016 | 3.6636 | 3.094
1276 | UG | 34 | 18.514 | unknown | 4 | 0.69755 | 2012 | 38 | 19.2115 | 2012 | 3.6376 | 2.9555
823 | UG | 10 | 9.3108 | unknown | 25 | 8.3157 | 2009 | 35 | 17.6265 | 2009 | 3.5553 | 2.8694
1046 | UG | 33 | 18.2061 | unknown | 17 | 13.8381 | 2011 | 50 | 32.0442 | 2011 | 3.912 | 3.4671
873 | UG | 38 | 19.7075 | unknown | 10 | 10.835 | 2011 | 48 | 30.5425 | 2011 | 3.8712 | 3.4191
630 | UG | 36.4 | 19.237 | unknown | 3.6 | 0.76182 | 2007 | 40 | 19.9988 | 2007 | 3.6889 | 2.9957
1107 | UG | 16 | 12.1237 | 2010 | 24 | 7.7 | 2014 | 40 | 19.8237 | 2014 | 3.6889 | 2.9869
682 | UG | 12 | 10.3148 | 2005 | 18 | 4.2252 | 2009 | 30 | 14.54 | 2009 | 3.4012 | 2.6769
643 | UG | 53.37 | 23.8497 | unknown | 0.5 | 4.4087 | 2009 | 53.87 | 28.2584 | 2009 | 3.9866 | 3.3414
* Type is either Greenfield (“GF”) or Upgrade (“UG”), where Upgrade refers to additional facilities that increase the capacity of an existing Greenfield project
** For Iteration 10, Greenfield Cost for an Upgrade project is estimated using the Iteration 9 power curve for greenfield and upgrade projects

## GF + UG Iteration 11
Alberta Electric System Operator
2018 ISO Tariff Application
Appendix W - Option 2 POD Cost Function Workbook
Elevnth-Interation Calculation of Power Curve for Greenfield and Upgrade Projects
September 14, 2017 |  | 0 MW removed
Project | Type * | Greenfield MW | Greenfield Cost ** | Greenfield Year | Upgrade MW | Upgrade Cost | Upgrade Year | Total MW | Total Cost | Total Year | LN(MW) | LN(Cost) |  | ln(y)=m*ln(x) + b Linear Regression
476 | GF | 14 | 16.8618 | 2003 |  |  |  | 14 | 16.8618 | 2003 | 2.6391 | 2.8251 | m | 0.56167 | 0.93787 | b
478 | GF | 8.5 | 6.0182 | 2003 |  |  |  | 8.5 | 6.0182 | 2003 | 2.1401 | 1.7948 | se | 0.033834 | 0.10725 | seb
473 | GF | 30 | 14.999 | 2003 |  |  |  | 30 | 14.999 | 2003 | 3.4012 | 2.708 | R2 | 0.51263 | 0.39901 | sev
1042 | GF | 13 | 11.1648 | 2011 |  |  |  | 13 | 11.1648 | 2011 | 2.5649 | 2.4128 | F | 275.5837 | 262 | df
443 | GF | 24.3 | 11.7056 | 2006 |  |  |  | 24.3 | 11.7056 | 2006 | 3.1905 | 2.4601 | ssreg | 43.8745 | 41.7119 | ssresid
1195 | GF | 18 | 31.6599 | 2011 |  |  |  | 18 | 31.6599 | 2011 | 2.8904 | 3.4551
420 | GF | 6 | 9.6396 | 2007 |  |  |  | 6 | 9.6396 | 2007 | 1.7918 | 2.2659 |  | y=cx^m, where c=e^b
440 | GF | 10 | 16.0096 | 2006 |  |  |  | 10 | 16.0096 | 2006 | 2.3026 | 2.7732 | m | 0.56167 | 0.0002051% | change
1102 | GF | 20 | 16.2936 | 2011 |  |  |  | 20 | 16.2936 | 2011 | 2.9957 | 2.7908 | c | 2.5545 | -0.0006012% | from
324 | GF | 17.2 | 8.9094 | 2003 |  |  |  | 17.2 | 8.9094 | 2003 | 2.8449 | 2.1871 |  |  |  | prior
1103 | GF | 20 | 17.2995 | 2011 |  |  |  | 20 | 17.2995 | 2011 | 2.9957 | 2.8507 |  |  |  | iteration
386 | GF | 9 | 9.9511 | 2003 |  |  |  | 9 | 9.9511 | 2003 | 2.1972 | 2.2977
80 | GF | 8 | 6.0754 | 2001 |  |  |  | 8 | 6.0754 | 2001 | 2.0794 | 1.8042
1052 | GF | 13.6 | 10.9027 | 2011 |  |  |  | 13.6 | 10.9027 | 2011 | 2.6101 | 2.389
347 | GF | 10.548 | 9.3005 | 2003 |  |  |  | 10.548 | 9.3005 | 2003 | 2.3559 | 2.2301
1358 | GF | 27 | 13.0727 | 2011 |  |  |  | 27 | 13.0727 | 2011 | 3.2958 | 2.5705
584 | GF | 28 | 34.9037 | 2011 |  |  |  | 28 | 34.9037 | 2011 | 3.3322 | 3.5526
422 | GF | 24 | 13.6508 | 2003 |  |  |  | 24 | 13.6508 | 2003 | 3.1781 | 2.6138
944 | GF | 43 | 26.8161 | 2010 |  |  |  | 43 | 26.8161 | 2010 | 3.7612 | 3.289
387 | GF | 7.5 | 9.5131 | 2003 |  |  |  | 7.5 | 9.5131 | 2003 | 2.0149 | 2.2527
587 | GF | 17.8 | 13.1522 | 2006 |  |  |  | 17.8 | 13.1522 | 2006 | 2.8792 | 2.5766
585 | GF | 20.6 | 11.2912 | 2007 |  |  |  | 20.6 | 11.2912 | 2007 | 3.0253 | 2.424
831 | GF | 19.6 | 20.9656 | 2011 |  |  |  | 19.6 | 20.9656 | 2011 | 2.9755 | 3.0429
340 | GF | 22 | 13.3096 | 2003 |  |  |  | 22 | 13.3096 | 2003 | 3.091 | 2.5885
334 | GF | 18.8 | 7.9464 | 2003 |  |  |  | 18.8 | 7.9464 | 2003 | 2.9339 | 2.0727
343 | GF | 15.6 | 13.9997 | 2003 |  |  |  | 15.6 | 13.9997 | 2003 | 2.7473 | 2.639
358 | GF | 19.8 | 7.2249 | 2003 |  |  |  | 19.8 | 7.2249 | 2003 | 2.9857 | 1.9775
702 | GF | 28.4 | 5.2102 | 2007 |  |  |  | 28.4 | 5.2102 | 2007 | 3.3464 | 1.6506
526 | GF | 19 | 13.7588 | 2007 |  |  |  | 19 | 13.7588 | 2007 | 2.9444 | 2.6217
288 | GF | 12 | 4.4534 | 2001 |  |  |  | 12 | 4.4534 | 2001 | 2.4849 | 1.4937
851 | GF | 25 | 12.9318 | 2007 |  |  |  | 25 | 12.9318 | 2007 | 3.2189 | 2.5597
648 | GF | 15 | 14.9737 | 2007 |  |  |  | 15 | 14.9737 | 2007 | 2.7081 | 2.7063
855 | GF | 23 | 28.6671 | 2011 |  |  |  | 23 | 28.6671 | 2011 | 3.1355 | 3.3557
700 | GF | 9.8 | 7.0658 | 2007 |  |  |  | 9.8 | 7.0658 | 2007 | 2.2824 | 1.9553
683 | GF | 30 | 16.0323 | 2011 |  |  |  | 30 | 16.0323 | 2011 | 3.4012 | 2.7746
559 | GF | 115 | 56.8595 | 2011 |  |  |  | 115 | 56.8595 | 2011 | 4.7449 | 4.0406
1074 | GF | 67 | 43.1388 | 2011 |  |  |  | 67 | 43.1388 | 2011 | 4.2047 | 3.7644
34 | GF | 16 | 7.5134 | 2000 |  |  |  | 16 | 7.5134 | 2000 | 2.7726 | 2.0167
433 | GF | 25 | 22.3083 | 2003 |  |  |  | 25 | 22.3083 | 2003 | 3.2189 | 3.105
79A | GF | 8 | 5.0823 | 2000 |  |  |  | 8 | 5.0823 | 2000 | 2.0794 | 1.6258
10A | GF | 6.2 | 8.916 | 2001 |  |  |  | 6.2 | 8.916 | 2001 | 1.8245 | 2.1878
345 | GF | 35 | 8.369 | 2003 |  |  |  | 35 | 8.369 | 2003 | 3.5553 | 2.1245
1049 | GF | 15.2 | 54.5518 | 2011 |  |  |  | 15.2 | 54.5518 | 2011 | 2.7213 | 3.9992
230 | GF | 17 | 10.7399 | 2003 |  |  |  | 17 | 10.7399 | 2003 | 2.8332 | 2.374
79B | GF | 8 | 3.3788 | 2000 |  |  |  | 8 | 3.3788 | 2000 | 2.0794 | 1.2175
10B | GF | 9.406 | 9.7991 | 2001 |  |  |  | 9.406 | 9.7991 | 2001 | 2.2413 | 2.2823
8 | GF | 18 | 11.9841 | 2000 |  |  |  | 18 | 11.9841 | 2000 | 2.8904 | 2.4836
487 | GF | 22 | 16.6067 | 2007 |  |  |  | 22 | 16.6067 | 2007 | 3.091 | 2.8098
385 | GF | 7.5 | 8.5881 | 2003 |  |  |  | 7.5 | 8.5881 | 2003 | 2.0149 | 2.1504
865 | GF | 25 | 8.6092 | 2007 |  |  |  | 25 | 8.6092 | 2007 | 3.2189 | 2.1528
863 | GF | 25 | 8.2434 | 2007 |  |  |  | 25 | 8.2434 | 2007 | 3.2189 | 2.1094
527 | GF | 17 | 6.9319 | 2007 |  |  |  | 17 | 6.9319 | 2007 | 2.8332 | 1.9361
595 | GF | 11 | 19.0874 | 2007 |  |  |  | 11 | 19.0874 | 2007 | 2.3979 | 2.949
528 | GF | 17 | 5.2658 | 2007 |  |  |  | 17 | 5.2658 | 2007 | 2.8332 | 1.6612
529 | GF | 17 | 7.7922 | 2007 |  |  |  | 17 | 7.7922 | 2007 | 2.8332 | 2.0531
1095 | GF | 18 | 11.9234 | 2011 |  |  |  | 18 | 11.9234 | 2011 | 2.8904 | 2.4785
561 | GF | 46 | 58.1001 | 2011 |  |  |  | 46 | 58.1001 | 2011 | 3.8286 | 4.0622
1018 | GF | 3 | 10.6346 | 2011 |  |  |  | 3 | 10.6346 | 2011 | 1.0986 | 2.3641
360 | GF | 22 | 7.1175 | 2003 |  |  |  | 22 | 7.1175 | 2003 | 3.091 | 1.9626
1106 | GF | 12 | 20.2179 | 2011 |  |  |  | 12 | 20.2179 | 2011 | 2.4849 | 3.0066
899 | GF | 25 | 15.1725 | 2010 |  |  |  | 25 | 15.1725 | 2010 | 3.2189 | 2.7195
1191 | GF | 11 | 12.6281 | 2011 |  |  |  | 11 | 12.6281 | 2011 | 2.3979 | 2.5359
1115 | GF | 10 | 24.3628 | 2011 |  |  |  | 10 | 24.3628 | 2011 | 2.3026 | 3.1931
1053 | GF | 9 | 14.7144 | 2011 |  |  |  | 9 | 14.7144 | 2011 | 2.1972 | 2.6888
864 | GF | 25 | 9.8258 | 2007 |  |  |  | 25 | 9.8258 | 2007 | 3.2189 | 2.285
834 | GF | 45 | 25.7984 | 2010 |  |  |  | 45 | 25.7984 | 2010 | 3.8067 | 3.2503
722 | GF | 10.5 | 13.5015 | 2010 |  |  |  | 10.5 | 13.5015 | 2010 | 2.3514 | 2.6028
927 | GF | 60 | 25.8871 | 2011 |  |  |  | 60 | 25.8871 | 2011 | 4.0943 | 3.2537
1068 | GF | 11.2 | 26.9182 | 2011 |  |  |  | 11.2 | 26.9182 | 2011 | 2.4159 | 3.2928
506 | GF | 20 | 13.9693 | 2003 |  |  |  | 20 | 13.9693 | 2003 | 2.9957 | 2.6369
456 | GF | 16 | 17.647 | 2007 |  |  |  | 16 | 17.647 | 2007 | 2.7726 | 2.8706
130 | GF | 18 | 8.437 | 2001 |  |  |  | 18 | 8.437 | 2001 | 2.8904 | 2.1326
308 | GF | 10 | 8.8754 | 2003 |  |  |  | 10 | 8.8754 | 2003 | 2.3026 | 2.1833
829 | GF | 20 | 27.7611 | 2011 |  |  |  | 20 | 27.7611 | 2011 | 2.9957 | 3.3236
425 | GF | 17 | 11.7254 | 2006 |  |  |  | 17 | 11.7254 | 2006 | 2.8332 | 2.4618
333 | GF | 12 | 7.5607 | 2003 |  |  |  | 12 | 7.5607 | 2003 | 2.4849 | 2.023
769 | GF | 40 | 26.3813 | 2007 |  |  |  | 40 | 26.3813 | 2007 | 3.6889 | 3.2727
948 | GF | 57 | 12.6537 | 2014 |  |  |  | 57 | 12.6537 | 2014 | 4.0431 | 2.5379
1128 | GF | 45 | 63.5562 | 2013 |  |  |  | 45 | 63.5562 | 2013 | 3.8067 | 4.1519
1214 | GF | 52 | 22.6317 | 2013 |  |  |  | 52 | 22.6317 | 2013 | 3.9512 | 3.1194
1225 | GF | 20 | 18.6367 | 2013 |  |  |  | 20 | 18.6367 | 2013 | 2.9957 | 2.9251
1263 | GF | 8 | 19.6117 | 2013 |  |  |  | 8 | 19.6117 | 2013 | 2.0794 | 2.9761
1309 | GF | 15 | 16.1093 | 2013 |  |  |  | 15 | 16.1093 | 2013 | 2.7081 | 2.7794
1349 | GF | 34 | 8.968 | 2013 |  |  |  | 34 | 8.968 | 2013 | 3.5264 | 2.1937
1358 | GF | 27 | 13.0727 | 2013 |  |  |  | 27 | 13.0727 | 2013 | 3.2958 | 2.5705
1404 | GF | 35 | 35.2763 | 2013 |  |  |  | 35 | 35.2763 | 2013 | 3.5553 | 3.5632
1482 | GF | 18.4 | 18.7658 | 2013 |  |  |  | 18.4 | 18.7658 | 2013 | 2.9124 | 2.932
1515 | GF | 7.2 | 12.9927 | 2013 |  |  |  | 7.2 | 12.9927 | 2013 | 1.9741 | 2.5644
1618 | GF | 21 | 15.966 | 2016 |  |  |  | 21 | 15.966 | 2016 | 3.0445 | 2.7705
1634 | GF | 17.9 | 17.1728 | 2015 |  |  |  | 17.9 | 17.1728 | 2015 | 2.8848 | 2.8433
1258 | GF | 46 | 53.5183 | 2017 |  |  |  | 46 | 53.5183 | 2017 | 3.8286 | 3.98
1284 | GF | 24.1 | 7.0843 | 2013 |  |  |  | 24.1 | 7.0843 | 2013 | 3.1822 | 1.9579
Pre-01 | GF | 2.2 | 2.4934 | 1990 |  |  |  | 2.2 | 2.4934 | 1990 | 0.78846 | 0.91364
Pre-02 | GF | 1.464 | 1.494 | 1987 |  |  |  | 1.464 | 1.494 | 1987 | 0.38117 | 0.40147
Pre-03 | GF | 4.075 | 1.9369 | 1990 |  |  |  | 4.075 | 1.9369 | 1990 | 1.4049 | 0.66111
Pre-04 | GF | 10 | 8.5265 | 1991 |  |  |  | 10 | 8.5265 | 1991 | 2.3026 | 2.1432
Pre-05 | GF | 4.8 | 4.0522 | 1988 |  |  |  | 4.8 | 4.0522 | 1988 | 1.5686 | 1.3993
Pre-06 | GF | 5.1 | 9.6482 | 1989 |  |  |  | 5.1 | 9.6482 | 1989 | 1.6292 | 2.2668
Pre-07 | GF | 6.9 | 5.0294 | 1997 |  |  |  | 6.9 | 5.0294 | 1997 | 1.9315 | 1.6153
Pre-08 | GF | 11.8 | 6.3729 | 1987 |  |  |  | 11.8 | 6.3729 | 1987 | 2.4681 | 1.8521
Pre-09 | GF | 9.7 | 2.9443 | 1997 |  |  |  | 9.7 | 2.9443 | 1997 | 2.2721 | 1.0799
Pre-10 | GF | 6.12 | 13.4811 | 1990 |  |  |  | 6.12 | 13.4811 | 1990 | 1.8116 | 2.6013
Pre-11 | GF | 6.2672 | 2.9102 | 1987 |  |  |  | 6.2672 | 2.9102 | 1987 | 1.8353 | 1.0682
Pre-12 | GF | 6.366 | 9.8907 | 1993 |  |  |  | 6.366 | 9.8907 | 1993 | 1.851 | 2.2916
Pre-13 | GF | 8.5 | 5.9446 | 1990 |  |  |  | 8.5 | 5.9446 | 1990 | 2.1401 | 1.7825
Pre-14 | GF | 46.55 | 7.1936 | 1991 |  |  |  | 46.55 | 7.1936 | 1991 | 3.8405 | 1.9732
Pre-15 | GF | 56.8 | 17.5945 | 1990 |  |  |  | 56.8 | 17.5945 | 1990 | 4.0395 | 2.8676
Pre-16 | GF | 81.576 | 14.0262 | 1988 |  |  |  | 81.576 | 14.0262 | 1988 | 4.4015 | 2.6409
Pre-17 | GF | 95.2 | 14.2199 | 1999 |  |  |  | 95.2 | 14.2199 | 1999 | 4.556 | 2.6546
Pre-18 | GF | 122.772 | 23.4475 | 1990 |  |  |  | 122.772 | 23.4475 | 1990 | 4.8103 | 3.1548
1184 | UG | 30 | 17.2571 | 2013 | 18.2 | 18.8693 | 2012 | 48.2 | 36.1264 | 2013 | 3.8754 | 3.587
457 | UG | 10.77 | 9.7068 | 1990 | 10 | 3.2891 | 2006 | 20.77 | 12.996 | 2006 | 3.0335 | 2.5646
407 | UG | 25.4 | 15.7169 | 1982 | 2 | 0.60107 | 2004 | 27.4 | 16.3179 | 2004 | 3.3105 | 2.7923
706 | UG | 14.85 | 11.6262 | 1984 | 14.25 | 5.8346 | 2008 | 29.1 | 17.4608 | 2008 | 3.3707 | 2.86
1070 | UG | 34 | 18.5139 | 1984 | 4.9 | 0.83608 | 2011 | 38.9 | 19.35 | 2011 | 3.661 | 2.9627
1264 | UG | 38.9 | 19.9683 | 1984 | 7.2 | 8.0579 | 2013 | 46.1 | 28.0261 | 2013 | 3.8308 | 3.3331
1208 | UG | 14.1 | 11.2926 | 1961 | 11.5 | 2.7992 | 2012 | 25.6 | 14.0918 | 2012 | 3.2426 | 2.6456
655 | UG | 12.053 | 10.3403 | 1974 | 2.339 | 0.59465 | 2007 | 14.392 | 10.9349 | 2007 | 2.6667 | 2.392
733 | UG | 24.3 | 15.3309 | 2007 | 17.1 | 6.7726 | 2009 | 41.4 | 22.1035 | 2009 | 3.7233 | 3.0957
401 | UG | 2 | 3.7705 | 1986 | 1.5 | 0.36204 | 2004 | 3.5 | 4.1325 | 2004 | 1.2528 | 1.4189
1412 | UG | 3.5 | 5.163 | 1986 | 11 | 4.3575 | 2015 | 14.5 | 9.5205 | 2015 | 2.6741 | 2.2534
1318 | UG | 22.3 | 14.6088 | 1997 | 28.9 | 1.6878 | 2013 | 51.2 | 16.2967 | 2013 | 3.9357 | 2.791
1194 | UG | 5.8 | 6.8566 | 1980 | 9.6 | 1.6086 | 2011 | 15.4 | 8.4652 | 2011 | 2.7344 | 2.136
804 | UG | 14.429 | 11.4399 | 1982 | 9.871 | 9.1567 | 2009 | 24.3 | 20.5966 | 2009 | 3.1905 | 3.0251
365 | UG | 15.9 | 12.081 | 1982 | 0.269 | 0.59607 | 2003 | 16.169 | 12.6771 | 2003 | 2.7831 | 2.5398
708 | UG | 16.2 | 12.2085 | 1982 | 11.5 | 6.8375 | 2007 | 27.7 | 19.0459 | 2007 | 3.3214 | 2.9469
1568 | UG | 27.7 | 16.501 | 1997 | 8.1 | 3.5849 | 2015 | 35.8 | 20.0859 | 2015 | 3.5779 | 3
398 | UG | 27.329 | 16.3765 | 1981 | 2 | 1.4547 | 2004 | 29.329 | 17.8312 | 2004 | 3.3786 | 2.881
1642 | UG | 16.12 | 12.1746 | unknown | 2.78 | 10.1341 | 2015 | 18.9 | 22.3087 | 2015 | 2.9392 | 3.105
522 | UG | 38.7 | 19.9105 | 1981 | 2.3 | 0.49327 | 2006 | 41 | 20.4038 | 2006 | 3.7136 | 3.0157
170 | UG | 20.4 | 13.8961 | unknown | 5.6 | 4.4337 | 2001 | 26 | 18.3299 | 2001 | 3.2581 | 2.9085
170 | UG | 21.6 | 14.3495 | unknown | 1 | 4.883 | 2001 | 22.6 | 19.2325 | 2001 | 3.1179 | 2.9566
1366 | UG | 25.5 | 15.7516 | 0 | 14 | 5.5737 | 2013 | 39.5 | 21.3253 | 2013 | 3.6763 | 3.0599
170 | UG | 5.4 | 6.5868 | unknown | 10.6 | 5.2097 | 2001 | 16 | 11.7966 | 2001 | 2.7726 | 2.4678
1350 | UG | 16 | 12.1236 | 0 | 20 | 6.53 | 2013 | 36 | 18.6536 | 2013 | 3.5835 | 2.926
658 | UG | 1.6 | 3.3263 | 1996 | 13.2 | 7.1147 | 2008 | 14.8 | 10.441 | 2008 | 2.6946 | 2.3457
897 | UG | 14.8 | 11.6042 | 1996 | 3 | 6.2372 | 2010 | 17.8 | 17.8414 | 2010 | 2.8792 | 2.8815
483 | UG | 20.7 | 14.0105 | 1986 | 18.1 | 3.6201 | 2005 | 38.8 | 17.6306 | 2005 | 3.6584 | 2.8696
1494 | UG | 13.3 | 10.9282 | 0 | 6 | 6.4297 | 2014 | 19.3 | 17.3579 | 2014 | 2.9601 | 2.854
488 | UG | 41.3 | 20.6511 | 1982 | 24.2 | 0.40463 | 2006 | 65.5 | 21.0558 | 2006 | 4.1821 | 3.0472
318 | UG | 22.87 | 14.8174 | 1996 | 1 | 0.76702 | 2001 | 23.87 | 15.5844 | 2001 | 3.1726 | 2.7463
806 | UG | 23.867 | 15.1768 | 1996 | 5.433 | 0.68948 | 2008 | 29.3 | 15.8663 | 2008 | 3.3776 | 2.7642
1386 | UG | 32.7 | 18.113 | 0 | 13.5 | 0.85934 | 2013 | 46.2 | 18.9723 | 2013 | 3.833 | 2.943
928 | UG | 18.02 | 12.9608 | 1992 | 3.48 | 10.3644 | 2010 | 21.5 | 23.3252 | 2010 | 3.0681 | 3.1495
1450 | UG | 21.5 | 14.3121 | 1992 | 16.3 | 5.153 | 2014 | 37.8 | 19.4651 | 2014 | 3.6323 | 2.9686
170 | UG | 17.7 | 12.8311 | unknown | 8.8 | 1.1342 | 2001 | 26.5 | 13.9653 | 2001 | 3.2771 | 2.6366
649 | UG | 26.5 | 16.0956 | 1997 | 33.8 | 5.0181 | 2007 | 60.3 | 21.1137 | 2007 | 4.0993 | 3.0499
1203 | UG | 20.5 | 13.9343 | 1977 | 4.1 | 12.4436 | 2012 | 24.6 | 26.3779 | 2012 | 3.2027 | 3.2725
170 | UG | 7.9 | 8.1561 | 1972 | 6.1 | 2.9005 | 2001 | 14 | 11.0566 | 2001 | 2.6391 | 2.403
363 | UG | 21.226 | 14.2094 | 1975 | 4.2 | 0.82194 | 2004 | 25.426 | 15.0313 | 2004 | 3.2358 | 2.7101
493 | UG | 25.4 | 15.7169 | 1975 | 3.3 | 3.4003 | 2006 | 28.7 | 19.1171 | 2006 | 3.3569 | 2.9506
685 | UG | 28.7 | 16.833 | 1975 | 4.2 | 0.94607 | 2007 | 32.9 | 17.7791 | 2007 | 3.4935 | 2.878
435 | UG | 10.6 | 9.6205 | 1990 | 8.4 | 3.0774 | 2004 | 19 | 12.6979 | 2004 | 2.9444 | 2.5414
652 | UG | 10.195 | 9.4123 | 1986 | 3.405 | 4.3802 | 2007 | 13.6 | 13.7925 | 2007 | 2.6101 | 2.6241
366 | UG | 11.1 | 9.8728 | 1981 | 4.8 | 0.60208 | 2003 | 15.9 | 10.4749 | 2003 | 2.7663 | 2.349
1640 | UG | 15.9 | 12.081 | 1981 | 2.5 | 8.3244 | 2015 | 18.4 | 20.4054 | 2015 | 2.9124 | 3.0158
367 | UG | 11.211 | 9.9281 | 1988 | 1 | 0.55589 | 2004 | 12.211 | 10.484 | 2004 | 2.5023 | 2.3499
902 | UG | 19.2 | 13.4309 | 2002 | 13.5 | 0.547 | 2009 | 32.7 | 13.9779 | 2009 | 3.4874 | 2.6375
1202 | UG | 19.4 | 13.5093 | 1989 | 1.6 | 10.745 | 2012 | 21 | 24.2543 | 2012 | 3.0445 | 3.1886
1338 | UG | 7.5 | 7.9215 | unknown | 2 | 6.6636 | 2013 | 9.5 | 14.5851 | 2013 | 2.2513 | 2.68
212 | UG | 36.55 | 19.2815 | 1978 | 28 | 4.6265 | 2003 | 64.55 | 23.9079 | 2003 | 4.1674 | 3.1742
653 | UG | 64.55 | 26.5386 | 1977 | 1.32 | 0.56895 | 2007 | 65.87 | 27.1075 | 2007 | 4.1877 | 3.2998
1382 | UG | 24.2 | 15.2954 | unknown | 11.9 | 2.4484 | 2013 | 36.1 | 17.7438 | 2013 | 3.5863 | 2.876
874 | UG | 6.4 | 7.2464 | 1997 | 0.5 | 3.6334 | 2009 | 6.9 | 10.8797 | 2009 | 1.9315 | 2.3869
491 | UG | 27.9 | 16.5678 | 1984 | 1 | 0.19252 | 2006 | 28.9 | 16.7604 | 2006 | 3.3638 | 2.819
1396 | UG | 20.6 | 13.9725 | 2009 | 5.4 | 0.37351 | 2013 | 26 | 14.346 | 2013 | 3.2581 | 2.6635
1597 | UG | 26 | 15.9243 | 2009 | 27.3 | 4.2356 | 2015 | 53.3 | 20.1599 | 2015 | 3.9759 | 3.0037
1292 | UG | 30.3 | 17.3538 | unknown | 2.5 | 4.4712 | 2013 | 32.8 | 21.825 | 2013 | 3.4904 | 3.0831
364 | UG | 44.904 | 21.6447 | 1975 | 2 | 1.3175 | 2004 | 46.904 | 22.9622 | 2004 | 3.8481 | 3.1338
1306 | UG | 23.1 | 14.9009 | 1985 | 2.1 | 5.9849 | 2013 | 25.2 | 20.8858 | 2013 | 3.2268 | 3.0391
858 | UG | 28.4 | 16.734 | 2009 | 13.3 | 5.4359 | 2010 | 41.7 | 22.1698 | 2010 | 3.7305 | 3.0987
1454 | UG | 41.7 | 20.7632 | 2009 | 5.7 | 0.45762 | 2013 | 47.4 | 21.2209 | 2013 | 3.8586 | 3.055
637 | UG | 15.5 | 11.9093 | 1989 | 8.4 | 5.0689 | 2007 | 23.9 | 16.9782 | 2007 | 3.1739 | 2.8319
1254 | UG | 23.9 | 15.1886 | 1989 | 15.4 | 6.5284 | 2012 | 39.3 | 21.717 | 2012 | 3.6712 | 3.0781
734 | UG | 20 | 13.7424 | 1974 | 4.4 | 11.2611 | 2011 | 24.4 | 25.0035 | 2011 | 3.1946 | 3.219
1674 | UG | 17.4 | 12.7085 | 0 | 3.7 | 10.3273 | 2016 | 21.1 | 23.0357 | 2016 | 3.0493 | 3.137
711 | UG | 11.5 | 10.0711 | 1976 | 13.7 | 9.2618 | 2009 | 25.2 | 19.3329 | 2009 | 3.2268 | 2.9618
408 | UG | 37.7 | 19.6199 | 1976 | 2.042 | 0.58016 | 2004 | 39.742 | 20.2001 | 2004 | 3.6824 | 3.0057
698 | UG | 39.7 | 20.1979 | 1976 | 20.9 | 1.4407 | 2007 | 60.6 | 21.6386 | 2007 | 4.1043 | 3.0745
696 | UG | 9.137 | 8.8505 | 1981 | 8.063 | 0.2681 | 2007 | 17.2 | 9.1186 | 2007 | 2.8449 | 2.2103
1185 | UG | 32.4 | 18.0194 | 1988 | 2.5 | 2.8088 | 2011 | 34.9 | 20.8282 | 2011 | 3.5525 | 3.0363
568 | UG | 38.04 | 19.7191 | 1978 | 1 | 0.028819 | 2006 | 39.04 | 19.7479 | 2006 | 3.6646 | 2.983
853 | UG | 20 | 13.7424 | 1991 | 21.7 | 4.2556 | 2009 | 41.7 | 17.998 | 2009 | 3.7305 | 2.8903
1201 | UG | 13.3 | 10.9282 | unknown | 10.6 | 7.6365 | 2012 | 23.9 | 18.5647 | 2012 | 3.1739 | 2.9213
654 | UG | 7.29 | 7.7962 | 1976 | 4.41 | 0.73673 | 2007 | 11.7 | 8.5329 | 2007 | 2.4596 | 2.1439
1394 | UG | 11.7 | 10.1691 | 1976 | 10 | 5.0058 | 2014 | 21.7 | 15.1749 | 2014 | 3.0773 | 2.7196
1294 | UG | 8.5 | 8.4985 | 0 | 1.6 | 4.562 | 2014 | 10.1 | 13.0605 | 2014 | 2.3125 | 2.5696
1670 | UG | 31.45 | 17.7207 | 0 | 24.25 | 2.7944 | 2016 | 55.7 | 20.5151 | 2016 | 4.02 | 3.0212
579 | UG | 17.1 | 12.5849 | unknown | 11 | 3.6516 | 2008 | 28.1 | 16.2365 | 2008 | 3.3358 | 2.7873
1670 | UG | 18.79 | 13.269 | 0 | 30.51 | 18.3637 | 2016 | 49.3 | 31.6327 | 2016 | 3.8979 | 3.4542
1083 | UG | 7.53 | 7.9393 | 1981 | 5.87 | 7.4125 | 2011 | 13.4 | 15.3518 | 2011 | 2.5953 | 2.7312
552 | UG | 20.23 | 13.831 | 1991 | 10.47 | 1.1458 | 2006 | 30.7 | 14.9767 | 2006 | 3.4243 | 2.7065
1311 | UG | 30.7 | 17.4821 | 1991 | 19.3 | 5.9841 | 2013 | 50 | 23.4663 | 2013 | 3.912 | 3.1556
1078 | UG | 17.66 | 12.8148 | 1957 | 7.34 | 1.0936 | 2011 | 25 | 13.9084 | 2011 | 3.2189 | 2.6325
383 | UG | 0.51 | 1.7501 | 1984 | 8 | 3.9502 | 2005 | 8.51 | 5.7003 | 2005 | 2.1412 | 1.7405
1020 | UG | 13 | 10.789 | 1977 | 9 | 7.345 | 2010 | 22 | 18.134 | 2010 | 3.091 | 2.8978
1364 | UG | 8.5 | 8.4985 | 0 | 34 | 8.7951 | 2013 | 42.5 | 17.2936 | 2013 | 3.7495 | 2.8503
503 | UG | 31 | 17.5779 | 1972 | 16 | 3.8033 | 2007 | 47 | 21.3812 | 2007 | 3.8501 | 3.0625
925 | UG | 47 | 22.2065 | 1972 | 9 | 3.3165 | 2011 | 56 | 25.523 | 2011 | 4.0254 | 3.2396
821 | UG | 25 | 15.5774 | 2006 | 32 | 9.4177 | 2011 | 57 | 24.9951 | 2011 | 4.0431 | 3.2187
486 | UG | 10.81 | 9.7271 | 1993 | 3.14 | 0.34692 | 2005 | 13.95 | 10.074 | 2005 | 2.6355 | 2.31
779 | UG | 13.95 | 11.225 | 1993 | 4.05 | 0.91576 | 2008 | 18 | 12.1408 | 2008 | 2.8904 | 2.4966
1416 | UG | 18 | 12.9528 | 1993 | 6 | 1.4182 | 2014 | 24 | 14.3709 | 2014 | 3.1781 | 2.6652
554 | UG | 23 | 14.8647 | 1968 | 8.26 | 1.0611 | 2006 | 31.26 | 15.9258 | 2006 | 3.4423 | 2.7679
1581 | UG | 7.44 | 7.8859 | unknown | 9.36 | 5.3848 | 2015 | 16.8 | 13.2707 | 2015 | 2.8214 | 2.5856
880 | UG | 8.95 | 8.7483 | 1966 | 2.05 | 4.5764 | 2010 | 11 | 13.3247 | 2010 | 2.3979 | 2.5896
1047 | UG | 10 | 9.3107 | 1965 | 5 | 6.2586 | 2012 | 15 | 15.5694 | 2012 | 2.7081 | 2.7453
1045 | UG | 24.066 | 15.2478 | 1971 | 7.934 | 3.8009 | 2011 | 32 | 19.0487 | 2011 | 3.4657 | 2.947
1616 | UG | 21.68 | 14.3793 | unknown | 25.75 | 0.84819 | 2015 | 47.43 | 15.2275 | 2015 | 3.8593 | 2.7231
362 | UG | 51.8 | 23.4531 | 1971 | 1 | 0.78848 | 2004 | 52.8 | 24.2416 | 2004 | 3.9665 | 3.1881
924 | UG | 45.94 | 21.9238 | 1982 | 6.06 | 1.4264 | 2010 | 52 | 23.3502 | 2010 | 3.9512 | 3.1506
1241 | UG | 20.29 | 13.854 | unknown | 6 | 2.625 | 2012 | 26.29 | 16.479 | 2012 | 3.2692 | 2.8021
438 | UG | 8.246 | 8.3549 | 1978 | 1 | 0.18095 | 2004 | 9.246 | 8.5358 | 2004 | 2.2242 | 2.1443
748 | UG | 25.541 | 15.7658 | 1995 | 1 | 0.38858 | 2008 | 26.541 | 16.1544 | 2008 | 3.2787 | 2.7822
1319 | UG | 15.71 | 11.9997 | 0 | 4.29 | 3.2377 | 2014 | 20 | 15.2374 | 2014 | 2.9957 | 2.7238
618 | UG | 11 | 9.8227 | 1995 | 11.5 | 2.3465 | 2006 | 22.5 | 12.1692 | 2006 | 3.1135 | 2.4989
712 | UG | 7.5 | 7.9215 | 1980 | 1 | 7.8904 | 2011 | 8.5 | 15.8119 | 2011 | 2.1401 | 2.7608
726 | UG | 25.6354 | 15.7985 | 1982 | 5.3646 | 1.0316 | 2008 | 31 | 16.8302 | 2008 | 3.434 | 2.8232
530 | UG | 25 | 15.5774 | 1982 | 20 | 4.5023 | 2006 | 45 | 20.0796 | 2006 | 3.8067 | 2.9997
755 | UG | 8.698 | 8.6091 | 1983 | 3.302 | 0.74649 | 2008 | 12 | 9.3556 | 2008 | 2.4849 | 2.236
1081 | UG | 12 | 10.3147 | 1983 | 4 | 0.74616 | 2010 | 16 | 11.0609 | 2010 | 2.7726 | 2.4034
307 | UG | 9.07 | 8.814 | 1985 | 1.002 | 2.5231 | 2003 | 10.072 | 11.3371 | 2003 | 2.3098 | 2.4281
1466 | UG | 10.07 | 9.3473 | 1985 | 4.93 | 4.6348 | 2015 | 15 | 13.9821 | 2015 | 2.7081 | 2.6378
1091 | UG | 16.06 | 12.1491 | 1982 | 24.34 | 7.6638 | 2011 | 40.4 | 19.8129 | 2011 | 3.6988 | 2.9863
666 | UG | 25.92 | 15.8968 | 1987 | 14.08 | 3.6888 | 2008 | 40 | 19.5856 | 2008 | 3.6889 | 2.9748
556 | UG | 8.656 | 8.5857 | 1985 | 4.344 | 3.2484 | 2007 | 13 | 11.8341 | 2007 | 2.5649 | 2.471
452 | UG | 10.781 | 9.7124 | 1986 | 3.619 | 3.4437 | 2005 | 14.4 | 13.1561 | 2005 | 2.6672 | 2.5769
613 | UG | 6.2 | 7.1183 | 1999 | 2.2 | 0.43132 | 2006 | 8.4 | 7.5496 | 2006 | 2.1282 | 2.0215
778 | UG | 0.1 | 0.70088 | 1988 | 1.9 | 0.48701 | 2008 | 2 | 1.1879 | 2008 | 0.69315 | 0.17218
1571 | UG | 2 | 3.7705 | 1988 | 11 | 1.592 | 2016 | 13 | 5.3625 | 2016 | 2.5649 | 1.6794
525 | UG | 11.55 | 10.0956 | 1995 | 14 | 2.1078 | 2006 | 25.55 | 12.2035 | 2006 | 3.2406 | 2.5017
1324 | UG | 15.8 | 12.0382 | 2012 | 12.3 | 2.2693 | 2014 | 28.1 | 14.3075 | 2014 | 3.3358 | 2.6608
511 | UG | 13.95 | 11.225 | 2004 | 4.05 | 0.42904 | 2004 | 18 | 11.654 | 2004 | 2.8904 | 2.4557
1094 | UG | 18 | 12.9528 | 2004 | 6 | 1.0646 | 2011 | 24 | 14.0174 | 2011 | 3.1781 | 2.6403
775 | UG | 8 | 8.214 | 2002 | 7 | 1.4059 | 2008 | 15 | 9.6198 | 2008 | 2.7081 | 2.2638
1646 | UG | 2.88 | 4.6274 | unknown | 3.52 | 6.6896 | 2016 | 6.4 | 11.317 | 2016 | 1.8563 | 2.4263
467 | UG | 5.7 | 6.7899 | 1996 | 7.9 | 3.4855 | 2005 | 13.6 | 10.2754 | 2005 | 2.6101 | 2.3298
437 | UG | 23 | 14.8647 | 2001 | 17 | 3.6314 | 2008 | 40 | 18.496 | 2008 | 3.6889 | 2.9176
1233 | UG | 40 | 20.2835 | 2001 | 10 | 3.8904 | 2011 | 50 | 24.1739 | 2011 | 3.912 | 3.1853
361 | UG | 12.22 | 10.4205 | 1986 | 13 | 1.172 | 2002 | 25.22 | 11.5925 | 2002 | 3.2276 | 2.4504
645 | UG | 25.22 | 15.6542 | 1986 | 1 | 0.22668 | 2006 | 26.22 | 15.8809 | 2006 | 3.2665 | 2.7651
720 | UG | 5.29 | 6.5111 | 1974 | 3.91 | 3.2147 | 2009 | 9.2 | 9.7258 | 2009 | 2.2192 | 2.2748
1554 | UG | 18 | 12.9528 | 2013 | 13 | 4.0041 | 2015 | 31 | 16.9569 | 2015 | 3.434 | 2.8307
1570 | UG | 12 | 10.3147 | 0 | 7 | 5.7129 | 2016 | 19 | 16.0276 | 2016 | 2.9444 | 2.7743
1280 | UG | 10 | 9.3107 | 0 | 10 | 3.9567 | 2013 | 20 | 13.2674 | 2013 | 2.9957 | 2.5853
659 | UG | 51 | 23.249 | 1974 | 7 | 0.19039 | 2006 | 58 | 23.4394 | 2006 | 4.0604 | 3.1544
1240 | UG | 9 | 8.7757 | 0 | 12 | 2.4762 | 2013 | 21 | 11.252 | 2013 | 3.0445 | 2.4205
317 | UG | 26.67 | 16.1535 | 1978 | 8.46 | 3.7336 | 2002 | 35.13 | 19.8872 | 2002 | 3.5591 | 2.9901
1678 | UG | 71.19 | 28.0389 | 0 | 3.81 | 0.18769 | 2015 | 75 | 28.2266 | 2015 | 4.3175 | 3.3403
620 | UG | 66.04 | 26.8809 | unknown | 1 | 0.052327 | 2006 | 67.04 | 26.9332 | 2006 | 4.2053 | 3.2934
1085 | UG | 67.04 | 27.1088 | unknown | 2 | 0.079312 | 2010 | 69.04 | 27.1881 | 2010 | 4.2347 | 3.3028
836 | UG | 33.963 | 18.5026 | 1974 | 10.037 | 0.20825 | 2008 | 44 | 18.7109 | 2008 | 3.7842 | 2.9291
1417 | UG | 53.176 | 23.801 | 0 | 2.824 | 0.36632 | 2013 | 56 | 24.1673 | 2013 | 4.0254 | 3.185
1575 | UG | 107.8 | 35.3976 | 0 | 2.2 | 0.084606 | 2014 | 110 | 35.4822 | 2014 | 4.7005 | 3.569
1480 | UG | 92 | 32.3827 | 0 | 9 | 1.4186 | 2015 | 101 | 33.8014 | 2015 | 4.6151 | 3.5205
1644 | UG | 25 | 15.5774 | 0 | 14 | 6.4882 | 2016 | 39 | 22.0655 | 2016 | 3.6636 | 3.094
1276 | UG | 34 | 18.5139 | unknown | 4 | 0.69755 | 2012 | 38 | 19.2115 | 2012 | 3.6376 | 2.9555
823 | UG | 10 | 9.3107 | unknown | 25 | 8.3157 | 2009 | 35 | 17.6264 | 2009 | 3.5553 | 2.8694
1046 | UG | 33 | 18.2061 | unknown | 17 | 13.8381 | 2011 | 50 | 32.0442 | 2011 | 3.912 | 3.4671
873 | UG | 38 | 19.7074 | unknown | 10 | 10.835 | 2011 | 48 | 30.5425 | 2011 | 3.8712 | 3.4191
630 | UG | 36.4 | 19.237 | unknown | 3.6 | 0.76182 | 2007 | 40 | 19.9988 | 2007 | 3.6889 | 2.9957
1107 | UG | 16 | 12.1236 | 2010 | 24 | 7.7 | 2014 | 40 | 19.8236 | 2014 | 3.6889 | 2.9869
682 | UG | 12 | 10.3147 | 2005 | 18 | 4.2252 | 2009 | 30 | 14.5399 | 2009 | 3.4012 | 2.6769
643 | UG | 53.37 | 23.8498 | unknown | 0.5 | 4.4087 | 2009 | 53.87 | 28.2584 | 2009 | 3.9866 | 3.3414
* Type is either Greenfield (“GF”) or Upgrade (“UG”), where Upgrade refers to additional facilities that increase the capacity of an existing Greenfield project
** For Iteration 11, Greenfield Cost for an Upgrade project is estimated using the Iteration 10 power curve for greenfield and upgrade projects

## GF + UG Iteration 12
Alberta Electric System Operator
2018 ISO Tariff Application
Appendix W - Option 2 POD Cost Function Workbook
Twelve-Interation Calculation of Power Curve for Greenfield and Upgrade Projects
September 14, 2017 |  | 0 MW removed
Project | Type * | Greenfield MW | Greenfield Cost ** | Greenfield Year | Upgrade MW | Upgrade Cost | Upgrade Year | Total MW | Total Cost | Total Year | LN(MW) | LN(Cost) |  | ln(y)=m*ln(x) + b Linear Regression
476 | GF | 14 | 16.8618 | 2003 |  |  |  | 14 | 16.8618 | 2003 | 2.6391 | 2.8251 | m | 0.56167 | 0.93787 | b
478 | GF | 8.5 | 6.0182 | 2003 |  |  |  | 8.5 | 6.0182 | 2003 | 2.1401 | 1.7948 | se | 0.033834 | 0.10725 | seb
473 | GF | 30 | 14.999 | 2003 |  |  |  | 30 | 14.999 | 2003 | 3.4012 | 2.708 | R2 | 0.51263 | 0.39901 | sev
1042 | GF | 13 | 11.1648 | 2011 |  |  |  | 13 | 11.1648 | 2011 | 2.5649 | 2.4128 | F | 275.5835 | 262 | df
443 | GF | 24.3 | 11.7056 | 2006 |  |  |  | 24.3 | 11.7056 | 2006 | 3.1905 | 2.4601 | ssreg | 43.8744 | 41.7119 | ssresid
1195 | GF | 18 | 31.6599 | 2011 |  |  |  | 18 | 31.6599 | 2011 | 2.8904 | 3.4551
420 | GF | 6 | 9.6396 | 2007 |  |  |  | 6 | 9.6396 | 2007 | 1.7918 | 2.2659 |  | y=cx^m, where c=e^b
440 | GF | 10 | 16.0096 | 2006 |  |  |  | 10 | 16.0096 | 2006 | 2.3026 | 2.7732 | m | 0.56167 | -1.499e-05% | change
1102 | GF | 20 | 16.2936 | 2011 |  |  |  | 20 | 16.2936 | 2011 | 2.9957 | 2.7908 | c | 2.5545 | -9.52e-05% | from
324 | GF | 17.2 | 8.9094 | 2003 |  |  |  | 17.2 | 8.9094 | 2003 | 2.8449 | 2.1871 |  |  |  | prior
1103 | GF | 20 | 17.2995 | 2011 |  |  |  | 20 | 17.2995 | 2011 | 2.9957 | 2.8507 |  |  |  | iteration
386 | GF | 9 | 9.9511 | 2003 |  |  |  | 9 | 9.9511 | 2003 | 2.1972 | 2.2977
80 | GF | 8 | 6.0754 | 2001 |  |  |  | 8 | 6.0754 | 2001 | 2.0794 | 1.8042
1052 | GF | 13.6 | 10.9027 | 2011 |  |  |  | 13.6 | 10.9027 | 2011 | 2.6101 | 2.389
347 | GF | 10.548 | 9.3005 | 2003 |  |  |  | 10.548 | 9.3005 | 2003 | 2.3559 | 2.2301
1358 | GF | 27 | 13.0727 | 2011 |  |  |  | 27 | 13.0727 | 2011 | 3.2958 | 2.5705
584 | GF | 28 | 34.9037 | 2011 |  |  |  | 28 | 34.9037 | 2011 | 3.3322 | 3.5526
422 | GF | 24 | 13.6508 | 2003 |  |  |  | 24 | 13.6508 | 2003 | 3.1781 | 2.6138
944 | GF | 43 | 26.8161 | 2010 |  |  |  | 43 | 26.8161 | 2010 | 3.7612 | 3.289
387 | GF | 7.5 | 9.5131 | 2003 |  |  |  | 7.5 | 9.5131 | 2003 | 2.0149 | 2.2527
587 | GF | 17.8 | 13.1522 | 2006 |  |  |  | 17.8 | 13.1522 | 2006 | 2.8792 | 2.5766
585 | GF | 20.6 | 11.2912 | 2007 |  |  |  | 20.6 | 11.2912 | 2007 | 3.0253 | 2.424
831 | GF | 19.6 | 20.9656 | 2011 |  |  |  | 19.6 | 20.9656 | 2011 | 2.9755 | 3.0429
340 | GF | 22 | 13.3096 | 2003 |  |  |  | 22 | 13.3096 | 2003 | 3.091 | 2.5885
334 | GF | 18.8 | 7.9464 | 2003 |  |  |  | 18.8 | 7.9464 | 2003 | 2.9339 | 2.0727
343 | GF | 15.6 | 13.9997 | 2003 |  |  |  | 15.6 | 13.9997 | 2003 | 2.7473 | 2.639
358 | GF | 19.8 | 7.2249 | 2003 |  |  |  | 19.8 | 7.2249 | 2003 | 2.9857 | 1.9775
702 | GF | 28.4 | 5.2102 | 2007 |  |  |  | 28.4 | 5.2102 | 2007 | 3.3464 | 1.6506
526 | GF | 19 | 13.7588 | 2007 |  |  |  | 19 | 13.7588 | 2007 | 2.9444 | 2.6217
288 | GF | 12 | 4.4534 | 2001 |  |  |  | 12 | 4.4534 | 2001 | 2.4849 | 1.4937
851 | GF | 25 | 12.9318 | 2007 |  |  |  | 25 | 12.9318 | 2007 | 3.2189 | 2.5597
648 | GF | 15 | 14.9737 | 2007 |  |  |  | 15 | 14.9737 | 2007 | 2.7081 | 2.7063
855 | GF | 23 | 28.6671 | 2011 |  |  |  | 23 | 28.6671 | 2011 | 3.1355 | 3.3557
700 | GF | 9.8 | 7.0658 | 2007 |  |  |  | 9.8 | 7.0658 | 2007 | 2.2824 | 1.9553
683 | GF | 30 | 16.0323 | 2011 |  |  |  | 30 | 16.0323 | 2011 | 3.4012 | 2.7746
559 | GF | 115 | 56.8595 | 2011 |  |  |  | 115 | 56.8595 | 2011 | 4.7449 | 4.0406
1074 | GF | 67 | 43.1388 | 2011 |  |  |  | 67 | 43.1388 | 2011 | 4.2047 | 3.7644
34 | GF | 16 | 7.5134 | 2000 |  |  |  | 16 | 7.5134 | 2000 | 2.7726 | 2.0167
433 | GF | 25 | 22.3083 | 2003 |  |  |  | 25 | 22.3083 | 2003 | 3.2189 | 3.105
79A | GF | 8 | 5.0823 | 2000 |  |  |  | 8 | 5.0823 | 2000 | 2.0794 | 1.6258
10A | GF | 6.2 | 8.916 | 2001 |  |  |  | 6.2 | 8.916 | 2001 | 1.8245 | 2.1878
345 | GF | 35 | 8.369 | 2003 |  |  |  | 35 | 8.369 | 2003 | 3.5553 | 2.1245
1049 | GF | 15.2 | 54.5518 | 2011 |  |  |  | 15.2 | 54.5518 | 2011 | 2.7213 | 3.9992
230 | GF | 17 | 10.7399 | 2003 |  |  |  | 17 | 10.7399 | 2003 | 2.8332 | 2.374
79B | GF | 8 | 3.3788 | 2000 |  |  |  | 8 | 3.3788 | 2000 | 2.0794 | 1.2175
10B | GF | 9.406 | 9.7991 | 2001 |  |  |  | 9.406 | 9.7991 | 2001 | 2.2413 | 2.2823
8 | GF | 18 | 11.9841 | 2000 |  |  |  | 18 | 11.9841 | 2000 | 2.8904 | 2.4836
487 | GF | 22 | 16.6067 | 2007 |  |  |  | 22 | 16.6067 | 2007 | 3.091 | 2.8098
385 | GF | 7.5 | 8.5881 | 2003 |  |  |  | 7.5 | 8.5881 | 2003 | 2.0149 | 2.1504
865 | GF | 25 | 8.6092 | 2007 |  |  |  | 25 | 8.6092 | 2007 | 3.2189 | 2.1528
863 | GF | 25 | 8.2434 | 2007 |  |  |  | 25 | 8.2434 | 2007 | 3.2189 | 2.1094
527 | GF | 17 | 6.9319 | 2007 |  |  |  | 17 | 6.9319 | 2007 | 2.8332 | 1.9361
595 | GF | 11 | 19.0874 | 2007 |  |  |  | 11 | 19.0874 | 2007 | 2.3979 | 2.949
528 | GF | 17 | 5.2658 | 2007 |  |  |  | 17 | 5.2658 | 2007 | 2.8332 | 1.6612
529 | GF | 17 | 7.7922 | 2007 |  |  |  | 17 | 7.7922 | 2007 | 2.8332 | 2.0531
1095 | GF | 18 | 11.9234 | 2011 |  |  |  | 18 | 11.9234 | 2011 | 2.8904 | 2.4785
561 | GF | 46 | 58.1001 | 2011 |  |  |  | 46 | 58.1001 | 2011 | 3.8286 | 4.0622
1018 | GF | 3 | 10.6346 | 2011 |  |  |  | 3 | 10.6346 | 2011 | 1.0986 | 2.3641
360 | GF | 22 | 7.1175 | 2003 |  |  |  | 22 | 7.1175 | 2003 | 3.091 | 1.9626
1106 | GF | 12 | 20.2179 | 2011 |  |  |  | 12 | 20.2179 | 2011 | 2.4849 | 3.0066
899 | GF | 25 | 15.1725 | 2010 |  |  |  | 25 | 15.1725 | 2010 | 3.2189 | 2.7195
1191 | GF | 11 | 12.6281 | 2011 |  |  |  | 11 | 12.6281 | 2011 | 2.3979 | 2.5359
1115 | GF | 10 | 24.3628 | 2011 |  |  |  | 10 | 24.3628 | 2011 | 2.3026 | 3.1931
1053 | GF | 9 | 14.7144 | 2011 |  |  |  | 9 | 14.7144 | 2011 | 2.1972 | 2.6888
864 | GF | 25 | 9.8258 | 2007 |  |  |  | 25 | 9.8258 | 2007 | 3.2189 | 2.285
834 | GF | 45 | 25.7984 | 2010 |  |  |  | 45 | 25.7984 | 2010 | 3.8067 | 3.2503
722 | GF | 10.5 | 13.5015 | 2010 |  |  |  | 10.5 | 13.5015 | 2010 | 2.3514 | 2.6028
927 | GF | 60 | 25.8871 | 2011 |  |  |  | 60 | 25.8871 | 2011 | 4.0943 | 3.2537
1068 | GF | 11.2 | 26.9182 | 2011 |  |  |  | 11.2 | 26.9182 | 2011 | 2.4159 | 3.2928
506 | GF | 20 | 13.9693 | 2003 |  |  |  | 20 | 13.9693 | 2003 | 2.9957 | 2.6369
456 | GF | 16 | 17.647 | 2007 |  |  |  | 16 | 17.647 | 2007 | 2.7726 | 2.8706
130 | GF | 18 | 8.437 | 2001 |  |  |  | 18 | 8.437 | 2001 | 2.8904 | 2.1326
308 | GF | 10 | 8.8754 | 2003 |  |  |  | 10 | 8.8754 | 2003 | 2.3026 | 2.1833
829 | GF | 20 | 27.7611 | 2011 |  |  |  | 20 | 27.7611 | 2011 | 2.9957 | 3.3236
425 | GF | 17 | 11.7254 | 2006 |  |  |  | 17 | 11.7254 | 2006 | 2.8332 | 2.4618
333 | GF | 12 | 7.5607 | 2003 |  |  |  | 12 | 7.5607 | 2003 | 2.4849 | 2.023
769 | GF | 40 | 26.3813 | 2007 |  |  |  | 40 | 26.3813 | 2007 | 3.6889 | 3.2727
948 | GF | 57 | 12.6537 | 2014 |  |  |  | 57 | 12.6537 | 2014 | 4.0431 | 2.5379
1128 | GF | 45 | 63.5562 | 2013 |  |  |  | 45 | 63.5562 | 2013 | 3.8067 | 4.1519
1214 | GF | 52 | 22.6317 | 2013 |  |  |  | 52 | 22.6317 | 2013 | 3.9512 | 3.1194
1225 | GF | 20 | 18.6367 | 2013 |  |  |  | 20 | 18.6367 | 2013 | 2.9957 | 2.9251
1263 | GF | 8 | 19.6117 | 2013 |  |  |  | 8 | 19.6117 | 2013 | 2.0794 | 2.9761
1309 | GF | 15 | 16.1093 | 2013 |  |  |  | 15 | 16.1093 | 2013 | 2.7081 | 2.7794
1349 | GF | 34 | 8.968 | 2013 |  |  |  | 34 | 8.968 | 2013 | 3.5264 | 2.1937
1358 | GF | 27 | 13.0727 | 2013 |  |  |  | 27 | 13.0727 | 2013 | 3.2958 | 2.5705
1404 | GF | 35 | 35.2763 | 2013 |  |  |  | 35 | 35.2763 | 2013 | 3.5553 | 3.5632
1482 | GF | 18.4 | 18.7658 | 2013 |  |  |  | 18.4 | 18.7658 | 2013 | 2.9124 | 2.932
1515 | GF | 7.2 | 12.9927 | 2013 |  |  |  | 7.2 | 12.9927 | 2013 | 1.9741 | 2.5644
1618 | GF | 21 | 15.966 | 2016 |  |  |  | 21 | 15.966 | 2016 | 3.0445 | 2.7705
1634 | GF | 17.9 | 17.1728 | 2015 |  |  |  | 17.9 | 17.1728 | 2015 | 2.8848 | 2.8433
1258 | GF | 46 | 53.5183 | 2017 |  |  |  | 46 | 53.5183 | 2017 | 3.8286 | 3.98
1284 | GF | 24.1 | 7.0843 | 2013 |  |  |  | 24.1 | 7.0843 | 2013 | 3.1822 | 1.9579
Pre-01 | GF | 2.2 | 2.4934 | 1990 |  |  |  | 2.2 | 2.4934 | 1990 | 0.78846 | 0.91364
Pre-02 | GF | 1.464 | 1.494 | 1987 |  |  |  | 1.464 | 1.494 | 1987 | 0.38117 | 0.40147
Pre-03 | GF | 4.075 | 1.9369 | 1990 |  |  |  | 4.075 | 1.9369 | 1990 | 1.4049 | 0.66111
Pre-04 | GF | 10 | 8.5265 | 1991 |  |  |  | 10 | 8.5265 | 1991 | 2.3026 | 2.1432
Pre-05 | GF | 4.8 | 4.0522 | 1988 |  |  |  | 4.8 | 4.0522 | 1988 | 1.5686 | 1.3993
Pre-06 | GF | 5.1 | 9.6482 | 1989 |  |  |  | 5.1 | 9.6482 | 1989 | 1.6292 | 2.2668
Pre-07 | GF | 6.9 | 5.0294 | 1997 |  |  |  | 6.9 | 5.0294 | 1997 | 1.9315 | 1.6153
Pre-08 | GF | 11.8 | 6.3729 | 1987 |  |  |  | 11.8 | 6.3729 | 1987 | 2.4681 | 1.8521
Pre-09 | GF | 9.7 | 2.9443 | 1997 |  |  |  | 9.7 | 2.9443 | 1997 | 2.2721 | 1.0799
Pre-10 | GF | 6.12 | 13.4811 | 1990 |  |  |  | 6.12 | 13.4811 | 1990 | 1.8116 | 2.6013
Pre-11 | GF | 6.2672 | 2.9102 | 1987 |  |  |  | 6.2672 | 2.9102 | 1987 | 1.8353 | 1.0682
Pre-12 | GF | 6.366 | 9.8907 | 1993 |  |  |  | 6.366 | 9.8907 | 1993 | 1.851 | 2.2916
Pre-13 | GF | 8.5 | 5.9446 | 1990 |  |  |  | 8.5 | 5.9446 | 1990 | 2.1401 | 1.7825
Pre-14 | GF | 46.55 | 7.1936 | 1991 |  |  |  | 46.55 | 7.1936 | 1991 | 3.8405 | 1.9732
Pre-15 | GF | 56.8 | 17.5945 | 1990 |  |  |  | 56.8 | 17.5945 | 1990 | 4.0395 | 2.8676
Pre-16 | GF | 81.576 | 14.0262 | 1988 |  |  |  | 81.576 | 14.0262 | 1988 | 4.4015 | 2.6409
Pre-17 | GF | 95.2 | 14.2199 | 1999 |  |  |  | 95.2 | 14.2199 | 1999 | 4.556 | 2.6546
Pre-18 | GF | 122.772 | 23.4475 | 1990 |  |  |  | 122.772 | 23.4475 | 1990 | 4.8103 | 3.1548
1184 | UG | 30 | 17.2571 | 2013 | 18.2 | 18.8693 | 2012 | 48.2 | 36.1264 | 2013 | 3.8754 | 3.587
457 | UG | 10.77 | 9.7068 | 1990 | 10 | 3.2891 | 2006 | 20.77 | 12.9959 | 2006 | 3.0335 | 2.5646
407 | UG | 25.4 | 15.7168 | 1982 | 2 | 0.60107 | 2004 | 27.4 | 16.3179 | 2004 | 3.3105 | 2.7923
706 | UG | 14.85 | 11.6261 | 1984 | 14.25 | 5.8346 | 2008 | 29.1 | 17.4608 | 2008 | 3.3707 | 2.86
1070 | UG | 34 | 18.5139 | 1984 | 4.9 | 0.83608 | 2011 | 38.9 | 19.35 | 2011 | 3.661 | 2.9627
1264 | UG | 38.9 | 19.9682 | 1984 | 7.2 | 8.0579 | 2013 | 46.1 | 28.0261 | 2013 | 3.8308 | 3.3331
1208 | UG | 14.1 | 11.2926 | 1961 | 11.5 | 2.7992 | 2012 | 25.6 | 14.0918 | 2012 | 3.2426 | 2.6456
655 | UG | 12.053 | 10.3402 | 1974 | 2.339 | 0.59465 | 2007 | 14.392 | 10.9349 | 2007 | 2.6667 | 2.392
733 | UG | 24.3 | 15.3308 | 2007 | 17.1 | 6.7726 | 2009 | 41.4 | 22.1034 | 2009 | 3.7233 | 3.0957
401 | UG | 2 | 3.7704 | 1986 | 1.5 | 0.36204 | 2004 | 3.5 | 4.1325 | 2004 | 1.2528 | 1.4189
1412 | UG | 3.5 | 5.163 | 1986 | 11 | 4.3575 | 2015 | 14.5 | 9.5204 | 2015 | 2.6741 | 2.2534
1318 | UG | 22.3 | 14.6088 | 1997 | 28.9 | 1.6878 | 2013 | 51.2 | 16.2966 | 2013 | 3.9357 | 2.791
1194 | UG | 5.8 | 6.8566 | 1980 | 9.6 | 1.6086 | 2011 | 15.4 | 8.4652 | 2011 | 2.7344 | 2.136
804 | UG | 14.429 | 11.4399 | 1982 | 9.871 | 9.1567 | 2009 | 24.3 | 20.5965 | 2009 | 3.1905 | 3.0251
365 | UG | 15.9 | 12.0809 | 1982 | 0.269 | 0.59607 | 2003 | 16.169 | 12.677 | 2003 | 2.7831 | 2.5398
708 | UG | 16.2 | 12.2084 | 1982 | 11.5 | 6.8375 | 2007 | 27.7 | 19.0459 | 2007 | 3.3214 | 2.9469
1568 | UG | 27.7 | 16.501 | 1997 | 8.1 | 3.5849 | 2015 | 35.8 | 20.0859 | 2015 | 3.5779 | 3
398 | UG | 27.329 | 16.3765 | 1981 | 2 | 1.4547 | 2004 | 29.329 | 17.8312 | 2004 | 3.3786 | 2.8809
1642 | UG | 16.12 | 12.1745 | unknown | 2.78 | 10.1341 | 2015 | 18.9 | 22.3087 | 2015 | 2.9392 | 3.105
522 | UG | 38.7 | 19.9105 | 1981 | 2.3 | 0.49327 | 2006 | 41 | 20.4038 | 2006 | 3.7136 | 3.0157
170 | UG | 20.4 | 13.8961 | unknown | 5.6 | 4.4337 | 2001 | 26 | 18.3298 | 2001 | 3.2581 | 2.9085
170 | UG | 21.6 | 14.3494 | unknown | 1 | 4.883 | 2001 | 22.6 | 19.2324 | 2001 | 3.1179 | 2.9566
1366 | UG | 25.5 | 15.7516 | 0 | 14 | 5.5737 | 2013 | 39.5 | 21.3253 | 2013 | 3.6763 | 3.0599
170 | UG | 5.4 | 6.5868 | unknown | 10.6 | 5.2097 | 2001 | 16 | 11.7965 | 2001 | 2.7726 | 2.4678
1350 | UG | 16 | 12.1236 | 0 | 20 | 6.53 | 2013 | 36 | 18.6536 | 2013 | 3.5835 | 2.926
658 | UG | 1.6 | 3.3263 | 1996 | 13.2 | 7.1147 | 2008 | 14.8 | 10.441 | 2008 | 2.6946 | 2.3457
897 | UG | 14.8 | 11.6041 | 1996 | 3 | 6.2372 | 2010 | 17.8 | 17.8414 | 2010 | 2.8792 | 2.8815
483 | UG | 20.7 | 14.0105 | 1986 | 18.1 | 3.6201 | 2005 | 38.8 | 17.6306 | 2005 | 3.6584 | 2.8696
1494 | UG | 13.3 | 10.9281 | 0 | 6 | 6.4297 | 2014 | 19.3 | 17.3579 | 2014 | 2.9601 | 2.854
488 | UG | 41.3 | 20.6511 | 1982 | 24.2 | 0.40463 | 2006 | 65.5 | 21.0557 | 2006 | 4.1821 | 3.0472
318 | UG | 22.87 | 14.8174 | 1996 | 1 | 0.76702 | 2001 | 23.87 | 15.5844 | 2001 | 3.1726 | 2.7463
806 | UG | 23.867 | 15.1768 | 1996 | 5.433 | 0.68948 | 2008 | 29.3 | 15.8663 | 2008 | 3.3776 | 2.7642
1386 | UG | 32.7 | 18.1129 | 0 | 13.5 | 0.85934 | 2013 | 46.2 | 18.9723 | 2013 | 3.833 | 2.943
928 | UG | 18.02 | 12.9608 | 1992 | 3.48 | 10.3644 | 2010 | 21.5 | 23.3252 | 2010 | 3.0681 | 3.1495
1450 | UG | 21.5 | 14.3121 | 1992 | 16.3 | 5.153 | 2014 | 37.8 | 19.4651 | 2014 | 3.6323 | 2.9686
170 | UG | 17.7 | 12.831 | unknown | 8.8 | 1.1342 | 2001 | 26.5 | 13.9653 | 2001 | 3.2771 | 2.6366
649 | UG | 26.5 | 16.0956 | 1997 | 33.8 | 5.0181 | 2007 | 60.3 | 21.1137 | 2007 | 4.0993 | 3.0499
1203 | UG | 20.5 | 13.9343 | 1977 | 4.1 | 12.4436 | 2012 | 24.6 | 26.3779 | 2012 | 3.2027 | 3.2725
170 | UG | 7.9 | 8.1561 | 1972 | 6.1 | 2.9005 | 2001 | 14 | 11.0566 | 2001 | 2.6391 | 2.403
363 | UG | 21.226 | 14.2094 | 1975 | 4.2 | 0.82194 | 2004 | 25.426 | 15.0313 | 2004 | 3.2358 | 2.7101
493 | UG | 25.4 | 15.7168 | 1975 | 3.3 | 3.4003 | 2006 | 28.7 | 19.1171 | 2006 | 3.3569 | 2.9506
685 | UG | 28.7 | 16.833 | 1975 | 4.2 | 0.94607 | 2007 | 32.9 | 17.779 | 2007 | 3.4935 | 2.878
435 | UG | 10.6 | 9.6205 | 1990 | 8.4 | 3.0774 | 2004 | 19 | 12.6978 | 2004 | 2.9444 | 2.5414
652 | UG | 10.195 | 9.4122 | 1986 | 3.405 | 4.3802 | 2007 | 13.6 | 13.7925 | 2007 | 2.6101 | 2.6241
366 | UG | 11.1 | 9.8728 | 1981 | 4.8 | 0.60208 | 2003 | 15.9 | 10.4748 | 2003 | 2.7663 | 2.349
1640 | UG | 15.9 | 12.0809 | 1981 | 2.5 | 8.3244 | 2015 | 18.4 | 20.4053 | 2015 | 2.9124 | 3.0158
367 | UG | 11.211 | 9.9281 | 1988 | 1 | 0.55589 | 2004 | 12.211 | 10.484 | 2004 | 2.5023 | 2.3498
902 | UG | 19.2 | 13.4309 | 2002 | 13.5 | 0.547 | 2009 | 32.7 | 13.9779 | 2009 | 3.4874 | 2.6375
1202 | UG | 19.4 | 13.5093 | 1989 | 1.6 | 10.745 | 2012 | 21 | 24.2543 | 2012 | 3.0445 | 3.1886
1338 | UG | 7.5 | 7.9215 | unknown | 2 | 6.6636 | 2013 | 9.5 | 14.5851 | 2013 | 2.2513 | 2.68
212 | UG | 36.55 | 19.2814 | 1978 | 28 | 4.6265 | 2003 | 64.55 | 23.9079 | 2003 | 4.1674 | 3.1742
653 | UG | 64.55 | 26.5385 | 1977 | 1.32 | 0.56895 | 2007 | 65.87 | 27.1075 | 2007 | 4.1877 | 3.2998
1382 | UG | 24.2 | 15.2954 | unknown | 11.9 | 2.4484 | 2013 | 36.1 | 17.7438 | 2013 | 3.5863 | 2.876
874 | UG | 6.4 | 7.2463 | 1997 | 0.5 | 3.6334 | 2009 | 6.9 | 10.8797 | 2009 | 1.9315 | 2.3869
491 | UG | 27.9 | 16.5678 | 1984 | 1 | 0.19252 | 2006 | 28.9 | 16.7603 | 2006 | 3.3638 | 2.819
1396 | UG | 20.6 | 13.9724 | 2009 | 5.4 | 0.37351 | 2013 | 26 | 14.3459 | 2013 | 3.2581 | 2.6635
1597 | UG | 26 | 15.9243 | 2009 | 27.3 | 4.2356 | 2015 | 53.3 | 20.1599 | 2015 | 3.9759 | 3.0037
1292 | UG | 30.3 | 17.3538 | unknown | 2.5 | 4.4712 | 2013 | 32.8 | 21.825 | 2013 | 3.4904 | 3.0831
364 | UG | 44.904 | 21.6447 | 1975 | 2 | 1.3175 | 2004 | 46.904 | 22.9622 | 2004 | 3.8481 | 3.1338
1306 | UG | 23.1 | 14.9009 | 1985 | 2.1 | 5.9849 | 2013 | 25.2 | 20.8857 | 2013 | 3.2268 | 3.0391
858 | UG | 28.4 | 16.7339 | 2009 | 13.3 | 5.4359 | 2010 | 41.7 | 22.1698 | 2010 | 3.7305 | 3.0987
1454 | UG | 41.7 | 20.7632 | 2009 | 5.7 | 0.45762 | 2013 | 47.4 | 21.2208 | 2013 | 3.8586 | 3.055
637 | UG | 15.5 | 11.9093 | 1989 | 8.4 | 5.0689 | 2007 | 23.9 | 16.9781 | 2007 | 3.1739 | 2.8319
1254 | UG | 23.9 | 15.1886 | 1989 | 15.4 | 6.5284 | 2012 | 39.3 | 21.717 | 2012 | 3.6712 | 3.0781
734 | UG | 20 | 13.7424 | 1974 | 4.4 | 11.2611 | 2011 | 24.4 | 25.0035 | 2011 | 3.1946 | 3.219
1674 | UG | 17.4 | 12.7084 | 0 | 3.7 | 10.3273 | 2016 | 21.1 | 23.0357 | 2016 | 3.0493 | 3.137
711 | UG | 11.5 | 10.071 | 1976 | 13.7 | 9.2618 | 2009 | 25.2 | 19.3328 | 2009 | 3.2268 | 2.9618
408 | UG | 37.7 | 19.6199 | 1976 | 2.042 | 0.58016 | 2004 | 39.742 | 20.2 | 2004 | 3.6824 | 3.0057
698 | UG | 39.7 | 20.1978 | 1976 | 20.9 | 1.4407 | 2007 | 60.6 | 21.6385 | 2007 | 4.1043 | 3.0745
696 | UG | 9.137 | 8.8505 | 1981 | 8.063 | 0.2681 | 2007 | 17.2 | 9.1186 | 2007 | 2.8449 | 2.2103
1185 | UG | 32.4 | 18.0194 | 1988 | 2.5 | 2.8088 | 2011 | 34.9 | 20.8282 | 2011 | 3.5525 | 3.0363
568 | UG | 38.04 | 19.7191 | 1978 | 1 | 0.028819 | 2006 | 39.04 | 19.7479 | 2006 | 3.6646 | 2.983
853 | UG | 20 | 13.7424 | 1991 | 21.7 | 4.2556 | 2009 | 41.7 | 17.998 | 2009 | 3.7305 | 2.8903
1201 | UG | 13.3 | 10.9281 | unknown | 10.6 | 7.6365 | 2012 | 23.9 | 18.5646 | 2012 | 3.1739 | 2.9213
654 | UG | 7.29 | 7.7962 | 1976 | 4.41 | 0.73673 | 2007 | 11.7 | 8.5329 | 2007 | 2.4596 | 2.1439
1394 | UG | 11.7 | 10.169 | 1976 | 10 | 5.0058 | 2014 | 21.7 | 15.1748 | 2014 | 3.0773 | 2.7196
1294 | UG | 8.5 | 8.4984 | 0 | 1.6 | 4.562 | 2014 | 10.1 | 13.0604 | 2014 | 2.3125 | 2.5696
1670 | UG | 31.45 | 17.7207 | 0 | 24.25 | 2.7944 | 2016 | 55.7 | 20.5151 | 2016 | 4.02 | 3.0212
579 | UG | 17.1 | 12.5849 | unknown | 11 | 3.6516 | 2008 | 28.1 | 16.2365 | 2008 | 3.3358 | 2.7873
1670 | UG | 18.79 | 13.269 | 0 | 30.51 | 18.3637 | 2016 | 49.3 | 31.6327 | 2016 | 3.8979 | 3.4542
1083 | UG | 7.53 | 7.9393 | 1981 | 5.87 | 7.4125 | 2011 | 13.4 | 15.3518 | 2011 | 2.5953 | 2.7312
552 | UG | 20.23 | 13.8309 | 1991 | 10.47 | 1.1458 | 2006 | 30.7 | 14.9767 | 2006 | 3.4243 | 2.7065
1311 | UG | 30.7 | 17.4821 | 1991 | 19.3 | 5.9841 | 2013 | 50 | 23.4662 | 2013 | 3.912 | 3.1556
1078 | UG | 17.66 | 12.8147 | 1957 | 7.34 | 1.0936 | 2011 | 25 | 13.9084 | 2011 | 3.2189 | 2.6325
383 | UG | 0.51 | 1.7501 | 1984 | 8 | 3.9502 | 2005 | 8.51 | 5.7003 | 2005 | 2.1412 | 1.7405
1020 | UG | 13 | 10.789 | 1977 | 9 | 7.345 | 2010 | 22 | 18.134 | 2010 | 3.091 | 2.8978
1364 | UG | 8.5 | 8.4984 | 0 | 34 | 8.7951 | 2013 | 42.5 | 17.2936 | 2013 | 3.7495 | 2.8503
503 | UG | 31 | 17.5778 | 1972 | 16 | 3.8033 | 2007 | 47 | 21.3812 | 2007 | 3.8501 | 3.0625
925 | UG | 47 | 22.2065 | 1972 | 9 | 3.3165 | 2011 | 56 | 25.5229 | 2011 | 4.0254 | 3.2396
821 | UG | 25 | 15.5773 | 2006 | 32 | 9.4177 | 2011 | 57 | 24.9951 | 2011 | 4.0431 | 3.2187
486 | UG | 10.81 | 9.727 | 1993 | 3.14 | 0.34692 | 2005 | 13.95 | 10.074 | 2005 | 2.6355 | 2.31
779 | UG | 13.95 | 11.225 | 1993 | 4.05 | 0.91576 | 2008 | 18 | 12.1407 | 2008 | 2.8904 | 2.4966
1416 | UG | 18 | 12.9527 | 1993 | 6 | 1.4182 | 2014 | 24 | 14.3709 | 2014 | 3.1781 | 2.6652
554 | UG | 23 | 14.8646 | 1968 | 8.26 | 1.0611 | 2006 | 31.26 | 15.9257 | 2006 | 3.4423 | 2.7679
1581 | UG | 7.44 | 7.8858 | unknown | 9.36 | 5.3848 | 2015 | 16.8 | 13.2707 | 2015 | 2.8214 | 2.5856
880 | UG | 8.95 | 8.7483 | 1966 | 2.05 | 4.5764 | 2010 | 11 | 13.3247 | 2010 | 2.3979 | 2.5896
1047 | UG | 10 | 9.3107 | 1965 | 5 | 6.2586 | 2012 | 15 | 15.5693 | 2012 | 2.7081 | 2.7453
1045 | UG | 24.066 | 15.2477 | 1971 | 7.934 | 3.8009 | 2011 | 32 | 19.0487 | 2011 | 3.4657 | 2.947
1616 | UG | 21.68 | 14.3793 | unknown | 25.75 | 0.84819 | 2015 | 47.43 | 15.2274 | 2015 | 3.8593 | 2.7231
362 | UG | 51.8 | 23.4531 | 1971 | 1 | 0.78848 | 2004 | 52.8 | 24.2416 | 2004 | 3.9665 | 3.1881
924 | UG | 45.94 | 21.9238 | 1982 | 6.06 | 1.4264 | 2010 | 52 | 23.3502 | 2010 | 3.9512 | 3.1506
1241 | UG | 20.29 | 13.8539 | unknown | 6 | 2.625 | 2012 | 26.29 | 16.4789 | 2012 | 3.2692 | 2.8021
438 | UG | 8.246 | 8.3548 | 1978 | 1 | 0.18095 | 2004 | 9.246 | 8.5358 | 2004 | 2.2242 | 2.1443
748 | UG | 25.541 | 15.7658 | 1995 | 1 | 0.38858 | 2008 | 26.541 | 16.1544 | 2008 | 3.2787 | 2.7822
1319 | UG | 15.71 | 11.9996 | 0 | 4.29 | 3.2377 | 2014 | 20 | 15.2373 | 2014 | 2.9957 | 2.7237
618 | UG | 11 | 9.8227 | 1995 | 11.5 | 2.3465 | 2006 | 22.5 | 12.1692 | 2006 | 3.1135 | 2.4989
712 | UG | 7.5 | 7.9215 | 1980 | 1 | 7.8904 | 2011 | 8.5 | 15.8119 | 2011 | 2.1401 | 2.7608
726 | UG | 25.6354 | 15.7985 | 1982 | 5.3646 | 1.0316 | 2008 | 31 | 16.8301 | 2008 | 3.434 | 2.8232
530 | UG | 25 | 15.5773 | 1982 | 20 | 4.5023 | 2006 | 45 | 20.0796 | 2006 | 3.8067 | 2.9997
755 | UG | 8.698 | 8.6091 | 1983 | 3.302 | 0.74649 | 2008 | 12 | 9.3556 | 2008 | 2.4849 | 2.236
1081 | UG | 12 | 10.3147 | 1983 | 4 | 0.74616 | 2010 | 16 | 11.0608 | 2010 | 2.7726 | 2.4034
307 | UG | 9.07 | 8.814 | 1985 | 1.002 | 2.5231 | 2003 | 10.072 | 11.337 | 2003 | 2.3098 | 2.4281
1466 | UG | 10.07 | 9.3472 | 1985 | 4.93 | 4.6348 | 2015 | 15 | 13.9821 | 2015 | 2.7081 | 2.6378
1091 | UG | 16.06 | 12.1491 | 1982 | 24.34 | 7.6638 | 2011 | 40.4 | 19.8129 | 2011 | 3.6988 | 2.9863
666 | UG | 25.92 | 15.8968 | 1987 | 14.08 | 3.6888 | 2008 | 40 | 19.5855 | 2008 | 3.6889 | 2.9748
556 | UG | 8.656 | 8.5857 | 1985 | 4.344 | 3.2484 | 2007 | 13 | 11.8341 | 2007 | 2.5649 | 2.471
452 | UG | 10.781 | 9.7124 | 1986 | 3.619 | 3.4437 | 2005 | 14.4 | 13.1561 | 2005 | 2.6672 | 2.5769
613 | UG | 6.2 | 7.1183 | 1999 | 2.2 | 0.43132 | 2006 | 8.4 | 7.5496 | 2006 | 2.1282 | 2.0215
778 | UG | 0.1 | 0.70088 | 1988 | 1.9 | 0.48701 | 2008 | 2 | 1.1879 | 2008 | 0.69315 | 0.17218
1571 | UG | 2 | 3.7704 | 1988 | 11 | 1.592 | 2016 | 13 | 5.3625 | 2016 | 2.5649 | 1.6794
525 | UG | 11.55 | 10.0956 | 1995 | 14 | 2.1078 | 2006 | 25.55 | 12.2034 | 2006 | 3.2406 | 2.5017
1324 | UG | 15.8 | 12.0382 | 2012 | 12.3 | 2.2693 | 2014 | 28.1 | 14.3075 | 2014 | 3.3358 | 2.6608
511 | UG | 13.95 | 11.225 | 2004 | 4.05 | 0.42904 | 2004 | 18 | 11.654 | 2004 | 2.8904 | 2.4556
1094 | UG | 18 | 12.9527 | 2004 | 6 | 1.0646 | 2011 | 24 | 14.0174 | 2011 | 3.1781 | 2.6403
775 | UG | 8 | 8.2139 | 2002 | 7 | 1.4059 | 2008 | 15 | 9.6198 | 2008 | 2.7081 | 2.2638
1646 | UG | 2.88 | 4.6274 | unknown | 3.52 | 6.6896 | 2016 | 6.4 | 11.317 | 2016 | 1.8563 | 2.4263
467 | UG | 5.7 | 6.7899 | 1996 | 7.9 | 3.4855 | 2005 | 13.6 | 10.2754 | 2005 | 2.6101 | 2.3298
437 | UG | 23 | 14.8646 | 2001 | 17 | 3.6314 | 2008 | 40 | 18.496 | 2008 | 3.6889 | 2.9176
1233 | UG | 40 | 20.2834 | 2001 | 10 | 3.8904 | 2011 | 50 | 24.1738 | 2011 | 3.912 | 3.1853
361 | UG | 12.22 | 10.4205 | 1986 | 13 | 1.172 | 2002 | 25.22 | 11.5925 | 2002 | 3.2276 | 2.4504
645 | UG | 25.22 | 15.6542 | 1986 | 1 | 0.22668 | 2006 | 26.22 | 15.8809 | 2006 | 3.2665 | 2.7651
720 | UG | 5.29 | 6.5111 | 1974 | 3.91 | 3.2147 | 2009 | 9.2 | 9.7258 | 2009 | 2.2192 | 2.2748
1554 | UG | 18 | 12.9527 | 2013 | 13 | 4.0041 | 2015 | 31 | 16.9568 | 2015 | 3.434 | 2.8307
1570 | UG | 12 | 10.3147 | 0 | 7 | 5.7129 | 2016 | 19 | 16.0276 | 2016 | 2.9444 | 2.7743
1280 | UG | 10 | 9.3107 | 0 | 10 | 3.9567 | 2013 | 20 | 13.2674 | 2013 | 2.9957 | 2.5853
659 | UG | 51 | 23.2489 | 1974 | 7 | 0.19039 | 2006 | 58 | 23.4393 | 2006 | 4.0604 | 3.1544
1240 | UG | 9 | 8.7757 | 0 | 12 | 2.4762 | 2013 | 21 | 11.2519 | 2013 | 3.0445 | 2.4205
317 | UG | 26.67 | 16.1535 | 1978 | 8.46 | 3.7336 | 2002 | 35.13 | 19.8871 | 2002 | 3.5591 | 2.9901
1678 | UG | 71.19 | 28.0389 | 0 | 3.81 | 0.18769 | 2015 | 75 | 28.2266 | 2015 | 4.3175 | 3.3403
620 | UG | 66.04 | 26.8809 | unknown | 1 | 0.052327 | 2006 | 67.04 | 26.9332 | 2006 | 4.2053 | 3.2934
1085 | UG | 67.04 | 27.1087 | unknown | 2 | 0.079312 | 2010 | 69.04 | 27.1881 | 2010 | 4.2347 | 3.3028
836 | UG | 33.963 | 18.5026 | 1974 | 10.037 | 0.20825 | 2008 | 44 | 18.7108 | 2008 | 3.7842 | 2.9291
1417 | UG | 53.176 | 23.801 | 0 | 2.824 | 0.36632 | 2013 | 56 | 24.1673 | 2013 | 4.0254 | 3.185
1575 | UG | 107.8 | 35.3976 | 0 | 2.2 | 0.084606 | 2014 | 110 | 35.4822 | 2014 | 4.7005 | 3.569
1480 | UG | 92 | 32.3827 | 0 | 9 | 1.4186 | 2015 | 101 | 33.8013 | 2015 | 4.6151 | 3.5205
1644 | UG | 25 | 15.5773 | 0 | 14 | 6.4882 | 2016 | 39 | 22.0655 | 2016 | 3.6636 | 3.094
1276 | UG | 34 | 18.5139 | unknown | 4 | 0.69755 | 2012 | 38 | 19.2115 | 2012 | 3.6376 | 2.9555
823 | UG | 10 | 9.3107 | unknown | 25 | 8.3157 | 2009 | 35 | 17.6264 | 2009 | 3.5553 | 2.8694
1046 | UG | 33 | 18.2061 | unknown | 17 | 13.8381 | 2011 | 50 | 32.0442 | 2011 | 3.912 | 3.4671
873 | UG | 38 | 19.7074 | unknown | 10 | 10.835 | 2011 | 48 | 30.5424 | 2011 | 3.8712 | 3.4191
630 | UG | 36.4 | 19.2369 | unknown | 3.6 | 0.76182 | 2007 | 40 | 19.9988 | 2007 | 3.6889 | 2.9957
1107 | UG | 16 | 12.1236 | 2010 | 24 | 7.7 | 2014 | 40 | 19.8236 | 2014 | 3.6889 | 2.9869
682 | UG | 12 | 10.3147 | 2005 | 18 | 4.2252 | 2009 | 30 | 14.5399 | 2009 | 3.4012 | 2.6769
643 | UG | 53.37 | 23.8497 | unknown | 0.5 | 4.4087 | 2009 | 53.87 | 28.2584 | 2009 | 3.9866 | 3.3414
* Type is either Greenfield (“GF”) or Upgrade (“UG”), where Upgrade refers to additional facilities that increase the capacity of an existing Greenfield project
** For Iteration 12, Greenfield Cost for an Upgrade project is estimated using the Iteration 11 power curve for greenfield and upgrade projects

## GF + UG Iteration 13
Alberta Electric System Operator
2018 ISO Tariff Application
Appendix W - Option 2 POD Cost Function Workbook
Thirteenth-Interation Calculation of Power Curve for Greenfield and Upgrade Projects
September 14, 2017 |  | 0 MW removed
Project | Type * | Greenfield MW | Greenfield Cost ** | Greenfield Year | Upgrade MW | Upgrade Cost | Upgrade Year | Total MW | Total Cost | Total Year | LN(MW) | LN(Cost) |  | ln(y)=m*ln(x) + b Linear Regression
476 | GF | 14 | 16.8618 | 2003 |  |  |  | 14 | 16.8618 | 2003 | 2.6391 | 2.8251 | m | 0.56167 | 0.93787 | b
478 | GF | 8.5 | 6.0182 | 2003 |  |  |  | 8.5 | 6.0182 | 2003 | 2.1401 | 1.7948 | se | 0.033834 | 0.10725 | seb
473 | GF | 30 | 14.999 | 2003 |  |  |  | 30 | 14.999 | 2003 | 3.4012 | 2.708 | R2 | 0.51263 | 0.39901 | sev
1042 | GF | 13 | 11.1648 | 2011 |  |  |  | 13 | 11.1648 | 2011 | 2.5649 | 2.4128 | F | 275.5832 | 262 | df
443 | GF | 24.3 | 11.7056 | 2006 |  |  |  | 24.3 | 11.7056 | 2006 | 3.1905 | 2.4601 | ssreg | 43.8744 | 41.7119 | ssresid
1195 | GF | 18 | 31.6599 | 2011 |  |  |  | 18 | 31.6599 | 2011 | 2.8904 | 3.4551
420 | GF | 6 | 9.6396 | 2007 |  |  |  | 6 | 9.6396 | 2007 | 1.7918 | 2.2659 |  | y=cx^m, where c=e^b
440 | GF | 10 | 16.0096 | 2006 |  |  |  | 10 | 16.0096 | 2006 | 2.3026 | 2.7732 | m | 0.56167 | -4.842e-05% | change
1102 | GF | 20 | 16.2936 | 2011 |  |  |  | 20 | 16.2936 | 2011 | 2.9957 | 2.7908 | c | 2.5545 | 2.915e-05% | from
324 | GF | 17.2 | 8.9094 | 2003 |  |  |  | 17.2 | 8.9094 | 2003 | 2.8449 | 2.1871 |  |  |  | prior
1103 | GF | 20 | 17.2995 | 2011 |  |  |  | 20 | 17.2995 | 2011 | 2.9957 | 2.8507 |  |  |  | iteration
386 | GF | 9 | 9.9511 | 2003 |  |  |  | 9 | 9.9511 | 2003 | 2.1972 | 2.2977
80 | GF | 8 | 6.0754 | 2001 |  |  |  | 8 | 6.0754 | 2001 | 2.0794 | 1.8042
1052 | GF | 13.6 | 10.9027 | 2011 |  |  |  | 13.6 | 10.9027 | 2011 | 2.6101 | 2.389
347 | GF | 10.548 | 9.3005 | 2003 |  |  |  | 10.548 | 9.3005 | 2003 | 2.3559 | 2.2301
1358 | GF | 27 | 13.0727 | 2011 |  |  |  | 27 | 13.0727 | 2011 | 3.2958 | 2.5705
584 | GF | 28 | 34.9037 | 2011 |  |  |  | 28 | 34.9037 | 2011 | 3.3322 | 3.5526
422 | GF | 24 | 13.6508 | 2003 |  |  |  | 24 | 13.6508 | 2003 | 3.1781 | 2.6138
944 | GF | 43 | 26.8161 | 2010 |  |  |  | 43 | 26.8161 | 2010 | 3.7612 | 3.289
387 | GF | 7.5 | 9.5131 | 2003 |  |  |  | 7.5 | 9.5131 | 2003 | 2.0149 | 2.2527
587 | GF | 17.8 | 13.1522 | 2006 |  |  |  | 17.8 | 13.1522 | 2006 | 2.8792 | 2.5766
585 | GF | 20.6 | 11.2912 | 2007 |  |  |  | 20.6 | 11.2912 | 2007 | 3.0253 | 2.424
831 | GF | 19.6 | 20.9656 | 2011 |  |  |  | 19.6 | 20.9656 | 2011 | 2.9755 | 3.0429
340 | GF | 22 | 13.3096 | 2003 |  |  |  | 22 | 13.3096 | 2003 | 3.091 | 2.5885
334 | GF | 18.8 | 7.9464 | 2003 |  |  |  | 18.8 | 7.9464 | 2003 | 2.9339 | 2.0727
343 | GF | 15.6 | 13.9997 | 2003 |  |  |  | 15.6 | 13.9997 | 2003 | 2.7473 | 2.639
358 | GF | 19.8 | 7.2249 | 2003 |  |  |  | 19.8 | 7.2249 | 2003 | 2.9857 | 1.9775
702 | GF | 28.4 | 5.2102 | 2007 |  |  |  | 28.4 | 5.2102 | 2007 | 3.3464 | 1.6506
526 | GF | 19 | 13.7588 | 2007 |  |  |  | 19 | 13.7588 | 2007 | 2.9444 | 2.6217
288 | GF | 12 | 4.4534 | 2001 |  |  |  | 12 | 4.4534 | 2001 | 2.4849 | 1.4937
851 | GF | 25 | 12.9318 | 2007 |  |  |  | 25 | 12.9318 | 2007 | 3.2189 | 2.5597
648 | GF | 15 | 14.9737 | 2007 |  |  |  | 15 | 14.9737 | 2007 | 2.7081 | 2.7063
855 | GF | 23 | 28.6671 | 2011 |  |  |  | 23 | 28.6671 | 2011 | 3.1355 | 3.3557
700 | GF | 9.8 | 7.0658 | 2007 |  |  |  | 9.8 | 7.0658 | 2007 | 2.2824 | 1.9553
683 | GF | 30 | 16.0323 | 2011 |  |  |  | 30 | 16.0323 | 2011 | 3.4012 | 2.7746
559 | GF | 115 | 56.8595 | 2011 |  |  |  | 115 | 56.8595 | 2011 | 4.7449 | 4.0406
1074 | GF | 67 | 43.1388 | 2011 |  |  |  | 67 | 43.1388 | 2011 | 4.2047 | 3.7644
34 | GF | 16 | 7.5134 | 2000 |  |  |  | 16 | 7.5134 | 2000 | 2.7726 | 2.0167
433 | GF | 25 | 22.3083 | 2003 |  |  |  | 25 | 22.3083 | 2003 | 3.2189 | 3.105
79A | GF | 8 | 5.0823 | 2000 |  |  |  | 8 | 5.0823 | 2000 | 2.0794 | 1.6258
10A | GF | 6.2 | 8.916 | 2001 |  |  |  | 6.2 | 8.916 | 2001 | 1.8245 | 2.1878
345 | GF | 35 | 8.369 | 2003 |  |  |  | 35 | 8.369 | 2003 | 3.5553 | 2.1245
1049 | GF | 15.2 | 54.5518 | 2011 |  |  |  | 15.2 | 54.5518 | 2011 | 2.7213 | 3.9992
230 | GF | 17 | 10.7399 | 2003 |  |  |  | 17 | 10.7399 | 2003 | 2.8332 | 2.374
79B | GF | 8 | 3.3788 | 2000 |  |  |  | 8 | 3.3788 | 2000 | 2.0794 | 1.2175
10B | GF | 9.406 | 9.7991 | 2001 |  |  |  | 9.406 | 9.7991 | 2001 | 2.2413 | 2.2823
8 | GF | 18 | 11.9841 | 2000 |  |  |  | 18 | 11.9841 | 2000 | 2.8904 | 2.4836
487 | GF | 22 | 16.6067 | 2007 |  |  |  | 22 | 16.6067 | 2007 | 3.091 | 2.8098
385 | GF | 7.5 | 8.5881 | 2003 |  |  |  | 7.5 | 8.5881 | 2003 | 2.0149 | 2.1504
865 | GF | 25 | 8.6092 | 2007 |  |  |  | 25 | 8.6092 | 2007 | 3.2189 | 2.1528
863 | GF | 25 | 8.2434 | 2007 |  |  |  | 25 | 8.2434 | 2007 | 3.2189 | 2.1094
527 | GF | 17 | 6.9319 | 2007 |  |  |  | 17 | 6.9319 | 2007 | 2.8332 | 1.9361
595 | GF | 11 | 19.0874 | 2007 |  |  |  | 11 | 19.0874 | 2007 | 2.3979 | 2.949
528 | GF | 17 | 5.2658 | 2007 |  |  |  | 17 | 5.2658 | 2007 | 2.8332 | 1.6612
529 | GF | 17 | 7.7922 | 2007 |  |  |  | 17 | 7.7922 | 2007 | 2.8332 | 2.0531
1095 | GF | 18 | 11.9234 | 2011 |  |  |  | 18 | 11.9234 | 2011 | 2.8904 | 2.4785
561 | GF | 46 | 58.1001 | 2011 |  |  |  | 46 | 58.1001 | 2011 | 3.8286 | 4.0622
1018 | GF | 3 | 10.6346 | 2011 |  |  |  | 3 | 10.6346 | 2011 | 1.0986 | 2.3641
360 | GF | 22 | 7.1175 | 2003 |  |  |  | 22 | 7.1175 | 2003 | 3.091 | 1.9626
1106 | GF | 12 | 20.2179 | 2011 |  |  |  | 12 | 20.2179 | 2011 | 2.4849 | 3.0066
899 | GF | 25 | 15.1725 | 2010 |  |  |  | 25 | 15.1725 | 2010 | 3.2189 | 2.7195
1191 | GF | 11 | 12.6281 | 2011 |  |  |  | 11 | 12.6281 | 2011 | 2.3979 | 2.5359
1115 | GF | 10 | 24.3628 | 2011 |  |  |  | 10 | 24.3628 | 2011 | 2.3026 | 3.1931
1053 | GF | 9 | 14.7144 | 2011 |  |  |  | 9 | 14.7144 | 2011 | 2.1972 | 2.6888
864 | GF | 25 | 9.8258 | 2007 |  |  |  | 25 | 9.8258 | 2007 | 3.2189 | 2.285
834 | GF | 45 | 25.7984 | 2010 |  |  |  | 45 | 25.7984 | 2010 | 3.8067 | 3.2503
722 | GF | 10.5 | 13.5015 | 2010 |  |  |  | 10.5 | 13.5015 | 2010 | 2.3514 | 2.6028
927 | GF | 60 | 25.8871 | 2011 |  |  |  | 60 | 25.8871 | 2011 | 4.0943 | 3.2537
1068 | GF | 11.2 | 26.9182 | 2011 |  |  |  | 11.2 | 26.9182 | 2011 | 2.4159 | 3.2928
506 | GF | 20 | 13.9693 | 2003 |  |  |  | 20 | 13.9693 | 2003 | 2.9957 | 2.6369
456 | GF | 16 | 17.647 | 2007 |  |  |  | 16 | 17.647 | 2007 | 2.7726 | 2.8706
130 | GF | 18 | 8.437 | 2001 |  |  |  | 18 | 8.437 | 2001 | 2.8904 | 2.1326
308 | GF | 10 | 8.8754 | 2003 |  |  |  | 10 | 8.8754 | 2003 | 2.3026 | 2.1833
829 | GF | 20 | 27.7611 | 2011 |  |  |  | 20 | 27.7611 | 2011 | 2.9957 | 3.3236
425 | GF | 17 | 11.7254 | 2006 |  |  |  | 17 | 11.7254 | 2006 | 2.8332 | 2.4618
333 | GF | 12 | 7.5607 | 2003 |  |  |  | 12 | 7.5607 | 2003 | 2.4849 | 2.023
769 | GF | 40 | 26.3813 | 2007 |  |  |  | 40 | 26.3813 | 2007 | 3.6889 | 3.2727
948 | GF | 57 | 12.6537 | 2014 |  |  |  | 57 | 12.6537 | 2014 | 4.0431 | 2.5379
1128 | GF | 45 | 63.5562 | 2013 |  |  |  | 45 | 63.5562 | 2013 | 3.8067 | 4.1519
1214 | GF | 52 | 22.6317 | 2013 |  |  |  | 52 | 22.6317 | 2013 | 3.9512 | 3.1194
1225 | GF | 20 | 18.6367 | 2013 |  |  |  | 20 | 18.6367 | 2013 | 2.9957 | 2.9251
1263 | GF | 8 | 19.6117 | 2013 |  |  |  | 8 | 19.6117 | 2013 | 2.0794 | 2.9761
1309 | GF | 15 | 16.1093 | 2013 |  |  |  | 15 | 16.1093 | 2013 | 2.7081 | 2.7794
1349 | GF | 34 | 8.968 | 2013 |  |  |  | 34 | 8.968 | 2013 | 3.5264 | 2.1937
1358 | GF | 27 | 13.0727 | 2013 |  |  |  | 27 | 13.0727 | 2013 | 3.2958 | 2.5705
1404 | GF | 35 | 35.2763 | 2013 |  |  |  | 35 | 35.2763 | 2013 | 3.5553 | 3.5632
1482 | GF | 18.4 | 18.7658 | 2013 |  |  |  | 18.4 | 18.7658 | 2013 | 2.9124 | 2.932
1515 | GF | 7.2 | 12.9927 | 2013 |  |  |  | 7.2 | 12.9927 | 2013 | 1.9741 | 2.5644
1618 | GF | 21 | 15.966 | 2016 |  |  |  | 21 | 15.966 | 2016 | 3.0445 | 2.7705
1634 | GF | 17.9 | 17.1728 | 2015 |  |  |  | 17.9 | 17.1728 | 2015 | 2.8848 | 2.8433
1258 | GF | 46 | 53.5183 | 2017 |  |  |  | 46 | 53.5183 | 2017 | 3.8286 | 3.98
1284 | GF | 24.1 | 7.0843 | 2013 |  |  |  | 24.1 | 7.0843 | 2013 | 3.1822 | 1.9579
Pre-01 | GF | 2.2 | 2.4934 | 1990 |  |  |  | 2.2 | 2.4934 | 1990 | 0.78846 | 0.91364
Pre-02 | GF | 1.464 | 1.494 | 1987 |  |  |  | 1.464 | 1.494 | 1987 | 0.38117 | 0.40147
Pre-03 | GF | 4.075 | 1.9369 | 1990 |  |  |  | 4.075 | 1.9369 | 1990 | 1.4049 | 0.66111
Pre-04 | GF | 10 | 8.5265 | 1991 |  |  |  | 10 | 8.5265 | 1991 | 2.3026 | 2.1432
Pre-05 | GF | 4.8 | 4.0522 | 1988 |  |  |  | 4.8 | 4.0522 | 1988 | 1.5686 | 1.3993
Pre-06 | GF | 5.1 | 9.6482 | 1989 |  |  |  | 5.1 | 9.6482 | 1989 | 1.6292 | 2.2668
Pre-07 | GF | 6.9 | 5.0294 | 1997 |  |  |  | 6.9 | 5.0294 | 1997 | 1.9315 | 1.6153
Pre-08 | GF | 11.8 | 6.3729 | 1987 |  |  |  | 11.8 | 6.3729 | 1987 | 2.4681 | 1.8521
Pre-09 | GF | 9.7 | 2.9443 | 1997 |  |  |  | 9.7 | 2.9443 | 1997 | 2.2721 | 1.0799
Pre-10 | GF | 6.12 | 13.4811 | 1990 |  |  |  | 6.12 | 13.4811 | 1990 | 1.8116 | 2.6013
Pre-11 | GF | 6.2672 | 2.9102 | 1987 |  |  |  | 6.2672 | 2.9102 | 1987 | 1.8353 | 1.0682
Pre-12 | GF | 6.366 | 9.8907 | 1993 |  |  |  | 6.366 | 9.8907 | 1993 | 1.851 | 2.2916
Pre-13 | GF | 8.5 | 5.9446 | 1990 |  |  |  | 8.5 | 5.9446 | 1990 | 2.1401 | 1.7825
Pre-14 | GF | 46.55 | 7.1936 | 1991 |  |  |  | 46.55 | 7.1936 | 1991 | 3.8405 | 1.9732
Pre-15 | GF | 56.8 | 17.5945 | 1990 |  |  |  | 56.8 | 17.5945 | 1990 | 4.0395 | 2.8676
Pre-16 | GF | 81.576 | 14.0262 | 1988 |  |  |  | 81.576 | 14.0262 | 1988 | 4.4015 | 2.6409
Pre-17 | GF | 95.2 | 14.2199 | 1999 |  |  |  | 95.2 | 14.2199 | 1999 | 4.556 | 2.6546
Pre-18 | GF | 122.772 | 23.4475 | 1990 |  |  |  | 122.772 | 23.4475 | 1990 | 4.8103 | 3.1548
1184 | UG | 30 | 17.257 | 2013 | 18.2 | 18.8693 | 2012 | 48.2 | 36.1264 | 2013 | 3.8754 | 3.587
457 | UG | 10.77 | 9.7068 | 1990 | 10 | 3.2891 | 2006 | 20.77 | 12.9959 | 2006 | 3.0335 | 2.5646
407 | UG | 25.4 | 15.7168 | 1982 | 2 | 0.60107 | 2004 | 27.4 | 16.3179 | 2004 | 3.3105 | 2.7923
706 | UG | 14.85 | 11.6261 | 1984 | 14.25 | 5.8346 | 2008 | 29.1 | 17.4608 | 2008 | 3.3707 | 2.86
1070 | UG | 34 | 18.5139 | 1984 | 4.9 | 0.83608 | 2011 | 38.9 | 19.35 | 2011 | 3.661 | 2.9627
1264 | UG | 38.9 | 19.9682 | 1984 | 7.2 | 8.0579 | 2013 | 46.1 | 28.0261 | 2013 | 3.8308 | 3.3331
1208 | UG | 14.1 | 11.2926 | 1961 | 11.5 | 2.7992 | 2012 | 25.6 | 14.0918 | 2012 | 3.2426 | 2.6456
655 | UG | 12.053 | 10.3402 | 1974 | 2.339 | 0.59465 | 2007 | 14.392 | 10.9349 | 2007 | 2.6667 | 2.392
733 | UG | 24.3 | 15.3308 | 2007 | 17.1 | 6.7726 | 2009 | 41.4 | 22.1034 | 2009 | 3.7233 | 3.0957
401 | UG | 2 | 3.7704 | 1986 | 1.5 | 0.36204 | 2004 | 3.5 | 4.1325 | 2004 | 1.2528 | 1.4189
1412 | UG | 3.5 | 5.163 | 1986 | 11 | 4.3575 | 2015 | 14.5 | 9.5204 | 2015 | 2.6741 | 2.2534
1318 | UG | 22.3 | 14.6088 | 1997 | 28.9 | 1.6878 | 2013 | 51.2 | 16.2966 | 2013 | 3.9357 | 2.791
1194 | UG | 5.8 | 6.8566 | 1980 | 9.6 | 1.6086 | 2011 | 15.4 | 8.4652 | 2011 | 2.7344 | 2.136
804 | UG | 14.429 | 11.4398 | 1982 | 9.871 | 9.1567 | 2009 | 24.3 | 20.5965 | 2009 | 3.1905 | 3.0251
365 | UG | 15.9 | 12.0809 | 1982 | 0.269 | 0.59607 | 2003 | 16.169 | 12.677 | 2003 | 2.7831 | 2.5398
708 | UG | 16.2 | 12.2084 | 1982 | 11.5 | 6.8375 | 2007 | 27.7 | 19.0459 | 2007 | 3.3214 | 2.9469
1568 | UG | 27.7 | 16.501 | 1997 | 8.1 | 3.5849 | 2015 | 35.8 | 20.0859 | 2015 | 3.5779 | 3
398 | UG | 27.329 | 16.3765 | 1981 | 2 | 1.4547 | 2004 | 29.329 | 17.8312 | 2004 | 3.3786 | 2.8809
1642 | UG | 16.12 | 12.1745 | unknown | 2.78 | 10.1341 | 2015 | 18.9 | 22.3087 | 2015 | 2.9392 | 3.105
522 | UG | 38.7 | 19.9105 | 1981 | 2.3 | 0.49327 | 2006 | 41 | 20.4037 | 2006 | 3.7136 | 3.0157
170 | UG | 20.4 | 13.8961 | unknown | 5.6 | 4.4337 | 2001 | 26 | 18.3298 | 2001 | 3.2581 | 2.9085
170 | UG | 21.6 | 14.3494 | unknown | 1 | 4.883 | 2001 | 22.6 | 19.2324 | 2001 | 3.1179 | 2.9566
1366 | UG | 25.5 | 15.7515 | 0 | 14 | 5.5737 | 2013 | 39.5 | 21.3253 | 2013 | 3.6763 | 3.0599
170 | UG | 5.4 | 6.5868 | unknown | 10.6 | 5.2097 | 2001 | 16 | 11.7965 | 2001 | 2.7726 | 2.4678
1350 | UG | 16 | 12.1235 | 0 | 20 | 6.53 | 2013 | 36 | 18.6536 | 2013 | 3.5835 | 2.926
658 | UG | 1.6 | 3.3263 | 1996 | 13.2 | 7.1147 | 2008 | 14.8 | 10.441 | 2008 | 2.6946 | 2.3457
897 | UG | 14.8 | 11.6041 | 1996 | 3 | 6.2372 | 2010 | 17.8 | 17.8413 | 2010 | 2.8792 | 2.8815
483 | UG | 20.7 | 14.0105 | 1986 | 18.1 | 3.6201 | 2005 | 38.8 | 17.6305 | 2005 | 3.6584 | 2.8696
1494 | UG | 13.3 | 10.9281 | 0 | 6 | 6.4297 | 2014 | 19.3 | 17.3579 | 2014 | 2.9601 | 2.854
488 | UG | 41.3 | 20.6511 | 1982 | 24.2 | 0.40463 | 2006 | 65.5 | 21.0557 | 2006 | 4.1821 | 3.0472
318 | UG | 22.87 | 14.8174 | 1996 | 1 | 0.76702 | 2001 | 23.87 | 15.5844 | 2001 | 3.1726 | 2.7463
806 | UG | 23.867 | 15.1768 | 1996 | 5.433 | 0.68948 | 2008 | 29.3 | 15.8662 | 2008 | 3.3776 | 2.7642
1386 | UG | 32.7 | 18.1129 | 0 | 13.5 | 0.85934 | 2013 | 46.2 | 18.9722 | 2013 | 3.833 | 2.943
928 | UG | 18.02 | 12.9608 | 1992 | 3.48 | 10.3644 | 2010 | 21.5 | 23.3252 | 2010 | 3.0681 | 3.1495
1450 | UG | 21.5 | 14.3121 | 1992 | 16.3 | 5.153 | 2014 | 37.8 | 19.4651 | 2014 | 3.6323 | 2.9686
170 | UG | 17.7 | 12.831 | unknown | 8.8 | 1.1342 | 2001 | 26.5 | 13.9652 | 2001 | 3.2771 | 2.6366
649 | UG | 26.5 | 16.0956 | 1997 | 33.8 | 5.0181 | 2007 | 60.3 | 21.1136 | 2007 | 4.0993 | 3.0499
1203 | UG | 20.5 | 13.9343 | 1977 | 4.1 | 12.4436 | 2012 | 24.6 | 26.3779 | 2012 | 3.2027 | 3.2725
170 | UG | 7.9 | 8.1561 | 1972 | 6.1 | 2.9005 | 2001 | 14 | 11.0566 | 2001 | 2.6391 | 2.403
363 | UG | 21.226 | 14.2093 | 1975 | 4.2 | 0.82194 | 2004 | 25.426 | 15.0313 | 2004 | 3.2358 | 2.7101
493 | UG | 25.4 | 15.7168 | 1975 | 3.3 | 3.4003 | 2006 | 28.7 | 19.1171 | 2006 | 3.3569 | 2.9506
685 | UG | 28.7 | 16.833 | 1975 | 4.2 | 0.94607 | 2007 | 32.9 | 17.779 | 2007 | 3.4935 | 2.878
435 | UG | 10.6 | 9.6204 | 1990 | 8.4 | 3.0774 | 2004 | 19 | 12.6978 | 2004 | 2.9444 | 2.5414
652 | UG | 10.195 | 9.4122 | 1986 | 3.405 | 4.3802 | 2007 | 13.6 | 13.7925 | 2007 | 2.6101 | 2.6241
366 | UG | 11.1 | 9.8728 | 1981 | 4.8 | 0.60208 | 2003 | 15.9 | 10.4748 | 2003 | 2.7663 | 2.349
1640 | UG | 15.9 | 12.0809 | 1981 | 2.5 | 8.3244 | 2015 | 18.4 | 20.4053 | 2015 | 2.9124 | 3.0158
367 | UG | 11.211 | 9.9281 | 1988 | 1 | 0.55589 | 2004 | 12.211 | 10.484 | 2004 | 2.5023 | 2.3498
902 | UG | 19.2 | 13.4308 | 2002 | 13.5 | 0.547 | 2009 | 32.7 | 13.9778 | 2009 | 3.4874 | 2.6375
1202 | UG | 19.4 | 13.5093 | 1989 | 1.6 | 10.745 | 2012 | 21 | 24.2543 | 2012 | 3.0445 | 3.1886
1338 | UG | 7.5 | 7.9215 | unknown | 2 | 6.6636 | 2013 | 9.5 | 14.5851 | 2013 | 2.2513 | 2.68
212 | UG | 36.55 | 19.2814 | 1978 | 28 | 4.6265 | 2003 | 64.55 | 23.9079 | 2003 | 4.1674 | 3.1742
653 | UG | 64.55 | 26.5385 | 1977 | 1.32 | 0.56895 | 2007 | 65.87 | 27.1074 | 2007 | 4.1877 | 3.2998
1382 | UG | 24.2 | 15.2953 | unknown | 11.9 | 2.4484 | 2013 | 36.1 | 17.7438 | 2013 | 3.5863 | 2.876
874 | UG | 6.4 | 7.2463 | 1997 | 0.5 | 3.6334 | 2009 | 6.9 | 10.8797 | 2009 | 1.9315 | 2.3869
491 | UG | 27.9 | 16.5678 | 1984 | 1 | 0.19252 | 2006 | 28.9 | 16.7603 | 2006 | 3.3638 | 2.819
1396 | UG | 20.6 | 13.9724 | 2009 | 5.4 | 0.37351 | 2013 | 26 | 14.3459 | 2013 | 3.2581 | 2.6635
1597 | UG | 26 | 15.9243 | 2009 | 27.3 | 4.2356 | 2015 | 53.3 | 20.1599 | 2015 | 3.9759 | 3.0037
1292 | UG | 30.3 | 17.3538 | unknown | 2.5 | 4.4712 | 2013 | 32.8 | 21.8249 | 2013 | 3.4904 | 3.0831
364 | UG | 44.904 | 21.6447 | 1975 | 2 | 1.3175 | 2004 | 46.904 | 22.9621 | 2004 | 3.8481 | 3.1338
1306 | UG | 23.1 | 14.9009 | 1985 | 2.1 | 5.9849 | 2013 | 25.2 | 20.8857 | 2013 | 3.2268 | 3.0391
858 | UG | 28.4 | 16.7339 | 2009 | 13.3 | 5.4359 | 2010 | 41.7 | 22.1698 | 2010 | 3.7305 | 3.0987
1454 | UG | 41.7 | 20.7632 | 2009 | 5.7 | 0.45762 | 2013 | 47.4 | 21.2208 | 2013 | 3.8586 | 3.055
637 | UG | 15.5 | 11.9093 | 1989 | 8.4 | 5.0689 | 2007 | 23.9 | 16.9781 | 2007 | 3.1739 | 2.8319
1254 | UG | 23.9 | 15.1886 | 1989 | 15.4 | 6.5284 | 2012 | 39.3 | 21.717 | 2012 | 3.6712 | 3.0781
734 | UG | 20 | 13.7424 | 1974 | 4.4 | 11.2611 | 2011 | 24.4 | 25.0035 | 2011 | 3.1946 | 3.219
1674 | UG | 17.4 | 12.7084 | 0 | 3.7 | 10.3273 | 2016 | 21.1 | 23.0357 | 2016 | 3.0493 | 3.137
711 | UG | 11.5 | 10.071 | 1976 | 13.7 | 9.2618 | 2009 | 25.2 | 19.3328 | 2009 | 3.2268 | 2.9618
408 | UG | 37.7 | 19.6198 | 1976 | 2.042 | 0.58016 | 2004 | 39.742 | 20.2 | 2004 | 3.6824 | 3.0057
698 | UG | 39.7 | 20.1978 | 1976 | 20.9 | 1.4407 | 2007 | 60.6 | 21.6385 | 2007 | 4.1043 | 3.0745
696 | UG | 9.137 | 8.8505 | 1981 | 8.063 | 0.2681 | 2007 | 17.2 | 9.1186 | 2007 | 2.8449 | 2.2103
1185 | UG | 32.4 | 18.0194 | 1988 | 2.5 | 2.8088 | 2011 | 34.9 | 20.8282 | 2011 | 3.5525 | 3.0363
568 | UG | 38.04 | 19.719 | 1978 | 1 | 0.028819 | 2006 | 39.04 | 19.7478 | 2006 | 3.6646 | 2.983
853 | UG | 20 | 13.7424 | 1991 | 21.7 | 4.2556 | 2009 | 41.7 | 17.998 | 2009 | 3.7305 | 2.8903
1201 | UG | 13.3 | 10.9281 | unknown | 10.6 | 7.6365 | 2012 | 23.9 | 18.5646 | 2012 | 3.1739 | 2.9213
654 | UG | 7.29 | 7.7961 | 1976 | 4.41 | 0.73673 | 2007 | 11.7 | 8.5329 | 2007 | 2.4596 | 2.1439
1394 | UG | 11.7 | 10.169 | 1976 | 10 | 5.0058 | 2014 | 21.7 | 15.1748 | 2014 | 3.0773 | 2.7196
1294 | UG | 8.5 | 8.4984 | 0 | 1.6 | 4.562 | 2014 | 10.1 | 13.0604 | 2014 | 2.3125 | 2.5696
1670 | UG | 31.45 | 17.7207 | 0 | 24.25 | 2.7944 | 2016 | 55.7 | 20.515 | 2016 | 4.02 | 3.0212
579 | UG | 17.1 | 12.5849 | unknown | 11 | 3.6516 | 2008 | 28.1 | 16.2365 | 2008 | 3.3358 | 2.7873
1670 | UG | 18.79 | 13.269 | 0 | 30.51 | 18.3637 | 2016 | 49.3 | 31.6327 | 2016 | 3.8979 | 3.4542
1083 | UG | 7.53 | 7.9393 | 1981 | 5.87 | 7.4125 | 2011 | 13.4 | 15.3518 | 2011 | 2.5953 | 2.7312
552 | UG | 20.23 | 13.8309 | 1991 | 10.47 | 1.1458 | 2006 | 30.7 | 14.9767 | 2006 | 3.4243 | 2.7065
1311 | UG | 30.7 | 17.4821 | 1991 | 19.3 | 5.9841 | 2013 | 50 | 23.4662 | 2013 | 3.912 | 3.1556
1078 | UG | 17.66 | 12.8147 | 1957 | 7.34 | 1.0936 | 2011 | 25 | 13.9084 | 2011 | 3.2189 | 2.6325
383 | UG | 0.51 | 1.7501 | 1984 | 8 | 3.9502 | 2005 | 8.51 | 5.7003 | 2005 | 2.1412 | 1.7405
1020 | UG | 13 | 10.789 | 1977 | 9 | 7.345 | 2010 | 22 | 18.134 | 2010 | 3.091 | 2.8978
1364 | UG | 8.5 | 8.4984 | 0 | 34 | 8.7951 | 2013 | 42.5 | 17.2935 | 2013 | 3.7495 | 2.8503
503 | UG | 31 | 17.5778 | 1972 | 16 | 3.8033 | 2007 | 47 | 21.3811 | 2007 | 3.8501 | 3.0625
925 | UG | 47 | 22.2064 | 1972 | 9 | 3.3165 | 2011 | 56 | 25.5229 | 2011 | 4.0254 | 3.2396
821 | UG | 25 | 15.5773 | 2006 | 32 | 9.4177 | 2011 | 57 | 24.9951 | 2011 | 4.0431 | 3.2187
486 | UG | 10.81 | 9.727 | 1993 | 3.14 | 0.34692 | 2005 | 13.95 | 10.074 | 2005 | 2.6355 | 2.31
779 | UG | 13.95 | 11.225 | 1993 | 4.05 | 0.91576 | 2008 | 18 | 12.1407 | 2008 | 2.8904 | 2.4966
1416 | UG | 18 | 12.9527 | 1993 | 6 | 1.4182 | 2014 | 24 | 14.3709 | 2014 | 3.1781 | 2.6652
554 | UG | 23 | 14.8646 | 1968 | 8.26 | 1.0611 | 2006 | 31.26 | 15.9257 | 2006 | 3.4423 | 2.7679
1581 | UG | 7.44 | 7.8858 | unknown | 9.36 | 5.3848 | 2015 | 16.8 | 13.2707 | 2015 | 2.8214 | 2.5856
880 | UG | 8.95 | 8.7483 | 1966 | 2.05 | 4.5764 | 2010 | 11 | 13.3247 | 2010 | 2.3979 | 2.5896
1047 | UG | 10 | 9.3107 | 1965 | 5 | 6.2586 | 2012 | 15 | 15.5693 | 2012 | 2.7081 | 2.7453
1045 | UG | 24.066 | 15.2477 | 1971 | 7.934 | 3.8009 | 2011 | 32 | 19.0486 | 2011 | 3.4657 | 2.947
1616 | UG | 21.68 | 14.3792 | unknown | 25.75 | 0.84819 | 2015 | 47.43 | 15.2274 | 2015 | 3.8593 | 2.7231
362 | UG | 51.8 | 23.4531 | 1971 | 1 | 0.78848 | 2004 | 52.8 | 24.2415 | 2004 | 3.9665 | 3.1881
924 | UG | 45.94 | 21.9237 | 1982 | 6.06 | 1.4264 | 2010 | 52 | 23.3502 | 2010 | 3.9512 | 3.1506
1241 | UG | 20.29 | 13.8539 | unknown | 6 | 2.625 | 2012 | 26.29 | 16.4789 | 2012 | 3.2692 | 2.8021
438 | UG | 8.246 | 8.3548 | 1978 | 1 | 0.18095 | 2004 | 9.246 | 8.5358 | 2004 | 2.2242 | 2.1443
748 | UG | 25.541 | 15.7658 | 1995 | 1 | 0.38858 | 2008 | 26.541 | 16.1543 | 2008 | 3.2787 | 2.7822
1319 | UG | 15.71 | 11.9996 | 0 | 4.29 | 3.2377 | 2014 | 20 | 15.2373 | 2014 | 2.9957 | 2.7237
618 | UG | 11 | 9.8227 | 1995 | 11.5 | 2.3465 | 2006 | 22.5 | 12.1692 | 2006 | 3.1135 | 2.4989
712 | UG | 7.5 | 7.9215 | 1980 | 1 | 7.8904 | 2011 | 8.5 | 15.8119 | 2011 | 2.1401 | 2.7608
726 | UG | 25.6354 | 15.7985 | 1982 | 5.3646 | 1.0316 | 2008 | 31 | 16.8301 | 2008 | 3.434 | 2.8232
530 | UG | 25 | 15.5773 | 1982 | 20 | 4.5023 | 2006 | 45 | 20.0796 | 2006 | 3.8067 | 2.9997
755 | UG | 8.698 | 8.6091 | 1983 | 3.302 | 0.74649 | 2008 | 12 | 9.3555 | 2008 | 2.4849 | 2.236
1081 | UG | 12 | 10.3147 | 1983 | 4 | 0.74616 | 2010 | 16 | 11.0608 | 2010 | 2.7726 | 2.4034
307 | UG | 9.07 | 8.814 | 1985 | 1.002 | 2.5231 | 2003 | 10.072 | 11.337 | 2003 | 2.3098 | 2.4281
1466 | UG | 10.07 | 9.3472 | 1985 | 4.93 | 4.6348 | 2015 | 15 | 13.9821 | 2015 | 2.7081 | 2.6378
1091 | UG | 16.06 | 12.1491 | 1982 | 24.34 | 7.6638 | 2011 | 40.4 | 19.8129 | 2011 | 3.6988 | 2.9863
666 | UG | 25.92 | 15.8967 | 1987 | 14.08 | 3.6888 | 2008 | 40 | 19.5855 | 2008 | 3.6889 | 2.9748
556 | UG | 8.656 | 8.5857 | 1985 | 4.344 | 3.2484 | 2007 | 13 | 11.834 | 2007 | 2.5649 | 2.471
452 | UG | 10.781 | 9.7124 | 1986 | 3.619 | 3.4437 | 2005 | 14.4 | 13.1561 | 2005 | 2.6672 | 2.5769
613 | UG | 6.2 | 7.1183 | 1999 | 2.2 | 0.43132 | 2006 | 8.4 | 7.5496 | 2006 | 2.1282 | 2.0215
778 | UG | 0.1 | 0.70088 | 1988 | 1.9 | 0.48701 | 2008 | 2 | 1.1879 | 2008 | 0.69315 | 0.17218
1571 | UG | 2 | 3.7704 | 1988 | 11 | 1.592 | 2016 | 13 | 5.3625 | 2016 | 2.5649 | 1.6794
525 | UG | 11.55 | 10.0956 | 1995 | 14 | 2.1078 | 2006 | 25.55 | 12.2034 | 2006 | 3.2406 | 2.5017
1324 | UG | 15.8 | 12.0382 | 2012 | 12.3 | 2.2693 | 2014 | 28.1 | 14.3075 | 2014 | 3.3358 | 2.6608
511 | UG | 13.95 | 11.225 | 2004 | 4.05 | 0.42904 | 2004 | 18 | 11.654 | 2004 | 2.8904 | 2.4556
1094 | UG | 18 | 12.9527 | 2004 | 6 | 1.0646 | 2011 | 24 | 14.0174 | 2011 | 3.1781 | 2.6403
775 | UG | 8 | 8.2139 | 2002 | 7 | 1.4059 | 2008 | 15 | 9.6198 | 2008 | 2.7081 | 2.2638
1646 | UG | 2.88 | 4.6274 | unknown | 3.52 | 6.6896 | 2016 | 6.4 | 11.317 | 2016 | 1.8563 | 2.4263
467 | UG | 5.7 | 6.7899 | 1996 | 7.9 | 3.4855 | 2005 | 13.6 | 10.2754 | 2005 | 2.6101 | 2.3298
437 | UG | 23 | 14.8646 | 2001 | 17 | 3.6314 | 2008 | 40 | 18.496 | 2008 | 3.6889 | 2.9176
1233 | UG | 40 | 20.2834 | 2001 | 10 | 3.8904 | 2011 | 50 | 24.1738 | 2011 | 3.912 | 3.1853
361 | UG | 12.22 | 10.4205 | 1986 | 13 | 1.172 | 2002 | 25.22 | 11.5924 | 2002 | 3.2276 | 2.4504
645 | UG | 25.22 | 15.6542 | 1986 | 1 | 0.22668 | 2006 | 26.22 | 15.8808 | 2006 | 3.2665 | 2.7651
720 | UG | 5.29 | 6.5111 | 1974 | 3.91 | 3.2147 | 2009 | 9.2 | 9.7258 | 2009 | 2.2192 | 2.2748
1554 | UG | 18 | 12.9527 | 2013 | 13 | 4.0041 | 2015 | 31 | 16.9568 | 2015 | 3.434 | 2.8307
1570 | UG | 12 | 10.3147 | 0 | 7 | 5.7129 | 2016 | 19 | 16.0275 | 2016 | 2.9444 | 2.7743
1280 | UG | 10 | 9.3107 | 0 | 10 | 3.9567 | 2013 | 20 | 13.2674 | 2013 | 2.9957 | 2.5853
659 | UG | 51 | 23.2489 | 1974 | 7 | 0.19039 | 2006 | 58 | 23.4393 | 2006 | 4.0604 | 3.1544
1240 | UG | 9 | 8.7757 | 0 | 12 | 2.4762 | 2013 | 21 | 11.2519 | 2013 | 3.0445 | 2.4205
317 | UG | 26.67 | 16.1535 | 1978 | 8.46 | 3.7336 | 2002 | 35.13 | 19.8871 | 2002 | 3.5591 | 2.9901
1678 | UG | 71.19 | 28.0388 | 0 | 3.81 | 0.18769 | 2015 | 75 | 28.2265 | 2015 | 4.3175 | 3.3403
620 | UG | 66.04 | 26.8808 | unknown | 1 | 0.052327 | 2006 | 67.04 | 26.9332 | 2006 | 4.2053 | 3.2934
1085 | UG | 67.04 | 27.1087 | unknown | 2 | 0.079312 | 2010 | 69.04 | 27.188 | 2010 | 4.2347 | 3.3028
836 | UG | 33.963 | 18.5026 | 1974 | 10.037 | 0.20825 | 2008 | 44 | 18.7108 | 2008 | 3.7842 | 2.9291
1417 | UG | 53.176 | 23.801 | 0 | 2.824 | 0.36632 | 2013 | 56 | 24.1673 | 2013 | 4.0254 | 3.185
1575 | UG | 107.8 | 35.3975 | 0 | 2.2 | 0.084606 | 2014 | 110 | 35.4821 | 2014 | 4.7005 | 3.569
1480 | UG | 92 | 32.3827 | 0 | 9 | 1.4186 | 2015 | 101 | 33.8013 | 2015 | 4.6151 | 3.5205
1644 | UG | 25 | 15.5773 | 0 | 14 | 6.4882 | 2016 | 39 | 22.0655 | 2016 | 3.6636 | 3.094
1276 | UG | 34 | 18.5139 | unknown | 4 | 0.69755 | 2012 | 38 | 19.2114 | 2012 | 3.6376 | 2.9555
823 | UG | 10 | 9.3107 | unknown | 25 | 8.3157 | 2009 | 35 | 17.6263 | 2009 | 3.5553 | 2.8694
1046 | UG | 33 | 18.206 | unknown | 17 | 13.8381 | 2011 | 50 | 32.0441 | 2011 | 3.912 | 3.4671
873 | UG | 38 | 19.7074 | unknown | 10 | 10.835 | 2011 | 48 | 30.5424 | 2011 | 3.8712 | 3.4191
630 | UG | 36.4 | 19.2369 | unknown | 3.6 | 0.76182 | 2007 | 40 | 19.9987 | 2007 | 3.6889 | 2.9957
1107 | UG | 16 | 12.1235 | 2010 | 24 | 7.7 | 2014 | 40 | 19.8236 | 2014 | 3.6889 | 2.9869
682 | UG | 12 | 10.3147 | 2005 | 18 | 4.2252 | 2009 | 30 | 14.5399 | 2009 | 3.4012 | 2.6769
643 | UG | 53.37 | 23.8497 | unknown | 0.5 | 4.4087 | 2009 | 53.87 | 28.2584 | 2009 | 3.9866 | 3.3414
* Type is either Greenfield (“GF”) or Upgrade (“UG”), where Upgrade refers to additional facilities that increase the capacity of an existing Greenfield project
** For Iteration 13, Greenfield Cost for an Upgrade project is estimated using the Iteration 12 power curve for greenfield and upgrade projects

## GF + UG Iteration 14
Alberta Electric System Operator
2018 ISO Tariff Application
Appendix W - Option 2 POD Cost Function Workbook
Fourteenth-Interation Calculation of Power Curve for Greenfield and Upgrade Projects
September 14, 2017 |  | 0 MW removed
Project | Type * | Greenfield MW | Greenfield Cost ** | Greenfield Year | Upgrade MW | Upgrade Cost | Upgrade Year | Total MW | Total Cost | Total Year | LN(MW) | LN(Cost) |  | ln(y)=m*ln(x) + b Linear Regression
476 | GF | 14 | 16.8618 | 2003 |  |  |  | 14 | 16.8618 | 2003 | 2.6391 | 2.8251 | m | 0.56167 | 0.93787 | b
478 | GF | 8.5 | 6.0182 | 2003 |  |  |  | 8.5 | 6.0182 | 2003 | 2.1401 | 1.7948 | se | 0.033834 | 0.10725 | seb
473 | GF | 30 | 14.999 | 2003 |  |  |  | 30 | 14.999 | 2003 | 3.4012 | 2.708 | R2 | 0.51263 | 0.39901 | sev
1042 | GF | 13 | 11.1648 | 2011 |  |  |  | 13 | 11.1648 | 2011 | 2.5649 | 2.4128 | F | 275.583 | 262 | df
443 | GF | 24.3 | 11.7056 | 2006 |  |  |  | 24.3 | 11.7056 | 2006 | 3.1905 | 2.4601 | ssreg | 43.8744 | 41.7119 | ssresid
1195 | GF | 18 | 31.6599 | 2011 |  |  |  | 18 | 31.6599 | 2011 | 2.8904 | 3.4551
420 | GF | 6 | 9.6396 | 2007 |  |  |  | 6 | 9.6396 | 2007 | 1.7918 | 2.2659 |  | y=cx^m, where c=e^b
440 | GF | 10 | 16.0096 | 2006 |  |  |  | 10 | 16.0096 | 2006 | 2.3026 | 2.7732 | m | 0.56167 | -3.66e-05% | change
1102 | GF | 20 | 16.2936 | 2011 |  |  |  | 20 | 16.2936 | 2011 | 2.9957 | 2.7908 | c | 2.5545 | 4.046e-05% | from
324 | GF | 17.2 | 8.9094 | 2003 |  |  |  | 17.2 | 8.9094 | 2003 | 2.8449 | 2.1871 |  |  |  | prior
1103 | GF | 20 | 17.2995 | 2011 |  |  |  | 20 | 17.2995 | 2011 | 2.9957 | 2.8507 |  |  |  | iteration
386 | GF | 9 | 9.9511 | 2003 |  |  |  | 9 | 9.9511 | 2003 | 2.1972 | 2.2977
80 | GF | 8 | 6.0754 | 2001 |  |  |  | 8 | 6.0754 | 2001 | 2.0794 | 1.8042
1052 | GF | 13.6 | 10.9027 | 2011 |  |  |  | 13.6 | 10.9027 | 2011 | 2.6101 | 2.389
347 | GF | 10.548 | 9.3005 | 2003 |  |  |  | 10.548 | 9.3005 | 2003 | 2.3559 | 2.2301
1358 | GF | 27 | 13.0727 | 2011 |  |  |  | 27 | 13.0727 | 2011 | 3.2958 | 2.5705
584 | GF | 28 | 34.9037 | 2011 |  |  |  | 28 | 34.9037 | 2011 | 3.3322 | 3.5526
422 | GF | 24 | 13.6508 | 2003 |  |  |  | 24 | 13.6508 | 2003 | 3.1781 | 2.6138
944 | GF | 43 | 26.8161 | 2010 |  |  |  | 43 | 26.8161 | 2010 | 3.7612 | 3.289
387 | GF | 7.5 | 9.5131 | 2003 |  |  |  | 7.5 | 9.5131 | 2003 | 2.0149 | 2.2527
587 | GF | 17.8 | 13.1522 | 2006 |  |  |  | 17.8 | 13.1522 | 2006 | 2.8792 | 2.5766
585 | GF | 20.6 | 11.2912 | 2007 |  |  |  | 20.6 | 11.2912 | 2007 | 3.0253 | 2.424
831 | GF | 19.6 | 20.9656 | 2011 |  |  |  | 19.6 | 20.9656 | 2011 | 2.9755 | 3.0429
340 | GF | 22 | 13.3096 | 2003 |  |  |  | 22 | 13.3096 | 2003 | 3.091 | 2.5885
334 | GF | 18.8 | 7.9464 | 2003 |  |  |  | 18.8 | 7.9464 | 2003 | 2.9339 | 2.0727
343 | GF | 15.6 | 13.9997 | 2003 |  |  |  | 15.6 | 13.9997 | 2003 | 2.7473 | 2.639
358 | GF | 19.8 | 7.2249 | 2003 |  |  |  | 19.8 | 7.2249 | 2003 | 2.9857 | 1.9775
702 | GF | 28.4 | 5.2102 | 2007 |  |  |  | 28.4 | 5.2102 | 2007 | 3.3464 | 1.6506
526 | GF | 19 | 13.7588 | 2007 |  |  |  | 19 | 13.7588 | 2007 | 2.9444 | 2.6217
288 | GF | 12 | 4.4534 | 2001 |  |  |  | 12 | 4.4534 | 2001 | 2.4849 | 1.4937
851 | GF | 25 | 12.9318 | 2007 |  |  |  | 25 | 12.9318 | 2007 | 3.2189 | 2.5597
648 | GF | 15 | 14.9737 | 2007 |  |  |  | 15 | 14.9737 | 2007 | 2.7081 | 2.7063
855 | GF | 23 | 28.6671 | 2011 |  |  |  | 23 | 28.6671 | 2011 | 3.1355 | 3.3557
700 | GF | 9.8 | 7.0658 | 2007 |  |  |  | 9.8 | 7.0658 | 2007 | 2.2824 | 1.9553
683 | GF | 30 | 16.0323 | 2011 |  |  |  | 30 | 16.0323 | 2011 | 3.4012 | 2.7746
559 | GF | 115 | 56.8595 | 2011 |  |  |  | 115 | 56.8595 | 2011 | 4.7449 | 4.0406
1074 | GF | 67 | 43.1388 | 2011 |  |  |  | 67 | 43.1388 | 2011 | 4.2047 | 3.7644
34 | GF | 16 | 7.5134 | 2000 |  |  |  | 16 | 7.5134 | 2000 | 2.7726 | 2.0167
433 | GF | 25 | 22.3083 | 2003 |  |  |  | 25 | 22.3083 | 2003 | 3.2189 | 3.105
79A | GF | 8 | 5.0823 | 2000 |  |  |  | 8 | 5.0823 | 2000 | 2.0794 | 1.6258
10A | GF | 6.2 | 8.916 | 2001 |  |  |  | 6.2 | 8.916 | 2001 | 1.8245 | 2.1878
345 | GF | 35 | 8.369 | 2003 |  |  |  | 35 | 8.369 | 2003 | 3.5553 | 2.1245
1049 | GF | 15.2 | 54.5518 | 2011 |  |  |  | 15.2 | 54.5518 | 2011 | 2.7213 | 3.9992
230 | GF | 17 | 10.7399 | 2003 |  |  |  | 17 | 10.7399 | 2003 | 2.8332 | 2.374
79B | GF | 8 | 3.3788 | 2000 |  |  |  | 8 | 3.3788 | 2000 | 2.0794 | 1.2175
10B | GF | 9.406 | 9.7991 | 2001 |  |  |  | 9.406 | 9.7991 | 2001 | 2.2413 | 2.2823
8 | GF | 18 | 11.9841 | 2000 |  |  |  | 18 | 11.9841 | 2000 | 2.8904 | 2.4836
487 | GF | 22 | 16.6067 | 2007 |  |  |  | 22 | 16.6067 | 2007 | 3.091 | 2.8098
385 | GF | 7.5 | 8.5881 | 2003 |  |  |  | 7.5 | 8.5881 | 2003 | 2.0149 | 2.1504
865 | GF | 25 | 8.6092 | 2007 |  |  |  | 25 | 8.6092 | 2007 | 3.2189 | 2.1528
863 | GF | 25 | 8.2434 | 2007 |  |  |  | 25 | 8.2434 | 2007 | 3.2189 | 2.1094
527 | GF | 17 | 6.9319 | 2007 |  |  |  | 17 | 6.9319 | 2007 | 2.8332 | 1.9361
595 | GF | 11 | 19.0874 | 2007 |  |  |  | 11 | 19.0874 | 2007 | 2.3979 | 2.949
528 | GF | 17 | 5.2658 | 2007 |  |  |  | 17 | 5.2658 | 2007 | 2.8332 | 1.6612
529 | GF | 17 | 7.7922 | 2007 |  |  |  | 17 | 7.7922 | 2007 | 2.8332 | 2.0531
1095 | GF | 18 | 11.9234 | 2011 |  |  |  | 18 | 11.9234 | 2011 | 2.8904 | 2.4785
561 | GF | 46 | 58.1001 | 2011 |  |  |  | 46 | 58.1001 | 2011 | 3.8286 | 4.0622
1018 | GF | 3 | 10.6346 | 2011 |  |  |  | 3 | 10.6346 | 2011 | 1.0986 | 2.3641
360 | GF | 22 | 7.1175 | 2003 |  |  |  | 22 | 7.1175 | 2003 | 3.091 | 1.9626
1106 | GF | 12 | 20.2179 | 2011 |  |  |  | 12 | 20.2179 | 2011 | 2.4849 | 3.0066
899 | GF | 25 | 15.1725 | 2010 |  |  |  | 25 | 15.1725 | 2010 | 3.2189 | 2.7195
1191 | GF | 11 | 12.6281 | 2011 |  |  |  | 11 | 12.6281 | 2011 | 2.3979 | 2.5359
1115 | GF | 10 | 24.3628 | 2011 |  |  |  | 10 | 24.3628 | 2011 | 2.3026 | 3.1931
1053 | GF | 9 | 14.7144 | 2011 |  |  |  | 9 | 14.7144 | 2011 | 2.1972 | 2.6888
864 | GF | 25 | 9.8258 | 2007 |  |  |  | 25 | 9.8258 | 2007 | 3.2189 | 2.285
834 | GF | 45 | 25.7984 | 2010 |  |  |  | 45 | 25.7984 | 2010 | 3.8067 | 3.2503
722 | GF | 10.5 | 13.5015 | 2010 |  |  |  | 10.5 | 13.5015 | 2010 | 2.3514 | 2.6028
927 | GF | 60 | 25.8871 | 2011 |  |  |  | 60 | 25.8871 | 2011 | 4.0943 | 3.2537
1068 | GF | 11.2 | 26.9182 | 2011 |  |  |  | 11.2 | 26.9182 | 2011 | 2.4159 | 3.2928
506 | GF | 20 | 13.9693 | 2003 |  |  |  | 20 | 13.9693 | 2003 | 2.9957 | 2.6369
456 | GF | 16 | 17.647 | 2007 |  |  |  | 16 | 17.647 | 2007 | 2.7726 | 2.8706
130 | GF | 18 | 8.437 | 2001 |  |  |  | 18 | 8.437 | 2001 | 2.8904 | 2.1326
308 | GF | 10 | 8.8754 | 2003 |  |  |  | 10 | 8.8754 | 2003 | 2.3026 | 2.1833
829 | GF | 20 | 27.7611 | 2011 |  |  |  | 20 | 27.7611 | 2011 | 2.9957 | 3.3236
425 | GF | 17 | 11.7254 | 2006 |  |  |  | 17 | 11.7254 | 2006 | 2.8332 | 2.4618
333 | GF | 12 | 7.5607 | 2003 |  |  |  | 12 | 7.5607 | 2003 | 2.4849 | 2.023
769 | GF | 40 | 26.3813 | 2007 |  |  |  | 40 | 26.3813 | 2007 | 3.6889 | 3.2727
948 | GF | 57 | 12.6537 | 2014 |  |  |  | 57 | 12.6537 | 2014 | 4.0431 | 2.5379
1128 | GF | 45 | 63.5562 | 2013 |  |  |  | 45 | 63.5562 | 2013 | 3.8067 | 4.1519
1214 | GF | 52 | 22.6317 | 2013 |  |  |  | 52 | 22.6317 | 2013 | 3.9512 | 3.1194
1225 | GF | 20 | 18.6367 | 2013 |  |  |  | 20 | 18.6367 | 2013 | 2.9957 | 2.9251
1263 | GF | 8 | 19.6117 | 2013 |  |  |  | 8 | 19.6117 | 2013 | 2.0794 | 2.9761
1309 | GF | 15 | 16.1093 | 2013 |  |  |  | 15 | 16.1093 | 2013 | 2.7081 | 2.7794
1349 | GF | 34 | 8.968 | 2013 |  |  |  | 34 | 8.968 | 2013 | 3.5264 | 2.1937
1358 | GF | 27 | 13.0727 | 2013 |  |  |  | 27 | 13.0727 | 2013 | 3.2958 | 2.5705
1404 | GF | 35 | 35.2763 | 2013 |  |  |  | 35 | 35.2763 | 2013 | 3.5553 | 3.5632
1482 | GF | 18.4 | 18.7658 | 2013 |  |  |  | 18.4 | 18.7658 | 2013 | 2.9124 | 2.932
1515 | GF | 7.2 | 12.9927 | 2013 |  |  |  | 7.2 | 12.9927 | 2013 | 1.9741 | 2.5644
1618 | GF | 21 | 15.966 | 2016 |  |  |  | 21 | 15.966 | 2016 | 3.0445 | 2.7705
1634 | GF | 17.9 | 17.1728 | 2015 |  |  |  | 17.9 | 17.1728 | 2015 | 2.8848 | 2.8433
1258 | GF | 46 | 53.5183 | 2017 |  |  |  | 46 | 53.5183 | 2017 | 3.8286 | 3.98
1284 | GF | 24.1 | 7.0843 | 2013 |  |  |  | 24.1 | 7.0843 | 2013 | 3.1822 | 1.9579
Pre-01 | GF | 2.2 | 2.4934 | 1990 |  |  |  | 2.2 | 2.4934 | 1990 | 0.78846 | 0.91364
Pre-02 | GF | 1.464 | 1.494 | 1987 |  |  |  | 1.464 | 1.494 | 1987 | 0.38117 | 0.40147
Pre-03 | GF | 4.075 | 1.9369 | 1990 |  |  |  | 4.075 | 1.9369 | 1990 | 1.4049 | 0.66111
Pre-04 | GF | 10 | 8.5265 | 1991 |  |  |  | 10 | 8.5265 | 1991 | 2.3026 | 2.1432
Pre-05 | GF | 4.8 | 4.0522 | 1988 |  |  |  | 4.8 | 4.0522 | 1988 | 1.5686 | 1.3993
Pre-06 | GF | 5.1 | 9.6482 | 1989 |  |  |  | 5.1 | 9.6482 | 1989 | 1.6292 | 2.2668
Pre-07 | GF | 6.9 | 5.0294 | 1997 |  |  |  | 6.9 | 5.0294 | 1997 | 1.9315 | 1.6153
Pre-08 | GF | 11.8 | 6.3729 | 1987 |  |  |  | 11.8 | 6.3729 | 1987 | 2.4681 | 1.8521
Pre-09 | GF | 9.7 | 2.9443 | 1997 |  |  |  | 9.7 | 2.9443 | 1997 | 2.2721 | 1.0799
Pre-10 | GF | 6.12 | 13.4811 | 1990 |  |  |  | 6.12 | 13.4811 | 1990 | 1.8116 | 2.6013
Pre-11 | GF | 6.2672 | 2.9102 | 1987 |  |  |  | 6.2672 | 2.9102 | 1987 | 1.8353 | 1.0682
Pre-12 | GF | 6.366 | 9.8907 | 1993 |  |  |  | 6.366 | 9.8907 | 1993 | 1.851 | 2.2916
Pre-13 | GF | 8.5 | 5.9446 | 1990 |  |  |  | 8.5 | 5.9446 | 1990 | 2.1401 | 1.7825
Pre-14 | GF | 46.55 | 7.1936 | 1991 |  |  |  | 46.55 | 7.1936 | 1991 | 3.8405 | 1.9732
Pre-15 | GF | 56.8 | 17.5945 | 1990 |  |  |  | 56.8 | 17.5945 | 1990 | 4.0395 | 2.8676
Pre-16 | GF | 81.576 | 14.0262 | 1988 |  |  |  | 81.576 | 14.0262 | 1988 | 4.4015 | 2.6409
Pre-17 | GF | 95.2 | 14.2199 | 1999 |  |  |  | 95.2 | 14.2199 | 1999 | 4.556 | 2.6546
Pre-18 | GF | 122.772 | 23.4475 | 1990 |  |  |  | 122.772 | 23.4475 | 1990 | 4.8103 | 3.1548
1184 | UG | 30 | 17.257 | 2013 | 18.2 | 18.8693 | 2012 | 48.2 | 36.1264 | 2013 | 3.8754 | 3.587
457 | UG | 10.77 | 9.7068 | 1990 | 10 | 3.2891 | 2006 | 20.77 | 12.9959 | 2006 | 3.0335 | 2.5646
407 | UG | 25.4 | 15.7168 | 1982 | 2 | 0.60107 | 2004 | 27.4 | 16.3179 | 2004 | 3.3105 | 2.7923
706 | UG | 14.85 | 11.6261 | 1984 | 14.25 | 5.8346 | 2008 | 29.1 | 17.4607 | 2008 | 3.3707 | 2.86
1070 | UG | 34 | 18.5139 | 1984 | 4.9 | 0.83608 | 2011 | 38.9 | 19.35 | 2011 | 3.661 | 2.9627
1264 | UG | 38.9 | 19.9682 | 1984 | 7.2 | 8.0579 | 2013 | 46.1 | 28.0261 | 2013 | 3.8308 | 3.3331
1208 | UG | 14.1 | 11.2926 | 1961 | 11.5 | 2.7992 | 2012 | 25.6 | 14.0918 | 2012 | 3.2426 | 2.6456
655 | UG | 12.053 | 10.3402 | 1974 | 2.339 | 0.59465 | 2007 | 14.392 | 10.9349 | 2007 | 2.6667 | 2.392
733 | UG | 24.3 | 15.3308 | 2007 | 17.1 | 6.7726 | 2009 | 41.4 | 22.1034 | 2009 | 3.7233 | 3.0957
401 | UG | 2 | 3.7704 | 1986 | 1.5 | 0.36204 | 2004 | 3.5 | 4.1325 | 2004 | 1.2528 | 1.4189
1412 | UG | 3.5 | 5.163 | 1986 | 11 | 4.3575 | 2015 | 14.5 | 9.5204 | 2015 | 2.6741 | 2.2534
1318 | UG | 22.3 | 14.6088 | 1997 | 28.9 | 1.6878 | 2013 | 51.2 | 16.2966 | 2013 | 3.9357 | 2.791
1194 | UG | 5.8 | 6.8566 | 1980 | 9.6 | 1.6086 | 2011 | 15.4 | 8.4652 | 2011 | 2.7344 | 2.136
804 | UG | 14.429 | 11.4398 | 1982 | 9.871 | 9.1567 | 2009 | 24.3 | 20.5965 | 2009 | 3.1905 | 3.0251
365 | UG | 15.9 | 12.0809 | 1982 | 0.269 | 0.59607 | 2003 | 16.169 | 12.677 | 2003 | 2.7831 | 2.5398
708 | UG | 16.2 | 12.2084 | 1982 | 11.5 | 6.8375 | 2007 | 27.7 | 19.0459 | 2007 | 3.3214 | 2.9469
1568 | UG | 27.7 | 16.501 | 1997 | 8.1 | 3.5849 | 2015 | 35.8 | 20.0859 | 2015 | 3.5779 | 3
398 | UG | 27.329 | 16.3765 | 1981 | 2 | 1.4547 | 2004 | 29.329 | 17.8311 | 2004 | 3.3786 | 2.8809
1642 | UG | 16.12 | 12.1745 | unknown | 2.78 | 10.1341 | 2015 | 18.9 | 22.3087 | 2015 | 2.9392 | 3.105
522 | UG | 38.7 | 19.9105 | 1981 | 2.3 | 0.49327 | 2006 | 41 | 20.4037 | 2006 | 3.7136 | 3.0157
170 | UG | 20.4 | 13.8961 | unknown | 5.6 | 4.4337 | 2001 | 26 | 18.3298 | 2001 | 3.2581 | 2.9085
170 | UG | 21.6 | 14.3494 | unknown | 1 | 4.883 | 2001 | 22.6 | 19.2324 | 2001 | 3.1179 | 2.9566
1366 | UG | 25.5 | 15.7515 | 0 | 14 | 5.5737 | 2013 | 39.5 | 21.3252 | 2013 | 3.6763 | 3.0599
170 | UG | 5.4 | 6.5868 | unknown | 10.6 | 5.2097 | 2001 | 16 | 11.7965 | 2001 | 2.7726 | 2.4678
1350 | UG | 16 | 12.1235 | 0 | 20 | 6.53 | 2013 | 36 | 18.6536 | 2013 | 3.5835 | 2.926
658 | UG | 1.6 | 3.3263 | 1996 | 13.2 | 7.1147 | 2008 | 14.8 | 10.441 | 2008 | 2.6946 | 2.3457
897 | UG | 14.8 | 11.6041 | 1996 | 3 | 6.2372 | 2010 | 17.8 | 17.8413 | 2010 | 2.8792 | 2.8815
483 | UG | 20.7 | 14.0105 | 1986 | 18.1 | 3.6201 | 2005 | 38.8 | 17.6305 | 2005 | 3.6584 | 2.8696
1494 | UG | 13.3 | 10.9281 | 0 | 6 | 6.4297 | 2014 | 19.3 | 17.3579 | 2014 | 2.9601 | 2.854
488 | UG | 41.3 | 20.651 | 1982 | 24.2 | 0.40463 | 2006 | 65.5 | 21.0557 | 2006 | 4.1821 | 3.0472
318 | UG | 22.87 | 14.8173 | 1996 | 1 | 0.76702 | 2001 | 23.87 | 15.5844 | 2001 | 3.1726 | 2.7463
806 | UG | 23.867 | 15.1768 | 1996 | 5.433 | 0.68948 | 2008 | 29.3 | 15.8662 | 2008 | 3.3776 | 2.7642
1386 | UG | 32.7 | 18.1129 | 0 | 13.5 | 0.85934 | 2013 | 46.2 | 18.9722 | 2013 | 3.833 | 2.943
928 | UG | 18.02 | 12.9608 | 1992 | 3.48 | 10.3644 | 2010 | 21.5 | 23.3252 | 2010 | 3.0681 | 3.1495
1450 | UG | 21.5 | 14.3121 | 1992 | 16.3 | 5.153 | 2014 | 37.8 | 19.4651 | 2014 | 3.6323 | 2.9686
170 | UG | 17.7 | 12.831 | unknown | 8.8 | 1.1342 | 2001 | 26.5 | 13.9652 | 2001 | 3.2771 | 2.6366
649 | UG | 26.5 | 16.0956 | 1997 | 33.8 | 5.0181 | 2007 | 60.3 | 21.1136 | 2007 | 4.0993 | 3.0499
1203 | UG | 20.5 | 13.9343 | 1977 | 4.1 | 12.4436 | 2012 | 24.6 | 26.3779 | 2012 | 3.2027 | 3.2725
170 | UG | 7.9 | 8.1561 | 1972 | 6.1 | 2.9005 | 2001 | 14 | 11.0566 | 2001 | 2.6391 | 2.403
363 | UG | 21.226 | 14.2093 | 1975 | 4.2 | 0.82194 | 2004 | 25.426 | 15.0313 | 2004 | 3.2358 | 2.7101
493 | UG | 25.4 | 15.7168 | 1975 | 3.3 | 3.4003 | 2006 | 28.7 | 19.1171 | 2006 | 3.3569 | 2.9506
685 | UG | 28.7 | 16.8329 | 1975 | 4.2 | 0.94607 | 2007 | 32.9 | 17.779 | 2007 | 3.4935 | 2.878
435 | UG | 10.6 | 9.6204 | 1990 | 8.4 | 3.0774 | 2004 | 19 | 12.6978 | 2004 | 2.9444 | 2.5414
652 | UG | 10.195 | 9.4122 | 1986 | 3.405 | 4.3802 | 2007 | 13.6 | 13.7925 | 2007 | 2.6101 | 2.6241
366 | UG | 11.1 | 9.8727 | 1981 | 4.8 | 0.60208 | 2003 | 15.9 | 10.4748 | 2003 | 2.7663 | 2.349
1640 | UG | 15.9 | 12.0809 | 1981 | 2.5 | 8.3244 | 2015 | 18.4 | 20.4053 | 2015 | 2.9124 | 3.0158
367 | UG | 11.211 | 9.9281 | 1988 | 1 | 0.55589 | 2004 | 12.211 | 10.484 | 2004 | 2.5023 | 2.3498
902 | UG | 19.2 | 13.4308 | 2002 | 13.5 | 0.547 | 2009 | 32.7 | 13.9778 | 2009 | 3.4874 | 2.6375
1202 | UG | 19.4 | 13.5092 | 1989 | 1.6 | 10.745 | 2012 | 21 | 24.2543 | 2012 | 3.0445 | 3.1886
1338 | UG | 7.5 | 7.9215 | unknown | 2 | 6.6636 | 2013 | 9.5 | 14.5851 | 2013 | 2.2513 | 2.68
212 | UG | 36.55 | 19.2814 | 1978 | 28 | 4.6265 | 2003 | 64.55 | 23.9078 | 2003 | 4.1674 | 3.1742
653 | UG | 64.55 | 26.5385 | 1977 | 1.32 | 0.56895 | 2007 | 65.87 | 27.1074 | 2007 | 4.1877 | 3.2998
1382 | UG | 24.2 | 15.2953 | unknown | 11.9 | 2.4484 | 2013 | 36.1 | 17.7438 | 2013 | 3.5863 | 2.876
874 | UG | 6.4 | 7.2463 | 1997 | 0.5 | 3.6334 | 2009 | 6.9 | 10.8797 | 2009 | 1.9315 | 2.3869
491 | UG | 27.9 | 16.5678 | 1984 | 1 | 0.19252 | 2006 | 28.9 | 16.7603 | 2006 | 3.3638 | 2.819
1396 | UG | 20.6 | 13.9724 | 2009 | 5.4 | 0.37351 | 2013 | 26 | 14.3459 | 2013 | 3.2581 | 2.6635
1597 | UG | 26 | 15.9243 | 2009 | 27.3 | 4.2356 | 2015 | 53.3 | 20.1599 | 2015 | 3.9759 | 3.0037
1292 | UG | 30.3 | 17.3538 | unknown | 2.5 | 4.4712 | 2013 | 32.8 | 21.8249 | 2013 | 3.4904 | 3.0831
364 | UG | 44.904 | 21.6446 | 1975 | 2 | 1.3175 | 2004 | 46.904 | 22.9621 | 2004 | 3.8481 | 3.1338
1306 | UG | 23.1 | 14.9009 | 1985 | 2.1 | 5.9849 | 2013 | 25.2 | 20.8857 | 2013 | 3.2268 | 3.0391
858 | UG | 28.4 | 16.7339 | 2009 | 13.3 | 5.4359 | 2010 | 41.7 | 22.1698 | 2010 | 3.7305 | 3.0987
1454 | UG | 41.7 | 20.7632 | 2009 | 5.7 | 0.45762 | 2013 | 47.4 | 21.2208 | 2013 | 3.8586 | 3.055
637 | UG | 15.5 | 11.9093 | 1989 | 8.4 | 5.0689 | 2007 | 23.9 | 16.9781 | 2007 | 3.1739 | 2.8319
1254 | UG | 23.9 | 15.1885 | 1989 | 15.4 | 6.5284 | 2012 | 39.3 | 21.717 | 2012 | 3.6712 | 3.0781
734 | UG | 20 | 13.7423 | 1974 | 4.4 | 11.2611 | 2011 | 24.4 | 25.0035 | 2011 | 3.1946 | 3.219
1674 | UG | 17.4 | 12.7084 | 0 | 3.7 | 10.3273 | 2016 | 21.1 | 23.0357 | 2016 | 3.0493 | 3.137
711 | UG | 11.5 | 10.071 | 1976 | 13.7 | 9.2618 | 2009 | 25.2 | 19.3328 | 2009 | 3.2268 | 2.9618
408 | UG | 37.7 | 19.6198 | 1976 | 2.042 | 0.58016 | 2004 | 39.742 | 20.2 | 2004 | 3.6824 | 3.0057
698 | UG | 39.7 | 20.1978 | 1976 | 20.9 | 1.4407 | 2007 | 60.6 | 21.6385 | 2007 | 4.1043 | 3.0745
696 | UG | 9.137 | 8.8505 | 1981 | 8.063 | 0.2681 | 2007 | 17.2 | 9.1186 | 2007 | 2.8449 | 2.2103
1185 | UG | 32.4 | 18.0194 | 1988 | 2.5 | 2.8088 | 2011 | 34.9 | 20.8281 | 2011 | 3.5525 | 3.0363
568 | UG | 38.04 | 19.719 | 1978 | 1 | 0.028819 | 2006 | 39.04 | 19.7478 | 2006 | 3.6646 | 2.983
853 | UG | 20 | 13.7423 | 1991 | 21.7 | 4.2556 | 2009 | 41.7 | 17.998 | 2009 | 3.7305 | 2.8903
1201 | UG | 13.3 | 10.9281 | unknown | 10.6 | 7.6365 | 2012 | 23.9 | 18.5646 | 2012 | 3.1739 | 2.9213
654 | UG | 7.29 | 7.7961 | 1976 | 4.41 | 0.73673 | 2007 | 11.7 | 8.5329 | 2007 | 2.4596 | 2.1439
1394 | UG | 11.7 | 10.169 | 1976 | 10 | 5.0058 | 2014 | 21.7 | 15.1748 | 2014 | 3.0773 | 2.7196
1294 | UG | 8.5 | 8.4984 | 0 | 1.6 | 4.562 | 2014 | 10.1 | 13.0604 | 2014 | 2.3125 | 2.5696
1670 | UG | 31.45 | 17.7207 | 0 | 24.25 | 2.7944 | 2016 | 55.7 | 20.515 | 2016 | 4.02 | 3.0212
579 | UG | 17.1 | 12.5849 | unknown | 11 | 3.6516 | 2008 | 28.1 | 16.2365 | 2008 | 3.3358 | 2.7873
1670 | UG | 18.79 | 13.269 | 0 | 30.51 | 18.3637 | 2016 | 49.3 | 31.6327 | 2016 | 3.8979 | 3.4542
1083 | UG | 7.53 | 7.9393 | 1981 | 5.87 | 7.4125 | 2011 | 13.4 | 15.3518 | 2011 | 2.5953 | 2.7312
552 | UG | 20.23 | 13.8309 | 1991 | 10.47 | 1.1458 | 2006 | 30.7 | 14.9767 | 2006 | 3.4243 | 2.7065
1311 | UG | 30.7 | 17.4821 | 1991 | 19.3 | 5.9841 | 2013 | 50 | 23.4662 | 2013 | 3.912 | 3.1556
1078 | UG | 17.66 | 12.8147 | 1957 | 7.34 | 1.0936 | 2011 | 25 | 13.9083 | 2011 | 3.2189 | 2.6325
383 | UG | 0.51 | 1.7501 | 1984 | 8 | 3.9502 | 2005 | 8.51 | 5.7003 | 2005 | 2.1412 | 1.7405
1020 | UG | 13 | 10.789 | 1977 | 9 | 7.345 | 2010 | 22 | 18.1339 | 2010 | 3.091 | 2.8978
1364 | UG | 8.5 | 8.4984 | 0 | 34 | 8.7951 | 2013 | 42.5 | 17.2935 | 2013 | 3.7495 | 2.8503
503 | UG | 31 | 17.5778 | 1972 | 16 | 3.8033 | 2007 | 47 | 21.3811 | 2007 | 3.8501 | 3.0625
925 | UG | 47 | 22.2064 | 1972 | 9 | 3.3165 | 2011 | 56 | 25.5229 | 2011 | 4.0254 | 3.2396
821 | UG | 25 | 15.5773 | 2006 | 32 | 9.4177 | 2011 | 57 | 24.995 | 2011 | 4.0431 | 3.2187
486 | UG | 10.81 | 9.727 | 1993 | 3.14 | 0.34692 | 2005 | 13.95 | 10.074 | 2005 | 2.6355 | 2.31
779 | UG | 13.95 | 11.225 | 1993 | 4.05 | 0.91576 | 2008 | 18 | 12.1407 | 2008 | 2.8904 | 2.4966
1416 | UG | 18 | 12.9527 | 1993 | 6 | 1.4182 | 2014 | 24 | 14.3709 | 2014 | 3.1781 | 2.6652
554 | UG | 23 | 14.8646 | 1968 | 8.26 | 1.0611 | 2006 | 31.26 | 15.9257 | 2006 | 3.4423 | 2.7679
1581 | UG | 7.44 | 7.8858 | unknown | 9.36 | 5.3848 | 2015 | 16.8 | 13.2707 | 2015 | 2.8214 | 2.5856
880 | UG | 8.95 | 8.7483 | 1966 | 2.05 | 4.5764 | 2010 | 11 | 13.3247 | 2010 | 2.3979 | 2.5896
1047 | UG | 10 | 9.3107 | 1965 | 5 | 6.2586 | 2012 | 15 | 15.5693 | 2012 | 2.7081 | 2.7453
1045 | UG | 24.066 | 15.2477 | 1971 | 7.934 | 3.8009 | 2011 | 32 | 19.0486 | 2011 | 3.4657 | 2.947
1616 | UG | 21.68 | 14.3792 | unknown | 25.75 | 0.84819 | 2015 | 47.43 | 15.2274 | 2015 | 3.8593 | 2.7231
362 | UG | 51.8 | 23.453 | 1971 | 1 | 0.78848 | 2004 | 52.8 | 24.2415 | 2004 | 3.9665 | 3.1881
924 | UG | 45.94 | 21.9237 | 1982 | 6.06 | 1.4264 | 2010 | 52 | 23.3502 | 2010 | 3.9512 | 3.1506
1241 | UG | 20.29 | 13.8539 | unknown | 6 | 2.625 | 2012 | 26.29 | 16.4789 | 2012 | 3.2692 | 2.8021
438 | UG | 8.246 | 8.3548 | 1978 | 1 | 0.18095 | 2004 | 9.246 | 8.5358 | 2004 | 2.2242 | 2.1443
748 | UG | 25.541 | 15.7658 | 1995 | 1 | 0.38858 | 2008 | 26.541 | 16.1543 | 2008 | 3.2787 | 2.7822
1319 | UG | 15.71 | 11.9996 | 0 | 4.29 | 3.2377 | 2014 | 20 | 15.2373 | 2014 | 2.9957 | 2.7237
618 | UG | 11 | 9.8227 | 1995 | 11.5 | 2.3465 | 2006 | 22.5 | 12.1692 | 2006 | 3.1135 | 2.4989
712 | UG | 7.5 | 7.9215 | 1980 | 1 | 7.8904 | 2011 | 8.5 | 15.8119 | 2011 | 2.1401 | 2.7608
726 | UG | 25.6354 | 15.7985 | 1982 | 5.3646 | 1.0316 | 2008 | 31 | 16.8301 | 2008 | 3.434 | 2.8232
530 | UG | 25 | 15.5773 | 1982 | 20 | 4.5023 | 2006 | 45 | 20.0796 | 2006 | 3.8067 | 2.9997
755 | UG | 8.698 | 8.609 | 1983 | 3.302 | 0.74649 | 2008 | 12 | 9.3555 | 2008 | 2.4849 | 2.236
1081 | UG | 12 | 10.3147 | 1983 | 4 | 0.74616 | 2010 | 16 | 11.0608 | 2010 | 2.7726 | 2.4034
307 | UG | 9.07 | 8.814 | 1985 | 1.002 | 2.5231 | 2003 | 10.072 | 11.337 | 2003 | 2.3098 | 2.4281
1466 | UG | 10.07 | 9.3472 | 1985 | 4.93 | 4.6348 | 2015 | 15 | 13.9821 | 2015 | 2.7081 | 2.6378
1091 | UG | 16.06 | 12.1491 | 1982 | 24.34 | 7.6638 | 2011 | 40.4 | 19.8129 | 2011 | 3.6988 | 2.9863
666 | UG | 25.92 | 15.8967 | 1987 | 14.08 | 3.6888 | 2008 | 40 | 19.5855 | 2008 | 3.6889 | 2.9748
556 | UG | 8.656 | 8.5857 | 1985 | 4.344 | 3.2484 | 2007 | 13 | 11.834 | 2007 | 2.5649 | 2.471
452 | UG | 10.781 | 9.7124 | 1986 | 3.619 | 3.4437 | 2005 | 14.4 | 13.1561 | 2005 | 2.6672 | 2.5769
613 | UG | 6.2 | 7.1183 | 1999 | 2.2 | 0.43132 | 2006 | 8.4 | 7.5496 | 2006 | 2.1282 | 2.0215
778 | UG | 0.1 | 0.70088 | 1988 | 1.9 | 0.48701 | 2008 | 2 | 1.1879 | 2008 | 0.69315 | 0.17218
1571 | UG | 2 | 3.7704 | 1988 | 11 | 1.592 | 2016 | 13 | 5.3625 | 2016 | 2.5649 | 1.6794
525 | UG | 11.55 | 10.0956 | 1995 | 14 | 2.1078 | 2006 | 25.55 | 12.2034 | 2006 | 3.2406 | 2.5017
1324 | UG | 15.8 | 12.0382 | 2012 | 12.3 | 2.2693 | 2014 | 28.1 | 14.3075 | 2014 | 3.3358 | 2.6608
511 | UG | 13.95 | 11.225 | 2004 | 4.05 | 0.42904 | 2004 | 18 | 11.654 | 2004 | 2.8904 | 2.4556
1094 | UG | 18 | 12.9527 | 2004 | 6 | 1.0646 | 2011 | 24 | 14.0173 | 2011 | 3.1781 | 2.6403
775 | UG | 8 | 8.2139 | 2002 | 7 | 1.4059 | 2008 | 15 | 9.6198 | 2008 | 2.7081 | 2.2638
1646 | UG | 2.88 | 4.6274 | unknown | 3.52 | 6.6896 | 2016 | 6.4 | 11.317 | 2016 | 1.8563 | 2.4263
467 | UG | 5.7 | 6.7899 | 1996 | 7.9 | 3.4855 | 2005 | 13.6 | 10.2754 | 2005 | 2.6101 | 2.3298
437 | UG | 23 | 14.8646 | 2001 | 17 | 3.6314 | 2008 | 40 | 18.496 | 2008 | 3.6889 | 2.9176
1233 | UG | 40 | 20.2834 | 2001 | 10 | 3.8904 | 2011 | 50 | 24.1738 | 2011 | 3.912 | 3.1853
361 | UG | 12.22 | 10.4205 | 1986 | 13 | 1.172 | 2002 | 25.22 | 11.5924 | 2002 | 3.2276 | 2.4504
645 | UG | 25.22 | 15.6542 | 1986 | 1 | 0.22668 | 2006 | 26.22 | 15.8808 | 2006 | 3.2665 | 2.7651
720 | UG | 5.29 | 6.5111 | 1974 | 3.91 | 3.2147 | 2009 | 9.2 | 9.7258 | 2009 | 2.2192 | 2.2748
1554 | UG | 18 | 12.9527 | 2013 | 13 | 4.0041 | 2015 | 31 | 16.9568 | 2015 | 3.434 | 2.8307
1570 | UG | 12 | 10.3147 | 0 | 7 | 5.7129 | 2016 | 19 | 16.0275 | 2016 | 2.9444 | 2.7743
1280 | UG | 10 | 9.3107 | 0 | 10 | 3.9567 | 2013 | 20 | 13.2674 | 2013 | 2.9957 | 2.5853
659 | UG | 51 | 23.2489 | 1974 | 7 | 0.19039 | 2006 | 58 | 23.4393 | 2006 | 4.0604 | 3.1544
1240 | UG | 9 | 8.7757 | 0 | 12 | 2.4762 | 2013 | 21 | 11.2519 | 2013 | 3.0445 | 2.4205
317 | UG | 26.67 | 16.1535 | 1978 | 8.46 | 3.7336 | 2002 | 35.13 | 19.8871 | 2002 | 3.5591 | 2.9901
1678 | UG | 71.19 | 28.0388 | 0 | 3.81 | 0.18769 | 2015 | 75 | 28.2265 | 2015 | 4.3175 | 3.3403
620 | UG | 66.04 | 26.8808 | unknown | 1 | 0.052327 | 2006 | 67.04 | 26.9331 | 2006 | 4.2053 | 3.2934
1085 | UG | 67.04 | 27.1087 | unknown | 2 | 0.079312 | 2010 | 69.04 | 27.188 | 2010 | 4.2347 | 3.3028
836 | UG | 33.963 | 18.5026 | 1974 | 10.037 | 0.20825 | 2008 | 44 | 18.7108 | 2008 | 3.7842 | 2.9291
1417 | UG | 53.176 | 23.8009 | 0 | 2.824 | 0.36632 | 2013 | 56 | 24.1673 | 2013 | 4.0254 | 3.185
1575 | UG | 107.8 | 35.3975 | 0 | 2.2 | 0.084606 | 2014 | 110 | 35.4821 | 2014 | 4.7005 | 3.569
1480 | UG | 92 | 32.3826 | 0 | 9 | 1.4186 | 2015 | 101 | 33.8013 | 2015 | 4.6151 | 3.5205
1644 | UG | 25 | 15.5773 | 0 | 14 | 6.4882 | 2016 | 39 | 22.0655 | 2016 | 3.6636 | 3.094
1276 | UG | 34 | 18.5139 | unknown | 4 | 0.69755 | 2012 | 38 | 19.2114 | 2012 | 3.6376 | 2.9555
823 | UG | 10 | 9.3107 | unknown | 25 | 8.3157 | 2009 | 35 | 17.6263 | 2009 | 3.5553 | 2.8694
1046 | UG | 33 | 18.206 | unknown | 17 | 13.8381 | 2011 | 50 | 32.0441 | 2011 | 3.912 | 3.4671
873 | UG | 38 | 19.7074 | unknown | 10 | 10.835 | 2011 | 48 | 30.5424 | 2011 | 3.8712 | 3.4191
630 | UG | 36.4 | 19.2369 | unknown | 3.6 | 0.76182 | 2007 | 40 | 19.9987 | 2007 | 3.6889 | 2.9957
1107 | UG | 16 | 12.1235 | 2010 | 24 | 7.7 | 2014 | 40 | 19.8236 | 2014 | 3.6889 | 2.9869
682 | UG | 12 | 10.3147 | 2005 | 18 | 4.2252 | 2009 | 30 | 14.5399 | 2009 | 3.4012 | 2.6769
643 | UG | 53.37 | 23.8497 | unknown | 0.5 | 4.4087 | 2009 | 53.87 | 28.2583 | 2009 | 3.9866 | 3.3414
* Type is either Greenfield (“GF”) or Upgrade (“UG”), where Upgrade refers to additional facilities that increase the capacity of an existing Greenfield project
** For Iteration 14, Greenfield Cost for an Upgrade project is estimated using the Iteration 13 power curve for greenfield and upgrade projects

## GF + UG Iteration 15
Alberta Electric System Operator
2018 ISO Tariff Application
Appendix W - Option 2 POD Cost Function Workbook
Fifteenth-Interation Calculation of Power Curve for Greenfield and Upgrade Projects
September 14, 2017 |  | 0 MW removed
Project | Type * | Greenfield MW | Greenfield Cost ** | Greenfield Year | Upgrade MW | Upgrade Cost | Upgrade Year | Total MW | Total Cost | Total Year | LN(MW) | LN(Cost) |  | ln(y)=m*ln(x) + b Linear Regression
476 | GF | 14 | 16.8618 | 2003 |  |  |  | 14 | 16.8618 | 2003 | 2.6391 | 2.8251 | m | 0.56167 | 0.93787 | b
478 | GF | 8.5 | 6.0182 | 2003 |  |  |  | 8.5 | 6.0182 | 2003 | 2.1401 | 1.7948 | se | 0.033834 | 0.10725 | seb
473 | GF | 30 | 14.999 | 2003 |  |  |  | 30 | 14.999 | 2003 | 3.4012 | 2.708 | R2 | 0.51263 | 0.39901 | sev
1042 | GF | 13 | 11.1648 | 2011 |  |  |  | 13 | 11.1648 | 2011 | 2.5649 | 2.4128 | F | 275.5829 | 262 | df
443 | GF | 24.3 | 11.7056 | 2006 |  |  |  | 24.3 | 11.7056 | 2006 | 3.1905 | 2.4601 | ssreg | 43.8744 | 41.7119 | ssresid
1195 | GF | 18 | 31.6599 | 2011 |  |  |  | 18 | 31.6599 | 2011 | 2.8904 | 3.4551
420 | GF | 6 | 9.6396 | 2007 |  |  |  | 6 | 9.6396 | 2007 | 1.7918 | 2.2659 |  | y=cx^m, where c=e^b
440 | GF | 10 | 16.0096 | 2006 |  |  |  | 10 | 16.0096 | 2006 | 2.3026 | 2.7732 | m | 0.56167 | -2.111e-05% | change
1102 | GF | 20 | 16.2936 | 2011 |  |  |  | 20 | 16.2936 | 2011 | 2.9957 | 2.7908 | c | 2.5545 | 2.765e-05% | from
324 | GF | 17.2 | 8.9094 | 2003 |  |  |  | 17.2 | 8.9094 | 2003 | 2.8449 | 2.1871 |  |  |  | prior
1103 | GF | 20 | 17.2995 | 2011 |  |  |  | 20 | 17.2995 | 2011 | 2.9957 | 2.8507 |  |  |  | iteration
386 | GF | 9 | 9.9511 | 2003 |  |  |  | 9 | 9.9511 | 2003 | 2.1972 | 2.2977
80 | GF | 8 | 6.0754 | 2001 |  |  |  | 8 | 6.0754 | 2001 | 2.0794 | 1.8042
1052 | GF | 13.6 | 10.9027 | 2011 |  |  |  | 13.6 | 10.9027 | 2011 | 2.6101 | 2.389
347 | GF | 10.548 | 9.3005 | 2003 |  |  |  | 10.548 | 9.3005 | 2003 | 2.3559 | 2.2301
1358 | GF | 27 | 13.0727 | 2011 |  |  |  | 27 | 13.0727 | 2011 | 3.2958 | 2.5705
584 | GF | 28 | 34.9037 | 2011 |  |  |  | 28 | 34.9037 | 2011 | 3.3322 | 3.5526
422 | GF | 24 | 13.6508 | 2003 |  |  |  | 24 | 13.6508 | 2003 | 3.1781 | 2.6138
944 | GF | 43 | 26.8161 | 2010 |  |  |  | 43 | 26.8161 | 2010 | 3.7612 | 3.289
387 | GF | 7.5 | 9.5131 | 2003 |  |  |  | 7.5 | 9.5131 | 2003 | 2.0149 | 2.2527
587 | GF | 17.8 | 13.1522 | 2006 |  |  |  | 17.8 | 13.1522 | 2006 | 2.8792 | 2.5766
585 | GF | 20.6 | 11.2912 | 2007 |  |  |  | 20.6 | 11.2912 | 2007 | 3.0253 | 2.424
831 | GF | 19.6 | 20.9656 | 2011 |  |  |  | 19.6 | 20.9656 | 2011 | 2.9755 | 3.0429
340 | GF | 22 | 13.3096 | 2003 |  |  |  | 22 | 13.3096 | 2003 | 3.091 | 2.5885
334 | GF | 18.8 | 7.9464 | 2003 |  |  |  | 18.8 | 7.9464 | 2003 | 2.9339 | 2.0727
343 | GF | 15.6 | 13.9997 | 2003 |  |  |  | 15.6 | 13.9997 | 2003 | 2.7473 | 2.639
358 | GF | 19.8 | 7.2249 | 2003 |  |  |  | 19.8 | 7.2249 | 2003 | 2.9857 | 1.9775
702 | GF | 28.4 | 5.2102 | 2007 |  |  |  | 28.4 | 5.2102 | 2007 | 3.3464 | 1.6506
526 | GF | 19 | 13.7588 | 2007 |  |  |  | 19 | 13.7588 | 2007 | 2.9444 | 2.6217
288 | GF | 12 | 4.4534 | 2001 |  |  |  | 12 | 4.4534 | 2001 | 2.4849 | 1.4937
851 | GF | 25 | 12.9318 | 2007 |  |  |  | 25 | 12.9318 | 2007 | 3.2189 | 2.5597
648 | GF | 15 | 14.9737 | 2007 |  |  |  | 15 | 14.9737 | 2007 | 2.7081 | 2.7063
855 | GF | 23 | 28.6671 | 2011 |  |  |  | 23 | 28.6671 | 2011 | 3.1355 | 3.3557
700 | GF | 9.8 | 7.0658 | 2007 |  |  |  | 9.8 | 7.0658 | 2007 | 2.2824 | 1.9553
683 | GF | 30 | 16.0323 | 2011 |  |  |  | 30 | 16.0323 | 2011 | 3.4012 | 2.7746
559 | GF | 115 | 56.8595 | 2011 |  |  |  | 115 | 56.8595 | 2011 | 4.7449 | 4.0406
1074 | GF | 67 | 43.1388 | 2011 |  |  |  | 67 | 43.1388 | 2011 | 4.2047 | 3.7644
34 | GF | 16 | 7.5134 | 2000 |  |  |  | 16 | 7.5134 | 2000 | 2.7726 | 2.0167
433 | GF | 25 | 22.3083 | 2003 |  |  |  | 25 | 22.3083 | 2003 | 3.2189 | 3.105
79A | GF | 8 | 5.0823 | 2000 |  |  |  | 8 | 5.0823 | 2000 | 2.0794 | 1.6258
10A | GF | 6.2 | 8.916 | 2001 |  |  |  | 6.2 | 8.916 | 2001 | 1.8245 | 2.1878
345 | GF | 35 | 8.369 | 2003 |  |  |  | 35 | 8.369 | 2003 | 3.5553 | 2.1245
1049 | GF | 15.2 | 54.5518 | 2011 |  |  |  | 15.2 | 54.5518 | 2011 | 2.7213 | 3.9992
230 | GF | 17 | 10.7399 | 2003 |  |  |  | 17 | 10.7399 | 2003 | 2.8332 | 2.374
79B | GF | 8 | 3.3788 | 2000 |  |  |  | 8 | 3.3788 | 2000 | 2.0794 | 1.2175
10B | GF | 9.406 | 9.7991 | 2001 |  |  |  | 9.406 | 9.7991 | 2001 | 2.2413 | 2.2823
8 | GF | 18 | 11.9841 | 2000 |  |  |  | 18 | 11.9841 | 2000 | 2.8904 | 2.4836
487 | GF | 22 | 16.6067 | 2007 |  |  |  | 22 | 16.6067 | 2007 | 3.091 | 2.8098
385 | GF | 7.5 | 8.5881 | 2003 |  |  |  | 7.5 | 8.5881 | 2003 | 2.0149 | 2.1504
865 | GF | 25 | 8.6092 | 2007 |  |  |  | 25 | 8.6092 | 2007 | 3.2189 | 2.1528
863 | GF | 25 | 8.2434 | 2007 |  |  |  | 25 | 8.2434 | 2007 | 3.2189 | 2.1094
527 | GF | 17 | 6.9319 | 2007 |  |  |  | 17 | 6.9319 | 2007 | 2.8332 | 1.9361
595 | GF | 11 | 19.0874 | 2007 |  |  |  | 11 | 19.0874 | 2007 | 2.3979 | 2.949
528 | GF | 17 | 5.2658 | 2007 |  |  |  | 17 | 5.2658 | 2007 | 2.8332 | 1.6612
529 | GF | 17 | 7.7922 | 2007 |  |  |  | 17 | 7.7922 | 2007 | 2.8332 | 2.0531
1095 | GF | 18 | 11.9234 | 2011 |  |  |  | 18 | 11.9234 | 2011 | 2.8904 | 2.4785
561 | GF | 46 | 58.1001 | 2011 |  |  |  | 46 | 58.1001 | 2011 | 3.8286 | 4.0622
1018 | GF | 3 | 10.6346 | 2011 |  |  |  | 3 | 10.6346 | 2011 | 1.0986 | 2.3641
360 | GF | 22 | 7.1175 | 2003 |  |  |  | 22 | 7.1175 | 2003 | 3.091 | 1.9626
1106 | GF | 12 | 20.2179 | 2011 |  |  |  | 12 | 20.2179 | 2011 | 2.4849 | 3.0066
899 | GF | 25 | 15.1725 | 2010 |  |  |  | 25 | 15.1725 | 2010 | 3.2189 | 2.7195
1191 | GF | 11 | 12.6281 | 2011 |  |  |  | 11 | 12.6281 | 2011 | 2.3979 | 2.5359
1115 | GF | 10 | 24.3628 | 2011 |  |  |  | 10 | 24.3628 | 2011 | 2.3026 | 3.1931
1053 | GF | 9 | 14.7144 | 2011 |  |  |  | 9 | 14.7144 | 2011 | 2.1972 | 2.6888
864 | GF | 25 | 9.8258 | 2007 |  |  |  | 25 | 9.8258 | 2007 | 3.2189 | 2.285
834 | GF | 45 | 25.7984 | 2010 |  |  |  | 45 | 25.7984 | 2010 | 3.8067 | 3.2503
722 | GF | 10.5 | 13.5015 | 2010 |  |  |  | 10.5 | 13.5015 | 2010 | 2.3514 | 2.6028
927 | GF | 60 | 25.8871 | 2011 |  |  |  | 60 | 25.8871 | 2011 | 4.0943 | 3.2537
1068 | GF | 11.2 | 26.9182 | 2011 |  |  |  | 11.2 | 26.9182 | 2011 | 2.4159 | 3.2928
506 | GF | 20 | 13.9693 | 2003 |  |  |  | 20 | 13.9693 | 2003 | 2.9957 | 2.6369
456 | GF | 16 | 17.647 | 2007 |  |  |  | 16 | 17.647 | 2007 | 2.7726 | 2.8706
130 | GF | 18 | 8.437 | 2001 |  |  |  | 18 | 8.437 | 2001 | 2.8904 | 2.1326
308 | GF | 10 | 8.8754 | 2003 |  |  |  | 10 | 8.8754 | 2003 | 2.3026 | 2.1833
829 | GF | 20 | 27.7611 | 2011 |  |  |  | 20 | 27.7611 | 2011 | 2.9957 | 3.3236
425 | GF | 17 | 11.7254 | 2006 |  |  |  | 17 | 11.7254 | 2006 | 2.8332 | 2.4618
333 | GF | 12 | 7.5607 | 2003 |  |  |  | 12 | 7.5607 | 2003 | 2.4849 | 2.023
769 | GF | 40 | 26.3813 | 2007 |  |  |  | 40 | 26.3813 | 2007 | 3.6889 | 3.2727
948 | GF | 57 | 12.6537 | 2014 |  |  |  | 57 | 12.6537 | 2014 | 4.0431 | 2.5379
1128 | GF | 45 | 63.5562 | 2013 |  |  |  | 45 | 63.5562 | 2013 | 3.8067 | 4.1519
1214 | GF | 52 | 22.6317 | 2013 |  |  |  | 52 | 22.6317 | 2013 | 3.9512 | 3.1194
1225 | GF | 20 | 18.6367 | 2013 |  |  |  | 20 | 18.6367 | 2013 | 2.9957 | 2.9251
1263 | GF | 8 | 19.6117 | 2013 |  |  |  | 8 | 19.6117 | 2013 | 2.0794 | 2.9761
1309 | GF | 15 | 16.1093 | 2013 |  |  |  | 15 | 16.1093 | 2013 | 2.7081 | 2.7794
1349 | GF | 34 | 8.968 | 2013 |  |  |  | 34 | 8.968 | 2013 | 3.5264 | 2.1937
1358 | GF | 27 | 13.0727 | 2013 |  |  |  | 27 | 13.0727 | 2013 | 3.2958 | 2.5705
1404 | GF | 35 | 35.2763 | 2013 |  |  |  | 35 | 35.2763 | 2013 | 3.5553 | 3.5632
1482 | GF | 18.4 | 18.7658 | 2013 |  |  |  | 18.4 | 18.7658 | 2013 | 2.9124 | 2.932
1515 | GF | 7.2 | 12.9927 | 2013 |  |  |  | 7.2 | 12.9927 | 2013 | 1.9741 | 2.5644
1618 | GF | 21 | 15.966 | 2016 |  |  |  | 21 | 15.966 | 2016 | 3.0445 | 2.7705
1634 | GF | 17.9 | 17.1728 | 2015 |  |  |  | 17.9 | 17.1728 | 2015 | 2.8848 | 2.8433
1258 | GF | 46 | 53.5183 | 2017 |  |  |  | 46 | 53.5183 | 2017 | 3.8286 | 3.98
1284 | GF | 24.1 | 7.0843 | 2013 |  |  |  | 24.1 | 7.0843 | 2013 | 3.1822 | 1.9579
Pre-01 | GF | 2.2 | 2.4934 | 1990 |  |  |  | 2.2 | 2.4934 | 1990 | 0.78846 | 0.91364
Pre-02 | GF | 1.464 | 1.494 | 1987 |  |  |  | 1.464 | 1.494 | 1987 | 0.38117 | 0.40147
Pre-03 | GF | 4.075 | 1.9369 | 1990 |  |  |  | 4.075 | 1.9369 | 1990 | 1.4049 | 0.66111
Pre-04 | GF | 10 | 8.5265 | 1991 |  |  |  | 10 | 8.5265 | 1991 | 2.3026 | 2.1432
Pre-05 | GF | 4.8 | 4.0522 | 1988 |  |  |  | 4.8 | 4.0522 | 1988 | 1.5686 | 1.3993
Pre-06 | GF | 5.1 | 9.6482 | 1989 |  |  |  | 5.1 | 9.6482 | 1989 | 1.6292 | 2.2668
Pre-07 | GF | 6.9 | 5.0294 | 1997 |  |  |  | 6.9 | 5.0294 | 1997 | 1.9315 | 1.6153
Pre-08 | GF | 11.8 | 6.3729 | 1987 |  |  |  | 11.8 | 6.3729 | 1987 | 2.4681 | 1.8521
Pre-09 | GF | 9.7 | 2.9443 | 1997 |  |  |  | 9.7 | 2.9443 | 1997 | 2.2721 | 1.0799
Pre-10 | GF | 6.12 | 13.4811 | 1990 |  |  |  | 6.12 | 13.4811 | 1990 | 1.8116 | 2.6013
Pre-11 | GF | 6.2672 | 2.9102 | 1987 |  |  |  | 6.2672 | 2.9102 | 1987 | 1.8353 | 1.0682
Pre-12 | GF | 6.366 | 9.8907 | 1993 |  |  |  | 6.366 | 9.8907 | 1993 | 1.851 | 2.2916
Pre-13 | GF | 8.5 | 5.9446 | 1990 |  |  |  | 8.5 | 5.9446 | 1990 | 2.1401 | 1.7825
Pre-14 | GF | 46.55 | 7.1936 | 1991 |  |  |  | 46.55 | 7.1936 | 1991 | 3.8405 | 1.9732
Pre-15 | GF | 56.8 | 17.5945 | 1990 |  |  |  | 56.8 | 17.5945 | 1990 | 4.0395 | 2.8676
Pre-16 | GF | 81.576 | 14.0262 | 1988 |  |  |  | 81.576 | 14.0262 | 1988 | 4.4015 | 2.6409
Pre-17 | GF | 95.2 | 14.2199 | 1999 |  |  |  | 95.2 | 14.2199 | 1999 | 4.556 | 2.6546
Pre-18 | GF | 122.772 | 23.4475 | 1990 |  |  |  | 122.772 | 23.4475 | 1990 | 4.8103 | 3.1548
1184 | UG | 30 | 17.257 | 2013 | 18.2 | 18.8693 | 2012 | 48.2 | 36.1264 | 2013 | 3.8754 | 3.587
457 | UG | 10.77 | 9.7068 | 1990 | 10 | 3.2891 | 2006 | 20.77 | 12.9959 | 2006 | 3.0335 | 2.5646
407 | UG | 25.4 | 15.7168 | 1982 | 2 | 0.60107 | 2004 | 27.4 | 16.3179 | 2004 | 3.3105 | 2.7923
706 | UG | 14.85 | 11.6261 | 1984 | 14.25 | 5.8346 | 2008 | 29.1 | 17.4607 | 2008 | 3.3707 | 2.86
1070 | UG | 34 | 18.5139 | 1984 | 4.9 | 0.83608 | 2011 | 38.9 | 19.3499 | 2011 | 3.661 | 2.9627
1264 | UG | 38.9 | 19.9682 | 1984 | 7.2 | 8.0579 | 2013 | 46.1 | 28.026 | 2013 | 3.8308 | 3.3331
1208 | UG | 14.1 | 11.2926 | 1961 | 11.5 | 2.7992 | 2012 | 25.6 | 14.0918 | 2012 | 3.2426 | 2.6456
655 | UG | 12.053 | 10.3402 | 1974 | 2.339 | 0.59465 | 2007 | 14.392 | 10.9349 | 2007 | 2.6667 | 2.392
733 | UG | 24.3 | 15.3308 | 2007 | 17.1 | 6.7726 | 2009 | 41.4 | 22.1034 | 2009 | 3.7233 | 3.0957
401 | UG | 2 | 3.7704 | 1986 | 1.5 | 0.36204 | 2004 | 3.5 | 4.1325 | 2004 | 1.2528 | 1.4189
1412 | UG | 3.5 | 5.163 | 1986 | 11 | 4.3575 | 2015 | 14.5 | 9.5204 | 2015 | 2.6741 | 2.2534
1318 | UG | 22.3 | 14.6088 | 1997 | 28.9 | 1.6878 | 2013 | 51.2 | 16.2966 | 2013 | 3.9357 | 2.791
1194 | UG | 5.8 | 6.8566 | 1980 | 9.6 | 1.6086 | 2011 | 15.4 | 8.4652 | 2011 | 2.7344 | 2.136
804 | UG | 14.429 | 11.4398 | 1982 | 9.871 | 9.1567 | 2009 | 24.3 | 20.5965 | 2009 | 3.1905 | 3.0251
365 | UG | 15.9 | 12.0809 | 1982 | 0.269 | 0.59607 | 2003 | 16.169 | 12.677 | 2003 | 2.7831 | 2.5398
708 | UG | 16.2 | 12.2084 | 1982 | 11.5 | 6.8375 | 2007 | 27.7 | 19.0459 | 2007 | 3.3214 | 2.9469
1568 | UG | 27.7 | 16.501 | 1997 | 8.1 | 3.5849 | 2015 | 35.8 | 20.0858 | 2015 | 3.5779 | 3
398 | UG | 27.329 | 16.3765 | 1981 | 2 | 1.4547 | 2004 | 29.329 | 17.8311 | 2004 | 3.3786 | 2.8809
1642 | UG | 16.12 | 12.1745 | unknown | 2.78 | 10.1341 | 2015 | 18.9 | 22.3087 | 2015 | 2.9392 | 3.105
522 | UG | 38.7 | 19.9104 | 1981 | 2.3 | 0.49327 | 2006 | 41 | 20.4037 | 2006 | 3.7136 | 3.0157
170 | UG | 20.4 | 13.896 | unknown | 5.6 | 4.4337 | 2001 | 26 | 18.3298 | 2001 | 3.2581 | 2.9085
170 | UG | 21.6 | 14.3494 | unknown | 1 | 4.883 | 2001 | 22.6 | 19.2324 | 2001 | 3.1179 | 2.9566
1366 | UG | 25.5 | 15.7515 | 0 | 14 | 5.5737 | 2013 | 39.5 | 21.3252 | 2013 | 3.6763 | 3.0599
170 | UG | 5.4 | 6.5868 | unknown | 10.6 | 5.2097 | 2001 | 16 | 11.7965 | 2001 | 2.7726 | 2.4678
1350 | UG | 16 | 12.1235 | 0 | 20 | 6.53 | 2013 | 36 | 18.6536 | 2013 | 3.5835 | 2.926
658 | UG | 1.6 | 3.3263 | 1996 | 13.2 | 7.1147 | 2008 | 14.8 | 10.441 | 2008 | 2.6946 | 2.3457
897 | UG | 14.8 | 11.6041 | 1996 | 3 | 6.2372 | 2010 | 17.8 | 17.8413 | 2010 | 2.8792 | 2.8815
483 | UG | 20.7 | 14.0105 | 1986 | 18.1 | 3.6201 | 2005 | 38.8 | 17.6305 | 2005 | 3.6584 | 2.8696
1494 | UG | 13.3 | 10.9281 | 0 | 6 | 6.4297 | 2014 | 19.3 | 17.3579 | 2014 | 2.9601 | 2.854
488 | UG | 41.3 | 20.651 | 1982 | 24.2 | 0.40463 | 2006 | 65.5 | 21.0557 | 2006 | 4.1821 | 3.0472
318 | UG | 22.87 | 14.8173 | 1996 | 1 | 0.76702 | 2001 | 23.87 | 15.5844 | 2001 | 3.1726 | 2.7463
806 | UG | 23.867 | 15.1768 | 1996 | 5.433 | 0.68948 | 2008 | 29.3 | 15.8662 | 2008 | 3.3776 | 2.7642
1386 | UG | 32.7 | 18.1129 | 0 | 13.5 | 0.85934 | 2013 | 46.2 | 18.9722 | 2013 | 3.833 | 2.943
928 | UG | 18.02 | 12.9608 | 1992 | 3.48 | 10.3644 | 2010 | 21.5 | 23.3251 | 2010 | 3.0681 | 3.1495
1450 | UG | 21.5 | 14.3121 | 1992 | 16.3 | 5.153 | 2014 | 37.8 | 19.4651 | 2014 | 3.6323 | 2.9686
170 | UG | 17.7 | 12.831 | unknown | 8.8 | 1.1342 | 2001 | 26.5 | 13.9652 | 2001 | 3.2771 | 2.6366
649 | UG | 26.5 | 16.0956 | 1997 | 33.8 | 5.0181 | 2007 | 60.3 | 21.1136 | 2007 | 4.0993 | 3.0499
1203 | UG | 20.5 | 13.9343 | 1977 | 4.1 | 12.4436 | 2012 | 24.6 | 26.3779 | 2012 | 3.2027 | 3.2725
170 | UG | 7.9 | 8.1561 | 1972 | 6.1 | 2.9005 | 2001 | 14 | 11.0566 | 2001 | 2.6391 | 2.403
363 | UG | 21.226 | 14.2093 | 1975 | 4.2 | 0.82194 | 2004 | 25.426 | 15.0313 | 2004 | 3.2358 | 2.7101
493 | UG | 25.4 | 15.7168 | 1975 | 3.3 | 3.4003 | 2006 | 28.7 | 19.1171 | 2006 | 3.3569 | 2.9506
685 | UG | 28.7 | 16.8329 | 1975 | 4.2 | 0.94607 | 2007 | 32.9 | 17.779 | 2007 | 3.4935 | 2.878
435 | UG | 10.6 | 9.6204 | 1990 | 8.4 | 3.0774 | 2004 | 19 | 12.6978 | 2004 | 2.9444 | 2.5414
652 | UG | 10.195 | 9.4122 | 1986 | 3.405 | 4.3802 | 2007 | 13.6 | 13.7925 | 2007 | 2.6101 | 2.6241
366 | UG | 11.1 | 9.8727 | 1981 | 4.8 | 0.60208 | 2003 | 15.9 | 10.4748 | 2003 | 2.7663 | 2.349
1640 | UG | 15.9 | 12.0809 | 1981 | 2.5 | 8.3244 | 2015 | 18.4 | 20.4053 | 2015 | 2.9124 | 3.0158
367 | UG | 11.211 | 9.9281 | 1988 | 1 | 0.55589 | 2004 | 12.211 | 10.484 | 2004 | 2.5023 | 2.3498
902 | UG | 19.2 | 13.4308 | 2002 | 13.5 | 0.547 | 2009 | 32.7 | 13.9778 | 2009 | 3.4874 | 2.6375
1202 | UG | 19.4 | 13.5092 | 1989 | 1.6 | 10.745 | 2012 | 21 | 24.2543 | 2012 | 3.0445 | 3.1886
1338 | UG | 7.5 | 7.9215 | unknown | 2 | 6.6636 | 2013 | 9.5 | 14.5851 | 2013 | 2.2513 | 2.68
212 | UG | 36.55 | 19.2814 | 1978 | 28 | 4.6265 | 2003 | 64.55 | 23.9078 | 2003 | 4.1674 | 3.1742
653 | UG | 64.55 | 26.5385 | 1977 | 1.32 | 0.56895 | 2007 | 65.87 | 27.1074 | 2007 | 4.1877 | 3.2998
1382 | UG | 24.2 | 15.2953 | unknown | 11.9 | 2.4484 | 2013 | 36.1 | 17.7438 | 2013 | 3.5863 | 2.876
874 | UG | 6.4 | 7.2463 | 1997 | 0.5 | 3.6334 | 2009 | 6.9 | 10.8797 | 2009 | 1.9315 | 2.3869
491 | UG | 27.9 | 16.5678 | 1984 | 1 | 0.19252 | 2006 | 28.9 | 16.7603 | 2006 | 3.3638 | 2.819
1396 | UG | 20.6 | 13.9724 | 2009 | 5.4 | 0.37351 | 2013 | 26 | 14.3459 | 2013 | 3.2581 | 2.6635
1597 | UG | 26 | 15.9243 | 2009 | 27.3 | 4.2356 | 2015 | 53.3 | 20.1598 | 2015 | 3.9759 | 3.0037
1292 | UG | 30.3 | 17.3537 | unknown | 2.5 | 4.4712 | 2013 | 32.8 | 21.8249 | 2013 | 3.4904 | 3.0831
364 | UG | 44.904 | 21.6446 | 1975 | 2 | 1.3175 | 2004 | 46.904 | 22.9621 | 2004 | 3.8481 | 3.1338
1306 | UG | 23.1 | 14.9009 | 1985 | 2.1 | 5.9849 | 2013 | 25.2 | 20.8857 | 2013 | 3.2268 | 3.0391
858 | UG | 28.4 | 16.7339 | 2009 | 13.3 | 5.4359 | 2010 | 41.7 | 22.1698 | 2010 | 3.7305 | 3.0987
1454 | UG | 41.7 | 20.7631 | 2009 | 5.7 | 0.45762 | 2013 | 47.4 | 21.2208 | 2013 | 3.8586 | 3.055
637 | UG | 15.5 | 11.9093 | 1989 | 8.4 | 5.0689 | 2007 | 23.9 | 16.9781 | 2007 | 3.1739 | 2.8319
1254 | UG | 23.9 | 15.1885 | 1989 | 15.4 | 6.5284 | 2012 | 39.3 | 21.717 | 2012 | 3.6712 | 3.0781
734 | UG | 20 | 13.7423 | 1974 | 4.4 | 11.2611 | 2011 | 24.4 | 25.0035 | 2011 | 3.1946 | 3.219
1674 | UG | 17.4 | 12.7084 | 0 | 3.7 | 10.3273 | 2016 | 21.1 | 23.0357 | 2016 | 3.0493 | 3.137
711 | UG | 11.5 | 10.071 | 1976 | 13.7 | 9.2618 | 2009 | 25.2 | 19.3328 | 2009 | 3.2268 | 2.9618
408 | UG | 37.7 | 19.6198 | 1976 | 2.042 | 0.58016 | 2004 | 39.742 | 20.2 | 2004 | 3.6824 | 3.0057
698 | UG | 39.7 | 20.1978 | 1976 | 20.9 | 1.4407 | 2007 | 60.6 | 21.6385 | 2007 | 4.1043 | 3.0745
696 | UG | 9.137 | 8.8505 | 1981 | 8.063 | 0.2681 | 2007 | 17.2 | 9.1186 | 2007 | 2.8449 | 2.2103
1185 | UG | 32.4 | 18.0194 | 1988 | 2.5 | 2.8088 | 2011 | 34.9 | 20.8281 | 2011 | 3.5525 | 3.0363
568 | UG | 38.04 | 19.719 | 1978 | 1 | 0.028819 | 2006 | 39.04 | 19.7478 | 2006 | 3.6646 | 2.983
853 | UG | 20 | 13.7423 | 1991 | 21.7 | 4.2556 | 2009 | 41.7 | 17.998 | 2009 | 3.7305 | 2.8903
1201 | UG | 13.3 | 10.9281 | unknown | 10.6 | 7.6365 | 2012 | 23.9 | 18.5646 | 2012 | 3.1739 | 2.9213
654 | UG | 7.29 | 7.7961 | 1976 | 4.41 | 0.73673 | 2007 | 11.7 | 8.5329 | 2007 | 2.4596 | 2.1439
1394 | UG | 11.7 | 10.169 | 1976 | 10 | 5.0058 | 2014 | 21.7 | 15.1748 | 2014 | 3.0773 | 2.7196
1294 | UG | 8.5 | 8.4984 | 0 | 1.6 | 4.562 | 2014 | 10.1 | 13.0604 | 2014 | 2.3125 | 2.5696
1670 | UG | 31.45 | 17.7207 | 0 | 24.25 | 2.7944 | 2016 | 55.7 | 20.515 | 2016 | 4.02 | 3.0212
579 | UG | 17.1 | 12.5849 | unknown | 11 | 3.6516 | 2008 | 28.1 | 16.2365 | 2008 | 3.3358 | 2.7873
1670 | UG | 18.79 | 13.269 | 0 | 30.51 | 18.3637 | 2016 | 49.3 | 31.6327 | 2016 | 3.8979 | 3.4542
1083 | UG | 7.53 | 7.9393 | 1981 | 5.87 | 7.4125 | 2011 | 13.4 | 15.3518 | 2011 | 2.5953 | 2.7312
552 | UG | 20.23 | 13.8309 | 1991 | 10.47 | 1.1458 | 2006 | 30.7 | 14.9767 | 2006 | 3.4243 | 2.7065
1311 | UG | 30.7 | 17.482 | 1991 | 19.3 | 5.9841 | 2013 | 50 | 23.4662 | 2013 | 3.912 | 3.1556
1078 | UG | 17.66 | 12.8147 | 1957 | 7.34 | 1.0936 | 2011 | 25 | 13.9083 | 2011 | 3.2189 | 2.6325
383 | UG | 0.51 | 1.7501 | 1984 | 8 | 3.9502 | 2005 | 8.51 | 5.7003 | 2005 | 2.1412 | 1.7405
1020 | UG | 13 | 10.789 | 1977 | 9 | 7.345 | 2010 | 22 | 18.1339 | 2010 | 3.091 | 2.8978
1364 | UG | 8.5 | 8.4984 | 0 | 34 | 8.7951 | 2013 | 42.5 | 17.2935 | 2013 | 3.7495 | 2.8503
503 | UG | 31 | 17.5778 | 1972 | 16 | 3.8033 | 2007 | 47 | 21.3811 | 2007 | 3.8501 | 3.0625
925 | UG | 47 | 22.2064 | 1972 | 9 | 3.3165 | 2011 | 56 | 25.5229 | 2011 | 4.0254 | 3.2396
821 | UG | 25 | 15.5773 | 2006 | 32 | 9.4177 | 2011 | 57 | 24.995 | 2011 | 4.0431 | 3.2187
486 | UG | 10.81 | 9.727 | 1993 | 3.14 | 0.34692 | 2005 | 13.95 | 10.074 | 2005 | 2.6355 | 2.31
779 | UG | 13.95 | 11.2249 | 1993 | 4.05 | 0.91576 | 2008 | 18 | 12.1407 | 2008 | 2.8904 | 2.4966
1416 | UG | 18 | 12.9527 | 1993 | 6 | 1.4182 | 2014 | 24 | 14.3709 | 2014 | 3.1781 | 2.6652
554 | UG | 23 | 14.8646 | 1968 | 8.26 | 1.0611 | 2006 | 31.26 | 15.9257 | 2006 | 3.4423 | 2.7679
1581 | UG | 7.44 | 7.8858 | unknown | 9.36 | 5.3848 | 2015 | 16.8 | 13.2707 | 2015 | 2.8214 | 2.5856
880 | UG | 8.95 | 8.7483 | 1966 | 2.05 | 4.5764 | 2010 | 11 | 13.3247 | 2010 | 2.3979 | 2.5896
1047 | UG | 10 | 9.3107 | 1965 | 5 | 6.2586 | 2012 | 15 | 15.5693 | 2012 | 2.7081 | 2.7453
1045 | UG | 24.066 | 15.2477 | 1971 | 7.934 | 3.8009 | 2011 | 32 | 19.0486 | 2011 | 3.4657 | 2.947
1616 | UG | 21.68 | 14.3792 | unknown | 25.75 | 0.84819 | 2015 | 47.43 | 15.2274 | 2015 | 3.8593 | 2.7231
362 | UG | 51.8 | 23.453 | 1971 | 1 | 0.78848 | 2004 | 52.8 | 24.2415 | 2004 | 3.9665 | 3.1881
924 | UG | 45.94 | 21.9237 | 1982 | 6.06 | 1.4264 | 2010 | 52 | 23.3501 | 2010 | 3.9512 | 3.1506
1241 | UG | 20.29 | 13.8539 | unknown | 6 | 2.625 | 2012 | 26.29 | 16.4789 | 2012 | 3.2692 | 2.8021
438 | UG | 8.246 | 8.3548 | 1978 | 1 | 0.18095 | 2004 | 9.246 | 8.5358 | 2004 | 2.2242 | 2.1443
748 | UG | 25.541 | 15.7658 | 1995 | 1 | 0.38858 | 2008 | 26.541 | 16.1543 | 2008 | 3.2787 | 2.7822
1319 | UG | 15.71 | 11.9996 | 0 | 4.29 | 3.2377 | 2014 | 20 | 15.2373 | 2014 | 2.9957 | 2.7237
618 | UG | 11 | 9.8227 | 1995 | 11.5 | 2.3465 | 2006 | 22.5 | 12.1692 | 2006 | 3.1135 | 2.4989
712 | UG | 7.5 | 7.9215 | 1980 | 1 | 7.8904 | 2011 | 8.5 | 15.8119 | 2011 | 2.1401 | 2.7608
726 | UG | 25.6354 | 15.7985 | 1982 | 5.3646 | 1.0316 | 2008 | 31 | 16.8301 | 2008 | 3.434 | 2.8232
530 | UG | 25 | 15.5773 | 1982 | 20 | 4.5023 | 2006 | 45 | 20.0796 | 2006 | 3.8067 | 2.9997
755 | UG | 8.698 | 8.609 | 1983 | 3.302 | 0.74649 | 2008 | 12 | 9.3555 | 2008 | 2.4849 | 2.236
1081 | UG | 12 | 10.3147 | 1983 | 4 | 0.74616 | 2010 | 16 | 11.0608 | 2010 | 2.7726 | 2.4034
307 | UG | 9.07 | 8.814 | 1985 | 1.002 | 2.5231 | 2003 | 10.072 | 11.337 | 2003 | 2.3098 | 2.4281
1466 | UG | 10.07 | 9.3472 | 1985 | 4.93 | 4.6348 | 2015 | 15 | 13.9821 | 2015 | 2.7081 | 2.6378
1091 | UG | 16.06 | 12.1491 | 1982 | 24.34 | 7.6638 | 2011 | 40.4 | 19.8129 | 2011 | 3.6988 | 2.9863
666 | UG | 25.92 | 15.8967 | 1987 | 14.08 | 3.6888 | 2008 | 40 | 19.5855 | 2008 | 3.6889 | 2.9748
556 | UG | 8.656 | 8.5857 | 1985 | 4.344 | 3.2484 | 2007 | 13 | 11.834 | 2007 | 2.5649 | 2.471
452 | UG | 10.781 | 9.7124 | 1986 | 3.619 | 3.4437 | 2005 | 14.4 | 13.1561 | 2005 | 2.6672 | 2.5769
613 | UG | 6.2 | 7.1183 | 1999 | 2.2 | 0.43132 | 2006 | 8.4 | 7.5496 | 2006 | 2.1282 | 2.0215
778 | UG | 0.1 | 0.70088 | 1988 | 1.9 | 0.48701 | 2008 | 2 | 1.1879 | 2008 | 0.69315 | 0.17218
1571 | UG | 2 | 3.7704 | 1988 | 11 | 1.592 | 2016 | 13 | 5.3625 | 2016 | 2.5649 | 1.6794
525 | UG | 11.55 | 10.0956 | 1995 | 14 | 2.1078 | 2006 | 25.55 | 12.2034 | 2006 | 3.2406 | 2.5017
1324 | UG | 15.8 | 12.0382 | 2012 | 12.3 | 2.2693 | 2014 | 28.1 | 14.3075 | 2014 | 3.3358 | 2.6608
511 | UG | 13.95 | 11.2249 | 2004 | 4.05 | 0.42904 | 2004 | 18 | 11.654 | 2004 | 2.8904 | 2.4556
1094 | UG | 18 | 12.9527 | 2004 | 6 | 1.0646 | 2011 | 24 | 14.0173 | 2011 | 3.1781 | 2.6403
775 | UG | 8 | 8.2139 | 2002 | 7 | 1.4059 | 2008 | 15 | 9.6198 | 2008 | 2.7081 | 2.2638
1646 | UG | 2.88 | 4.6274 | unknown | 3.52 | 6.6896 | 2016 | 6.4 | 11.317 | 2016 | 1.8563 | 2.4263
467 | UG | 5.7 | 6.7899 | 1996 | 7.9 | 3.4855 | 2005 | 13.6 | 10.2754 | 2005 | 2.6101 | 2.3298
437 | UG | 23 | 14.8646 | 2001 | 17 | 3.6314 | 2008 | 40 | 18.496 | 2008 | 3.6889 | 2.9176
1233 | UG | 40 | 20.2834 | 2001 | 10 | 3.8904 | 2011 | 50 | 24.1738 | 2011 | 3.912 | 3.1853
361 | UG | 12.22 | 10.4205 | 1986 | 13 | 1.172 | 2002 | 25.22 | 11.5924 | 2002 | 3.2276 | 2.4504
645 | UG | 25.22 | 15.6542 | 1986 | 1 | 0.22668 | 2006 | 26.22 | 15.8808 | 2006 | 3.2665 | 2.7651
720 | UG | 5.29 | 6.5111 | 1974 | 3.91 | 3.2147 | 2009 | 9.2 | 9.7258 | 2009 | 2.2192 | 2.2748
1554 | UG | 18 | 12.9527 | 2013 | 13 | 4.0041 | 2015 | 31 | 16.9568 | 2015 | 3.434 | 2.8307
1570 | UG | 12 | 10.3147 | 0 | 7 | 5.7129 | 2016 | 19 | 16.0275 | 2016 | 2.9444 | 2.7743
1280 | UG | 10 | 9.3107 | 0 | 10 | 3.9567 | 2013 | 20 | 13.2674 | 2013 | 2.9957 | 2.5853
659 | UG | 51 | 23.2489 | 1974 | 7 | 0.19039 | 2006 | 58 | 23.4393 | 2006 | 4.0604 | 3.1544
1240 | UG | 9 | 8.7757 | 0 | 12 | 2.4762 | 2013 | 21 | 11.2519 | 2013 | 3.0445 | 2.4205
317 | UG | 26.67 | 16.1535 | 1978 | 8.46 | 3.7336 | 2002 | 35.13 | 19.8871 | 2002 | 3.5591 | 2.9901
1678 | UG | 71.19 | 28.0388 | 0 | 3.81 | 0.18769 | 2015 | 75 | 28.2265 | 2015 | 4.3175 | 3.3403
620 | UG | 66.04 | 26.8808 | unknown | 1 | 0.052327 | 2006 | 67.04 | 26.9331 | 2006 | 4.2053 | 3.2934
1085 | UG | 67.04 | 27.1087 | unknown | 2 | 0.079312 | 2010 | 69.04 | 27.188 | 2010 | 4.2347 | 3.3028
836 | UG | 33.963 | 18.5025 | 1974 | 10.037 | 0.20825 | 2008 | 44 | 18.7108 | 2008 | 3.7842 | 2.9291
1417 | UG | 53.176 | 23.8009 | 0 | 2.824 | 0.36632 | 2013 | 56 | 24.1673 | 2013 | 4.0254 | 3.185
1575 | UG | 107.8 | 35.3975 | 0 | 2.2 | 0.084606 | 2014 | 110 | 35.4821 | 2014 | 4.7005 | 3.569
1480 | UG | 92 | 32.3826 | 0 | 9 | 1.4186 | 2015 | 101 | 33.8012 | 2015 | 4.6151 | 3.5205
1644 | UG | 25 | 15.5773 | 0 | 14 | 6.4882 | 2016 | 39 | 22.0655 | 2016 | 3.6636 | 3.094
1276 | UG | 34 | 18.5139 | unknown | 4 | 0.69755 | 2012 | 38 | 19.2114 | 2012 | 3.6376 | 2.9555
823 | UG | 10 | 9.3107 | unknown | 25 | 8.3157 | 2009 | 35 | 17.6263 | 2009 | 3.5553 | 2.8694
1046 | UG | 33 | 18.206 | unknown | 17 | 13.8381 | 2011 | 50 | 32.0441 | 2011 | 3.912 | 3.4671
873 | UG | 38 | 19.7074 | unknown | 10 | 10.835 | 2011 | 48 | 30.5424 | 2011 | 3.8712 | 3.4191
630 | UG | 36.4 | 19.2369 | unknown | 3.6 | 0.76182 | 2007 | 40 | 19.9987 | 2007 | 3.6889 | 2.9957
1107 | UG | 16 | 12.1235 | 2010 | 24 | 7.7 | 2014 | 40 | 19.8235 | 2014 | 3.6889 | 2.9869
682 | UG | 12 | 10.3147 | 2005 | 18 | 4.2252 | 2009 | 30 | 14.5399 | 2009 | 3.4012 | 2.6769
643 | UG | 53.37 | 23.8497 | unknown | 0.5 | 4.4087 | 2009 | 53.87 | 28.2583 | 2009 | 3.9866 | 3.3414
* Type is either Greenfield (“GF”) or Upgrade (“UG”), where Upgrade refers to additional facilities that increase the capacity of an existing Greenfield project
** For Iteration 15, Greenfield Cost for an Upgrade project is estimated using the Iteration 14 power curve for greenfield and upgrade projects

## Power Curve Model
Alberta Electric System Operator
2018 ISO Tariff Application
September 14, 2017
Source: | http://webs.wichita.edu/facsme/cbl/functions/pcm.pdf