## Cost Function
Alberta Electric System Operator
2018 ISO Tariff Application
Appendix X - Option 4 POD Cost Function
Point of Delivery Cost Function for Greenfield and Upgrade Projects
September 14, 2017
100%
Cost = 1.2893 x MW^0.6349
Total Installed MW | Greenfield | Upgrade | Cost
22.5 | 16.8618 |  | 16.8618
15.03 | 6.0182 |  | 6.0182
45 | 14.999 |  | 14.999
22.5 | 11.1648 |  | 11.1648
35.1 | 11.7056 |  | 11.7056
45 | 31.6599 |  | 31.6599
22.5 | 9.6396 |  | 9.6396
37.8 | 17.2269 |  | 17.2269
45 | 16.2936 |  | 16.2936
22.5 | 8.9094 |  | 8.9094
23.4 | 17.2995 |  | 17.2995
14.94 | 9.9511 |  | 9.9511
14.94 | 6.0754 |  | 6.0754
37.8 | 10.9027 |  | 10.9027
75.6 | 9.3005 |  | 9.3005
59.4 | 13.0727 |  | 13.0727
37.8 | 34.9037 |  | 34.9037
45 | 13.6508 |  | 13.6508
135 | 26.8161 |  | 26.8161
14.94 | 9.5131 |  | 9.5131
22.5 | 20.2415 |  | 20.2415
37.8 | 11.2912 |  | 11.2912
37.8 | 20.9656 |  | 20.9656
45 | 13.3096 |  | 13.3096
22.5 | 7.9464 |  | 7.9464
22.5 | 13.9997 |  | 13.9997
35.1 | 7.2249 |  | 7.2249
37.8 | 5.2102 |  | 5.2102
22.5 | 13.7588 |  | 13.7588
22.5 | 4.4534 |  | 4.4534
29.97 | 12.9318 |  | 12.9318
45 | 18.253 |  | 18.253
37.8 | 28.6671 |  | 28.6671
37.8 | 7.0658 |  | 7.0658
90 | 16.0323 |  | 16.0323
360 | 56.8595 |  | 56.8595
90 | 43.1388 |  | 43.1388
45 | 7.5134 |  | 7.5134
90 | 22.3083 |  | 22.3083
37.44 | 5.0823 |  | 5.0823
22.5 | 8.916 |  | 8.916
45 | 8.369 |  | 8.369
90 | 54.5518 |  | 54.5518
45 | 10.7399 |  | 10.7399
14.94 | 3.3788 |  | 3.3788
22.5 | 9.7991 |  | 9.7991
42.03 | 11.9841 |  | 11.9841
37.44 | 16.8138 |  | 16.8138
14.94 | 8.5881 |  | 8.5881
29.97 | 8.6092 |  | 8.6092
29.97 | 8.2434 |  | 8.2434
22.5 | 6.9319 |  | 6.9319
37.8 | 19.0874 |  | 19.0874
22.5 | 5.2658 |  | 5.2658
22.5 | 7.7922 |  | 7.7922
22.5 | 11.9234 |  | 11.9234
135 | 58.1001 |  | 58.1001
22.5 | 10.6346 |  | 10.6346
37.8 | 7.1175 |  | 7.1175
22.5 | 20.2179 |  | 20.2179
45 | 15.1725 |  | 15.1725
14.94 | 12.6281 |  | 12.6281
22.5 | 24.3628 |  | 24.3628
14.94 | 14.7144 |  | 14.7144
29.97 | 9.8258 |  | 9.8258
45 | 25.7984 |  | 25.7984
22.5 | 13.5015 |  | 13.5015
67.5 | 25.8871 |  | 25.8871
22.5 | 26.9182 |  | 26.9182
113.4 | 19.7523 |  | 19.7523
45 | 17.647 |  | 17.647
45 | 8.437 |  | 8.437
54 | 8.8754 |  | 8.8754
45 | 27.7611 |  | 27.7611
27 | 11.7254 |  | 11.7254
27 | 7.5607 |  | 7.5607
135 | 33.576 |  | 33.576
225 | 12.6537 |  | 12.6537
225 | 63.5562 |  | 63.5562
90 | 22.6317 |  | 22.6317
37.8 | 18.6367 |  | 18.6367
27 | 19.6117 |  | 19.6117
45 | 16.1093 |  | 16.1093
29.7 | 8.968 |  | 8.968
59.4 | 13.0727 |  | 13.0727
150.984 | 35.2763 |  | 35.2763
90 | 18.7658 |  | 18.7658
37.8 | 12.9927 |  | 12.9927
45 | 15.966 |  | 15.966
45 | 17.1728 |  | 17.1728
75.6 | 53.5183 |  | 53.5183
37.8 | 7.0843 |  | 7.0843
6.75 | 2.4934 |  | 2.4934
4.5 | 1.494 |  | 1.494
10.08 | 1.9369 |  | 1.9369
13.5 | 8.5265 |  | 8.5265
16.11 | 4.0522 |  | 4.0522
29.88 | 9.6482 |  | 9.6482
22.5 | 5.0294 |  | 5.0294
37.8 | 6.3729 |  | 6.3729
22.5 | 2.9443 |  | 2.9443
22.5 | 13.4811 |  | 13.4811
26.91 | 2.9102 |  | 2.9102
37.8 | 9.8907 |  | 9.8907
13.41 | 5.9446 |  | 5.9446
74.7 | 7.1936 |  | 7.1936
90 | 17.5945 |  | 17.5945
168.75 | 14.0262 |  | 14.0262
90 | 14.2199 |  | 14.2199
202.5 | 23.4475 |  | 23.4475
90 |  | 33.3211 | 33.3211
90 |  | 23.552 | 23.552
45 |  | 12.596 | 12.596
73.8 |  | 20.3852 | 20.3852
60.3 |  | 15.1415 | 15.1415
60.3 |  | 18.2387 | 18.2387
75.6 |  | 25.4605 | 25.4605
37.8 |  | 15.7366 | 15.7366
47.79 |  | 15.7703 | 15.7703
75.6 |  | 19.7985 | 19.7985
60.3 |  | 13.3308 | 13.3308
63.09 |  | 18.7516 | 18.7516
9 |  | 2.7842 | 2.7842
12.6 |  | 9.5594 | 9.5594
80.1 |  | 22.5281 | 22.5281
22.5 |  | 10.9155 | 10.9155
75.6 |  | 19.248 | 19.248
47.7 |  | 25.1783 | 25.1783
22.5 |  | 9.903 | 9.903
45 |  | 16.1444 | 16.1444
75.6 |  | 18.0366 | 18.0366
60.3 |  | 18.8573 | 18.8573
60.3 |  | 19.441 | 19.441
75.6 |  | 20.5824 | 20.5824
45 |  | 16.6556 | 16.6556
67.5 |  | 20.4762 | 20.4762
45 |  | 15.3541 | 15.3541
74.7 |  | 20.0254 | 20.0254
45 |  | 14.5166 | 14.5166
74.7 |  | 20.9817 | 20.9817
22.5 |  | 11.5967 | 11.5967
45 |  | 15.5441 | 15.5441
75.6 |  | 16.5575 | 16.5575
60.3 |  | 15.7366 | 15.7366
171.9 |  | 34.2464 | 34.2464
171.9 |  | 36.0606 | 36.0606
42.3 |  | 14.662 | 14.662
42.3 |  | 14.5845 | 14.5845
80.1 |  | 19.0378 | 19.0378
84.6 |  | 22.4355 | 22.4355
60.3 |  | 19.6713 | 19.6713
84.6 |  | 22.5556 | 22.5556
59.94 |  | 18.4708 | 18.4708
82.44 |  | 22.3546 | 22.3546
60.3 |  | 21.7505 | 21.7505
13.5 |  | 9.6296 | 9.6296
37.8 |  | 13.7593 | 13.7593
75.6 |  | 16.3377 | 16.3377
75.6 |  | 21.0352 | 21.0352
75.6 |  | 19.2036 | 19.2036
44.73 |  | 10.2812 | 10.2812
22.5 |  | 10.674 | 10.674
22.5 |  | 9.909 | 9.909
60.3 |  | 17.6313 | 17.6313
63 |  | 18.4492 | 18.4492
75.6 |  | 24.8328 | 24.8328
37.8 |  | 13.4844 | 13.4844
60.3 |  | 20.0519 | 20.0519
35.73 |  | 13.307 | 13.307
114.12 |  | 23.6046 | 23.6046
114.12 |  | 26.6606 | 26.6606
114.12 |  | 29.1276 | 29.1276
60.3 |  | 19.851 | 19.851
75.6 |  | 18.8334 | 18.8334
22.5 |  | 8.2902 | 8.2902
75.6 |  | 20.2816 | 20.2816
37.8 |  | 13.3109 | 13.3109
75.6 |  | 17.173 | 17.173
37.8 |  | 14.495 | 14.495
80.1 |  | 22.1577 | 22.1577
75.6 |  | 18.9222 | 18.9222
75.6 |  | 18.3733 | 18.3733
75.6 |  | 20.5467 | 20.5467
45 |  | 16.0738 | 16.0738
75.6 |  | 20.9801 | 20.9801
75.6 |  | 24.1985 | 24.1985
75.6 |  | 37.3226 | 37.3226
63 |  | 20.3285 | 20.3285
45 |  | 18.5687 | 18.5687
84.6 |  | 22.1563 | 22.1563
84.6 |  | 23.0168 | 23.0168
25.2 |  | 10.2693 | 10.2693
60.3 |  | 15.9128 | 15.9128
63 |  | 20.7021 | 20.7021
75.6 |  | 20.1179 | 20.1179
75.6 |  | 18.7073 | 18.7073
63 |  | 17.6377 | 17.6377
22.5 |  | 10.0436 | 10.0436
60.3 |  | 14.3127 | 14.3127
35.91 |  | 11.2626 | 11.2626
75.6 |  | 22.8835 | 22.8835
54 |  | 14.1006 | 14.1006
100.89 |  | 36.2733 | 36.2733
82.8 |  | 20.3499 | 20.3499
37.8 |  | 14.0832 | 14.0832
75.6 |  | 18.9215 | 18.9215
64.35 |  | 19.2295 | 19.2295
74.88 |  | 16.4498 | 16.4498
99 |  | 20.1753 | 20.1753
74.97 |  | 18.5097 | 18.5097
74.7 |  | 19.8959 | 19.8959
90 |  | 18.255 | 18.255
90 |  | 25.757 | 25.757
90 |  | 23.8694 | 23.8694
14.4 |  | 6.5813 | 6.5813
37.44 |  | 7.9263 | 7.9263
37.44 |  | 14.2772 | 14.2772
119.88 |  | 27.9812 | 27.9812
45 |  | 11.5296 | 11.5296
59.94 |  | 15.6772 | 15.6772
29.7 |  | 13.2692 | 13.2692
91.44 |  | 22.9043 | 22.9043
74.88 |  | 20.8156 | 20.8156
84.6 |  | 22.3646 | 22.3646
90 |  | 23.867 | 23.867
37.44 |  | 15.484 | 15.484
28.503 |  | 10.6299 | 10.6299
37.53 |  | 13.2672 | 13.2672
55.44 |  | 15.7805 | 15.7805
40.5 |  | 13.6981 | 13.6981
34.47 |  | 8.4267 | 8.4267
37.44 |  | 11.6534 | 11.6534
29.88 |  | 15.0668 | 15.0668
119.7 |  | 27.9261 | 27.9261
74.88 |  | 17.3613 | 17.3613
23.4 |  | 10.288 | 10.288
23.4 |  | 10.2877 | 10.2877
13.95 |  | 8.7575 | 8.7575
22.5 |  | 11.5055 | 11.5055
60.3 |  | 16.9707 | 16.9707
75.24 |  | 16.6568 | 16.6568
34.47 |  | 10.4038 | 10.4038
14.4 |  | 10.4543 | 10.4543
22.5 |  | 9.7382 | 9.7382
74.88 |  | 20.4545 | 20.4545
74.88 |  | 21.5595 | 21.5595
199.8 |  | 33.7716 | 33.7716
90 |  | 24.7099 | 24.7099
225 |  | 40.5779 | 40.5779
225 |  | 41.2135 | 41.2135
14.94 |  | 8.5822 | 8.5822
22.14 |  | 11.2044 | 11.2044
43.47 |  | 9.7199 | 9.7199
87.03 |  | 17.47 | 17.47
87.03 |  | 25.858 | 25.858
60.3 |  | 11.8408 | 11.8408
60.3 |  | 17.6293 | 17.6293
50.4 |  | 15.9556 | 15.9556
45 |  | 13.311 | 13.311
45 |  | 15.0198 | 15.0198
45 |  | 13.2636 | 13.2636
134.46 |  | 29.1454 | 29.1454
15.03 |  | 9.68 | 9.68
80.1 |  | 17.6286 | 17.6286
80.1 |  | 21.8781 | 21.8781
450 |  | 62.5307 | 62.5307
113.4 |  | 23.6856 | 23.6856
120.06 |  | 26.9981 | 26.9981
120.06 |  | 27.0251 | 27.0251
95.4 |  | 21.0206 | 21.0206
95.4 |  | 23.4945 | 23.4945
90 |  | 22.8069 | 22.8069
261.72 |  | 44.2778 | 44.2778
180 |  | 36.2642 | 36.2642
765 |  | 90.5071 | 90.5071
154.8 |  | 32.3614 | 32.3614
90 |  | 29.1642 | 29.1642
120.24 |  | 30.9809 | 30.9809
99 |  | 30.0633 | 30.0633
114.03 |  | 29.7975 | 29.7975
101.97 |  | 25.0538 | 25.0538
90 |  | 22.1517 | 22.1517
54 |  | 14.6742 | 14.6742
324 |  | 51.9912 | 51.9912
119.97 |  | 24.8002 | 24.8002

## Greenfield
Alberta Electric System Operator
2018 ISO Tariff Application
Appendix X - Option 4 POD Cost Function
Calculation of Power Curve for Greenfield Projects
September 14, 2017 |  | INSTALLED
Project | Type * | Greenfield MW | Greenfield Cost | Greenfield Year | Upgrade MW | Upgrade Cost | Upgrade Year | Total MW | Total Cost | Total Year | LN(MW) | LN(Cost) |  | ln(y)=m*ln(x) + b Linear Regression
476 | GF | 22.5 | 16.8618 | 2006 |  |  |  | 22.5 | 16.8618 |  | 3.1135 | 2.8251 | m | 0.62913 | 0.23447 | b
478 | GF | 15.03 | 6.0182 | 2006 |  |  |  | 15.03 | 6.0182 |  | 2.71 | 1.7948 | se | 0.068838 | 0.25412 | seb
473 | GF | 45 | 14.999 | 2006 |  |  |  | 45 | 14.999 |  | 3.8067 | 2.708 | R2 | 0.43611 | 0.53103 | sev
1042 | GF | 22.5 | 11.1648 | 2011 |  |  |  | 22.5 | 11.1648 |  | 3.1135 | 2.4128 | F | 83.5282 | 108 | df
443 | GF | 35.1 | 11.7056 | 2004 |  |  |  | 35.1 | 11.7056 |  | 3.5582 | 2.4601 | ssreg | 23.5546 | 30.4556 | ssresid
1195 | GF | 45 | 31.6599 | 2012 |  |  |  | 45 | 31.6599 |  | 3.8067 | 3.4551
420 | GF | 22.5 | 9.6396 | 2004 |  |  |  | 22.5 | 9.6396 |  | 3.1135 | 2.2659 |  | y=cx^m, where c=e^b
440 | GF | 37.8 | 17.2269 | 2007 |  |  |  | 37.8 | 17.2269 |  | 3.6323 | 2.8465 | m | 0.62913
1102 | GF | 45 | 16.2936 | 2012 |  |  |  | 45 | 16.2936 |  | 3.8067 | 2.7908 | c | 1.2642
324 | GF | 22.5 | 8.9094 | 2003 |  |  |  | 22.5 | 8.9094 |  | 3.1135 | 2.1871
1103 | GF | 23.4 | 17.2995 | 2012 |  |  |  | 23.4 | 17.2995 |  | 3.1527 | 2.8507
386 | GF | 14.94 | 9.9511 | 2004 |  |  |  | 14.94 | 9.9511 |  | 2.704 | 2.2977
80 | GF | 14.94 | 6.0754 | 2001 |  |  |  | 14.94 | 6.0754 |  | 2.704 | 1.8042
1052 | GF | 37.8 | 10.9027 | 2013 |  |  |  | 37.8 | 10.9027 |  | 3.6323 | 2.389
347 | GF | 75.6 | 9.3005 | 2004 |  |  |  | 75.6 | 9.3005 |  | 4.3255 | 2.2301
1358 | GF | 59.4 | 13.0727 | 2013 |  |  |  | 59.4 | 13.0727 |  | 4.0843 | 2.5705
584 | GF | 37.8 | 34.9037 | 2012 |  |  |  | 37.8 | 34.9037 |  | 3.6323 | 3.5526
422 | GF | 45 | 13.6508 | 2004 |  |  |  | 45 | 13.6508 |  | 3.8067 | 2.6138
944 | GF | 135 | 26.8161 | 2011 |  |  |  | 135 | 26.8161 |  | 4.9053 | 3.289
387 | GF | 14.94 | 9.5131 | 2004 |  |  |  | 14.94 | 9.5131 |  | 2.704 | 2.2527
587 | GF | 22.5 | 20.2415 | 2007 |  |  |  | 22.5 | 20.2415 |  | 3.1135 | 3.0077
585 | GF | 37.8 | 11.2912 | 2008 |  |  |  | 37.8 | 11.2912 |  | 3.6323 | 2.424
831 | GF | 37.8 | 20.9656 | 2011 |  |  |  | 37.8 | 20.9656 |  | 3.6323 | 3.0429
340 | GF | 45 | 13.3096 | 2002 |  |  |  | 45 | 13.3096 |  | 3.8067 | 2.5885
334 | GF | 22.5 | 7.9464 | 2003 |  |  |  | 22.5 | 7.9464 |  | 3.1135 | 2.0727
343 | GF | 22.5 | 13.9997 | 2006 |  |  |  | 22.5 | 13.9997 |  | 3.1135 | 2.639
358 | GF | 35.1 | 7.2249 | 2004 |  |  |  | 35.1 | 7.2249 |  | 3.5582 | 1.9775
702 | GF | 37.8 | 5.2102 | 2008 |  |  |  | 37.8 | 5.2102 |  | 3.6323 | 1.6506
526 | GF | 22.5 | 13.7588 | 2009 |  |  |  | 22.5 | 13.7588 |  | 3.1135 | 2.6217
288 | GF | 22.5 | 4.4534 | 2001 |  |  |  | 22.5 | 4.4534 |  | 3.1135 | 1.4937
851 | GF | 29.97 | 12.9318 | 2016 |  |  |  | 29.97 | 12.9318 |  | 3.4002 | 2.5597
648 | GF | 45 | 18.253 | 2009 |  |  |  | 45 | 18.253 |  | 3.8067 | 2.9043
855 | GF | 37.8 | 28.6671 | 2013 |  |  |  | 37.8 | 28.6671 |  | 3.6323 | 3.3557
700 | GF | 37.8 | 7.0658 | 2008 |  |  |  | 37.8 | 7.0658 |  | 3.6323 | 1.9553
683 | GF | 90 | 16.0323 | 2011 |  |  |  | 90 | 16.0323 |  | 4.4998 | 2.7746
559 | GF | 360 | 56.8595 | 2014 |  |  |  | 360 | 56.8595 |  | 5.8861 | 4.0406
1074 | GF | 90 | 43.1388 | 2012 |  |  |  | 90 | 43.1388 |  | 4.4998 | 3.7644
34 | GF | 45 | 7.5134 | 1999 |  |  |  | 45 | 7.5134 |  | 3.8067 | 2.0167
433 | GF | 90 | 22.3083 | 2005 |  |  |  | 90 | 22.3083 |  | 4.4998 | 3.105
79A | GF | 37.44 | 5.0823 | 2001 |  |  |  | 37.44 | 5.0823 |  | 3.6227 | 1.6258
10A | GF | 22.5 | 8.916 | 1998 |  |  |  | 22.5 | 8.916 |  | 3.1135 | 2.1878
345 | GF | 45 | 8.369 | 2004 |  |  |  | 45 | 8.369 |  | 3.8067 | 2.1245
1049 | GF | 90 | 54.5518 | 2011 |  |  |  | 90 | 54.5518 |  | 4.4998 | 3.9992
230 | GF | 45 | 10.7399 | 2003 |  |  |  | 45 | 10.7399 |  | 3.8067 | 2.374
79B | GF | 14.94 | 3.3788 | 2001 |  |  |  | 14.94 | 3.3788 |  | 2.704 | 1.2175
10B | GF | 22.5 | 9.7991 | 1999 |  |  |  | 22.5 | 9.7991 |  | 3.1135 | 2.2823
8 | GF | 42.03 | 11.9841 | 2000 |  |  |  | 42.03 | 11.9841 |  | 3.7384 | 2.4836
487 | GF | 37.44 | 16.8138 | 2009 |  |  |  | 37.44 | 16.8138 |  | 3.6227 | 2.8222
385 | GF | 14.94 | 8.5881 | 2004 |  |  |  | 14.94 | 8.5881 |  | 2.704 | 2.1504
865 | GF | 29.97 | 8.6092 | 2016 |  |  |  | 29.97 | 8.6092 |  | 3.4002 | 2.1528
863 | GF | 29.97 | 8.2434 | 2016 |  |  |  | 29.97 | 8.2434 |  | 3.4002 | 2.1094
527 | GF | 22.5 | 6.9319 | 2008 |  |  |  | 22.5 | 6.9319 |  | 3.1135 | 1.9361
595 | GF | 37.8 | 19.0874 | 2008 |  |  |  | 37.8 | 19.0874 |  | 3.6323 | 2.949
528 | GF | 22.5 | 5.2658 | 2008 |  |  |  | 22.5 | 5.2658 |  | 3.1135 | 1.6612
529 | GF | 22.5 | 7.7922 | 2008 |  |  |  | 22.5 | 7.7922 |  | 3.1135 | 2.0531
1095 | GF | 22.5 | 11.9234 | 2012 |  |  |  | 22.5 | 11.9234 |  | 3.1135 | 2.4785
561 | GF | 135 | 58.1001 | 2011 |  |  |  | 135 | 58.1001 |  | 4.9053 | 4.0622
1018 | GF | 22.5 | 10.6346 | 2013 |  |  |  | 22.5 | 10.6346 |  | 3.1135 | 2.3641
360 | GF | 37.8 | 7.1175 | 2005 |  |  |  | 37.8 | 7.1175 |  | 3.6323 | 1.9626
1106 | GF | 22.5 | 20.2179 | 2013 |  |  |  | 22.5 | 20.2179 |  | 3.1135 | 3.0066
899 | GF | 45 | 15.1725 | 2011 |  |  |  | 45 | 15.1725 |  | 3.8067 | 2.7195
1191 | GF | 14.94 | 12.6281 | 2012 |  |  |  | 14.94 | 12.6281 |  | 2.704 | 2.5359
1115 | GF | 22.5 | 24.3628 | 2013 |  |  |  | 22.5 | 24.3628 |  | 3.1135 | 3.1931
1053 | GF | 14.94 | 14.7144 | 2012 |  |  |  | 14.94 | 14.7144 |  | 2.704 | 2.6888
864 | GF | 29.97 | 9.8258 | 2013 |  |  |  | 29.97 | 9.8258 |  | 3.4002 | 2.285
834 | GF | 45 | 25.7984 | 2011 |  |  |  | 45 | 25.7984 |  | 3.8067 | 3.2503
722 | GF | 22.5 | 13.5015 | 2009 |  |  |  | 22.5 | 13.5015 |  | 3.1135 | 2.6028
927 | GF | 67.5 | 25.8871 | 2011 |  |  |  | 67.5 | 25.8871 |  | 4.2121 | 3.2537
1068 | GF | 22.5 | 26.9182 | 2012 |  |  |  | 22.5 | 26.9182 |  | 3.1135 | 3.2928
506 | GF | 113.4 | 19.7523 | 2007 |  |  |  | 113.4 | 19.7523 |  | 4.7309 | 2.9833
456 | GF | 45 | 17.647 | 2009 |  |  |  | 45 | 17.647 |  | 3.8067 | 2.8706
130 | GF | 45 | 8.437 | 2000 |  |  |  | 45 | 8.437 |  | 3.8067 | 2.1326
308 | GF | 54 | 8.8754 | 2006 |  |  |  | 54 | 8.8754 |  | 3.989 | 2.1833
829 | GF | 45 | 27.7611 | 2012 |  |  |  | 45 | 27.7611 |  | 3.8067 | 3.3236
425 | GF | 27 | 11.7254 | 2008 |  |  |  | 27 | 11.7254 |  | 3.2958 | 2.4618
333 | GF | 27 | 7.5607 | 2004 |  |  |  | 27 | 7.5607 |  | 3.2958 | 2.023
769 | GF | 135 | 33.576 | 2009 |  |  |  | 135 | 33.576 |  | 4.9053 | 3.5138
948 | GF | 225 | 12.6537 | 2014 |  |  |  | 225 | 12.6537 |  | 5.4161 | 2.5379
1128 | GF | 225 | 63.5562 | 2013 |  |  |  | 225 | 63.5562 |  | 5.4161 | 4.1519
1214 | GF | 90 | 22.6317 | 2013 |  |  |  | 90 | 22.6317 |  | 4.4998 | 3.1194
1225 | GF | 37.8 | 18.6367 | 2014 |  |  |  | 37.8 | 18.6367 |  | 3.6323 | 2.9251
1263 | GF | 27 | 19.6117 | 2015 |  |  |  | 27 | 19.6117 |  | 3.2958 | 2.9761
1309 | GF | 45 | 16.1093 | 2014 |  |  |  | 45 | 16.1093 |  | 3.8067 | 2.7794
1349 | GF | 29.7 | 8.968 | 2014 |  |  |  | 29.7 | 8.968 |  | 3.3911 | 2.1937
1358 | GF | 59.4 | 13.0727 | 2013 |  |  |  | 59.4 | 13.0727 |  | 4.0843 | 2.5705
1404 | GF | 150.984 | 35.2763 | 2016 |  |  |  | 150.984 | 35.2763 |  | 5.0172 | 3.5632
1482 | GF | 90 | 18.7658 | 2015 |  |  |  | 90 | 18.7658 |  | 4.4998 | 2.932
1515 | GF | 37.8 | 12.9927 | 2015 |  |  |  | 37.8 | 12.9927 |  | 3.6323 | 2.5644
1618 | GF | 45 | 15.966 | 2016 |  |  |  | 45 | 15.966 |  | 3.8067 | 2.7705
1634 | GF | 45 | 17.1728 | 2015 |  |  |  | 45 | 17.1728 |  | 3.8067 | 2.8433
1258 | GF | 75.6 | 53.5183 | 2016 |  |  |  | 75.6 | 53.5183 |  | 4.3255 | 3.98
1284 | GF | 37.8 | 7.0843 | 2013 |  |  |  | 37.8 | 7.0843 |  | 3.6323 | 1.9579
Pre-01 | GF | 6.75 | 2.4934 | 1989 |  |  |  | 6.75 | 2.4934 |  | 1.9095 | 0.91364
Pre-02 | GF | 4.5 | 1.494 | 1986 |  |  |  | 4.5 | 1.494 |  | 1.5041 | 0.40147
Pre-03 | GF | 10.08 | 1.9369 | 1989 |  |  |  | 10.08 | 1.9369 |  | 2.3106 | 0.66111
Pre-04 | GF | 13.5 | 8.5265 | 1990 |  |  |  | 13.5 | 8.5265 |  | 2.6027 | 2.1432
Pre-05 | GF | 16.11 | 4.0522 | 1987 |  |  |  | 16.11 | 4.0522 |  | 2.7794 | 1.3993
Pre-06 | GF | 29.88 | 9.6482 | 1988 |  |  |  | 29.88 | 9.6482 |  | 3.3972 | 2.2668
Pre-07 | GF | 22.5 | 5.0294 | 1996 |  |  |  | 22.5 | 5.0294 |  | 3.1135 | 1.6153
Pre-08 | GF | 37.8 | 6.3729 | 1986 |  |  |  | 37.8 | 6.3729 |  | 3.6323 | 1.8521
Pre-09 | GF | 22.5 | 2.9443 | 1996 |  |  |  | 22.5 | 2.9443 |  | 3.1135 | 1.0799
Pre-10 | GF | 22.5 | 13.4811 | 1989 |  |  |  | 22.5 | 13.4811 |  | 3.1135 | 2.6013
Pre-11 | GF | 26.91 | 2.9102 | 1986 |  |  |  | 26.91 | 2.9102 |  | 3.2925 | 1.0682
Pre-12 | GF | 37.8 | 9.8907 | 1992 |  |  |  | 37.8 | 9.8907 |  | 3.6323 | 2.2916
Pre-13 | GF | 13.41 | 5.9446 | 1989 |  |  |  | 13.41 | 5.9446 |  | 2.596 | 1.7825
Pre-14 | GF | 74.7 | 7.1936 | 1990 |  |  |  | 74.7 | 7.1936 |  | 4.3135 | 1.9732
Pre-15 | GF | 90 | 17.5945 | 1989 |  |  |  | 90 | 17.5945 |  | 4.4998 | 2.8676
Pre-16 | GF | 168.75 | 14.0262 | 1987 |  |  |  | 168.75 | 14.0262 |  | 5.1284 | 2.6409
Pre-17 | GF | 90 | 14.2199 | 1998 |  |  |  | 90 | 14.2199 |  | 4.4998 | 2.6546
Pre-18 | GF | 202.5 | 23.4475 | 1989 |  |  |  | 202.5 | 23.4475 |  | 5.3107 | 3.1548
* Type is either Greenfield (“GF”) or Upgrade (“UG”), where Upgrade refers to additional facilities that increase the capacity of an existing Greenfield project

## GF + UG Iteration 1
Alberta Electric System Operator
2018 ISO Tariff Application
Appendix X - Option 4 POD Cost Function
First-Interation Calculation of Power Curve for Greenfield and Upgrade Projects
September 14, 2017 |  | INSTALLED
Project | Type * | Greenfield MW | Greenfield Cost ** | Greenfield Year | Upgrade MW | Upgrade Cost | Upgrade Year | Total MW | Total Cost | Total Year | LN(MW) | LN(Cost) |  | ln(y)=m*ln(x) + b Linear Regression
476 | GF | 22.5 | 16.8618 | 2006 |  |  |  | 22.5 | 16.8618 | 2006 | 3.1135 | 2.8251 | m | 0.62362 | 0.27836 | b
478 | GF | 15.03 | 6.0182 | 2006 |  |  |  | 15.03 | 6.0182 | 2006 | 2.71 | 1.7948 | se | 0.028747 | 0.11473 | seb
473 | GF | 45 | 14.999 | 2006 |  |  |  | 45 | 14.999 | 2006 | 3.8067 | 2.708 | R2 | 0.62447 | 0.35277 | sev
1042 | GF | 22.5 | 11.1648 | 2011 |  |  |  | 22.5 | 11.1648 | 2011 | 3.1135 | 2.4128 | F | 470.6066 | 283 | df
443 | GF | 35.1 | 11.7056 | 2004 |  |  |  | 35.1 | 11.7056 | 2004 | 3.5582 | 2.4601 | ssreg | 58.5656 | 35.2185 | ssresid
1195 | GF | 45 | 31.6599 | 2012 |  |  |  | 45 | 31.6599 | 2012 | 3.8067 | 3.4551
420 | GF | 22.5 | 9.6396 | 2004 |  |  |  | 22.5 | 9.6396 | 2004 | 3.1135 | 2.2659 |  | y=cx^m, where c=e^b
440 | GF | 37.8 | 17.2269 | 2007 |  |  |  | 37.8 | 17.2269 | 2007 | 3.6323 | 2.8465 | m | 0.62362 | -0.8767% | change
1102 | GF | 45 | 16.2936 | 2012 |  |  |  | 45 | 16.2936 | 2012 | 3.8067 | 2.7908 | c | 1.321 | 4.486% | from
324 | GF | 22.5 | 8.9094 | 2003 |  |  |  | 22.5 | 8.9094 | 2003 | 3.1135 | 2.1871 |  |  |  | prior
1103 | GF | 23.4 | 17.2995 | 2012 |  |  |  | 23.4 | 17.2995 | 2012 | 3.1527 | 2.8507 |  |  |  | iteration
386 | GF | 14.94 | 9.9511 | 2004 |  |  |  | 14.94 | 9.9511 | 2004 | 2.704 | 2.2977
80 | GF | 14.94 | 6.0754 | 2001 |  |  |  | 14.94 | 6.0754 | 2001 | 2.704 | 1.8042
1052 | GF | 37.8 | 10.9027 | 2013 |  |  |  | 37.8 | 10.9027 | 2013 | 3.6323 | 2.389
347 | GF | 75.6 | 9.3005 | 2004 |  |  |  | 75.6 | 9.3005 | 2004 | 4.3255 | 2.2301
1358 | GF | 59.4 | 13.0727 | 2013 |  |  |  | 59.4 | 13.0727 | 2013 | 4.0843 | 2.5705
584 | GF | 37.8 | 34.9037 | 2012 |  |  |  | 37.8 | 34.9037 | 2012 | 3.6323 | 3.5526
422 | GF | 45 | 13.6508 | 2004 |  |  |  | 45 | 13.6508 | 2004 | 3.8067 | 2.6138
944 | GF | 135 | 26.8161 | 2011 |  |  |  | 135 | 26.8161 | 2011 | 4.9053 | 3.289
387 | GF | 14.94 | 9.5131 | 2004 |  |  |  | 14.94 | 9.5131 | 2004 | 2.704 | 2.2527
587 | GF | 22.5 | 20.2415 | 2007 |  |  |  | 22.5 | 20.2415 | 2007 | 3.1135 | 3.0077
585 | GF | 37.8 | 11.2912 | 2008 |  |  |  | 37.8 | 11.2912 | 2008 | 3.6323 | 2.424
831 | GF | 37.8 | 20.9656 | 2011 |  |  |  | 37.8 | 20.9656 | 2011 | 3.6323 | 3.0429
340 | GF | 45 | 13.3096 | 2002 |  |  |  | 45 | 13.3096 | 2002 | 3.8067 | 2.5885
334 | GF | 22.5 | 7.9464 | 2003 |  |  |  | 22.5 | 7.9464 | 2003 | 3.1135 | 2.0727
343 | GF | 22.5 | 13.9997 | 2006 |  |  |  | 22.5 | 13.9997 | 2006 | 3.1135 | 2.639
358 | GF | 35.1 | 7.2249 | 2004 |  |  |  | 35.1 | 7.2249 | 2004 | 3.5582 | 1.9775
702 | GF | 37.8 | 5.2102 | 2008 |  |  |  | 37.8 | 5.2102 | 2008 | 3.6323 | 1.6506
526 | GF | 22.5 | 13.7588 | 2009 |  |  |  | 22.5 | 13.7588 | 2009 | 3.1135 | 2.6217
288 | GF | 22.5 | 4.4534 | 2001 |  |  |  | 22.5 | 4.4534 | 2001 | 3.1135 | 1.4937
851 | GF | 29.97 | 12.9318 | 2016 |  |  |  | 29.97 | 12.9318 | 2016 | 3.4002 | 2.5597
648 | GF | 45 | 18.253 | 2009 |  |  |  | 45 | 18.253 | 2009 | 3.8067 | 2.9043
855 | GF | 37.8 | 28.6671 | 2013 |  |  |  | 37.8 | 28.6671 | 2013 | 3.6323 | 3.3557
700 | GF | 37.8 | 7.0658 | 2008 |  |  |  | 37.8 | 7.0658 | 2008 | 3.6323 | 1.9553
683 | GF | 90 | 16.0323 | 2011 |  |  |  | 90 | 16.0323 | 2011 | 4.4998 | 2.7746
559 | GF | 360 | 56.8595 | 2014 |  |  |  | 360 | 56.8595 | 2014 | 5.8861 | 4.0406
1074 | GF | 90 | 43.1388 | 2012 |  |  |  | 90 | 43.1388 | 2012 | 4.4998 | 3.7644
34 | GF | 45 | 7.5134 | 1999 |  |  |  | 45 | 7.5134 | 1999 | 3.8067 | 2.0167
433 | GF | 90 | 22.3083 | 2005 |  |  |  | 90 | 22.3083 | 2005 | 4.4998 | 3.105
79A | GF | 37.44 | 5.0823 | 2001 |  |  |  | 37.44 | 5.0823 | 2001 | 3.6227 | 1.6258
10A | GF | 22.5 | 8.916 | 1998 |  |  |  | 22.5 | 8.916 | 1998 | 3.1135 | 2.1878
345 | GF | 45 | 8.369 | 2004 |  |  |  | 45 | 8.369 | 2004 | 3.8067 | 2.1245
1049 | GF | 90 | 54.5518 | 2011 |  |  |  | 90 | 54.5518 | 2011 | 4.4998 | 3.9992
230 | GF | 45 | 10.7399 | 2003 |  |  |  | 45 | 10.7399 | 2003 | 3.8067 | 2.374
79B | GF | 14.94 | 3.3788 | 2001 |  |  |  | 14.94 | 3.3788 | 2001 | 2.704 | 1.2175
10B | GF | 22.5 | 9.7991 | 1999 |  |  |  | 22.5 | 9.7991 | 1999 | 3.1135 | 2.2823
8 | GF | 42.03 | 11.9841 | 2000 |  |  |  | 42.03 | 11.9841 | 2000 | 3.7384 | 2.4836
487 | GF | 37.44 | 16.8138 | 2009 |  |  |  | 37.44 | 16.8138 | 2009 | 3.6227 | 2.8222
385 | GF | 14.94 | 8.5881 | 2004 |  |  |  | 14.94 | 8.5881 | 2004 | 2.704 | 2.1504
865 | GF | 29.97 | 8.6092 | 2016 |  |  |  | 29.97 | 8.6092 | 2016 | 3.4002 | 2.1528
863 | GF | 29.97 | 8.2434 | 2016 |  |  |  | 29.97 | 8.2434 | 2016 | 3.4002 | 2.1094
527 | GF | 22.5 | 6.9319 | 2008 |  |  |  | 22.5 | 6.9319 | 2008 | 3.1135 | 1.9361
595 | GF | 37.8 | 19.0874 | 2008 |  |  |  | 37.8 | 19.0874 | 2008 | 3.6323 | 2.949
528 | GF | 22.5 | 5.2658 | 2008 |  |  |  | 22.5 | 5.2658 | 2008 | 3.1135 | 1.6612
529 | GF | 22.5 | 7.7922 | 2008 |  |  |  | 22.5 | 7.7922 | 2008 | 3.1135 | 2.0531
1095 | GF | 22.5 | 11.9234 | 2012 |  |  |  | 22.5 | 11.9234 | 2012 | 3.1135 | 2.4785
561 | GF | 135 | 58.1001 | 2011 |  |  |  | 135 | 58.1001 | 2011 | 4.9053 | 4.0622
1018 | GF | 22.5 | 10.6346 | 2013 |  |  |  | 22.5 | 10.6346 | 2013 | 3.1135 | 2.3641
360 | GF | 37.8 | 7.1175 | 2005 |  |  |  | 37.8 | 7.1175 | 2005 | 3.6323 | 1.9626
1106 | GF | 22.5 | 20.2179 | 2013 |  |  |  | 22.5 | 20.2179 | 2013 | 3.1135 | 3.0066
899 | GF | 45 | 15.1725 | 2011 |  |  |  | 45 | 15.1725 | 2011 | 3.8067 | 2.7195
1191 | GF | 14.94 | 12.6281 | 2012 |  |  |  | 14.94 | 12.6281 | 2012 | 2.704 | 2.5359
1115 | GF | 22.5 | 24.3628 | 2013 |  |  |  | 22.5 | 24.3628 | 2013 | 3.1135 | 3.1931
1053 | GF | 14.94 | 14.7144 | 2012 |  |  |  | 14.94 | 14.7144 | 2012 | 2.704 | 2.6888
864 | GF | 29.97 | 9.8258 | 2013 |  |  |  | 29.97 | 9.8258 | 2013 | 3.4002 | 2.285
834 | GF | 45 | 25.7984 | 2011 |  |  |  | 45 | 25.7984 | 2011 | 3.8067 | 3.2503
722 | GF | 22.5 | 13.5015 | 2009 |  |  |  | 22.5 | 13.5015 | 2009 | 3.1135 | 2.6028
927 | GF | 67.5 | 25.8871 | 2011 |  |  |  | 67.5 | 25.8871 | 2011 | 4.2121 | 3.2537
1068 | GF | 22.5 | 26.9182 | 2012 |  |  |  | 22.5 | 26.9182 | 2012 | 3.1135 | 3.2928
506 | GF | 113.4 | 19.7523 | 2007 |  |  |  | 113.4 | 19.7523 | 2007 | 4.7309 | 2.9833
456 | GF | 45 | 17.647 | 2009 |  |  |  | 45 | 17.647 | 2009 | 3.8067 | 2.8706
130 | GF | 45 | 8.437 | 2000 |  |  |  | 45 | 8.437 | 2000 | 3.8067 | 2.1326
308 | GF | 54 | 8.8754 | 2006 |  |  |  | 54 | 8.8754 | 2006 | 3.989 | 2.1833
829 | GF | 45 | 27.7611 | 2012 |  |  |  | 45 | 27.7611 | 2012 | 3.8067 | 3.3236
425 | GF | 27 | 11.7254 | 2008 |  |  |  | 27 | 11.7254 | 2008 | 3.2958 | 2.4618
333 | GF | 27 | 7.5607 | 2004 |  |  |  | 27 | 7.5607 | 2004 | 3.2958 | 2.023
769 | GF | 135 | 33.576 | 2009 |  |  |  | 135 | 33.576 | 2009 | 4.9053 | 3.5138
948 | GF | 225 | 12.6537 | 2014 |  |  |  | 225 | 12.6537 | 2014 | 5.4161 | 2.5379
1128 | GF | 225 | 63.5562 | 2013 |  |  |  | 225 | 63.5562 | 2013 | 5.4161 | 4.1519
1214 | GF | 90 | 22.6317 | 2013 |  |  |  | 90 | 22.6317 | 2013 | 4.4998 | 3.1194
1225 | GF | 37.8 | 18.6367 | 2014 |  |  |  | 37.8 | 18.6367 | 2014 | 3.6323 | 2.9251
1263 | GF | 27 | 19.6117 | 2015 |  |  |  | 27 | 19.6117 | 2015 | 3.2958 | 2.9761
1309 | GF | 45 | 16.1093 | 2014 |  |  |  | 45 | 16.1093 | 2014 | 3.8067 | 2.7794
1349 | GF | 29.7 | 8.968 | 2014 |  |  |  | 29.7 | 8.968 | 2014 | 3.3911 | 2.1937
1358 | GF | 59.4 | 13.0727 | 2013 |  |  |  | 59.4 | 13.0727 | 2013 | 4.0843 | 2.5705
1404 | GF | 150.984 | 35.2763 | 2016 |  |  |  | 150.984 | 35.2763 | 2016 | 5.0172 | 3.5632
1482 | GF | 90 | 18.7658 | 2015 |  |  |  | 90 | 18.7658 | 2015 | 4.4998 | 2.932
1515 | GF | 37.8 | 12.9927 | 2015 |  |  |  | 37.8 | 12.9927 | 2015 | 3.6323 | 2.5644
1618 | GF | 45 | 15.966 | 2016 |  |  |  | 45 | 15.966 | 2016 | 3.8067 | 2.7705
1634 | GF | 45 | 17.1728 | 2015 |  |  |  | 45 | 17.1728 | 2015 | 3.8067 | 2.8433
1258 | GF | 75.6 | 53.5183 | 2016 |  |  |  | 75.6 | 53.5183 | 2016 | 4.3255 | 3.98
1284 | GF | 37.8 | 7.0843 | 2013 |  |  |  | 37.8 | 7.0843 | 2013 | 3.6323 | 1.9579
Pre-01 | GF | 6.75 | 2.4934 | 1989 |  |  |  | 6.75 | 2.4934 | 1989 | 1.9095 | 0.91364
Pre-02 | GF | 4.5 | 1.494 | 1986 |  |  |  | 4.5 | 1.494 | 1986 | 1.5041 | 0.40147
Pre-03 | GF | 10.08 | 1.9369 | 1989 |  |  |  | 10.08 | 1.9369 | 1989 | 2.3106 | 0.66111
Pre-04 | GF | 13.5 | 8.5265 | 1990 |  |  |  | 13.5 | 8.5265 | 1990 | 2.6027 | 2.1432
Pre-05 | GF | 16.11 | 4.0522 | 1987 |  |  |  | 16.11 | 4.0522 | 1987 | 2.7794 | 1.3993
Pre-06 | GF | 29.88 | 9.6482 | 1988 |  |  |  | 29.88 | 9.6482 | 1988 | 3.3972 | 2.2668
Pre-07 | GF | 22.5 | 5.0294 | 1996 |  |  |  | 22.5 | 5.0294 | 1996 | 3.1135 | 1.6153
Pre-08 | GF | 37.8 | 6.3729 | 1986 |  |  |  | 37.8 | 6.3729 | 1986 | 3.6323 | 1.8521
Pre-09 | GF | 22.5 | 2.9443 | 1996 |  |  |  | 22.5 | 2.9443 | 1996 | 3.1135 | 1.0799
Pre-10 | GF | 22.5 | 13.4811 | 1989 |  |  |  | 22.5 | 13.4811 | 1989 | 3.1135 | 2.6013
Pre-11 | GF | 26.91 | 2.9102 | 1986 |  |  |  | 26.91 | 2.9102 | 1986 | 3.2925 | 1.0682
Pre-12 | GF | 37.8 | 9.8907 | 1992 |  |  |  | 37.8 | 9.8907 | 1992 | 3.6323 | 2.2916
Pre-13 | GF | 13.41 | 5.9446 | 1989 |  |  |  | 13.41 | 5.9446 | 1989 | 2.596 | 1.7825
Pre-14 | GF | 74.7 | 7.1936 | 1990 |  |  |  | 74.7 | 7.1936 | 1990 | 4.3135 | 1.9732
Pre-15 | GF | 90 | 17.5945 | 1989 |  |  |  | 90 | 17.5945 | 1989 | 4.4998 | 2.8676
Pre-16 | GF | 168.75 | 14.0262 | 1987 |  |  |  | 168.75 | 14.0262 | 1987 | 5.1284 | 2.6409
Pre-17 | GF | 90 | 14.2199 | 1998 |  |  |  | 90 | 14.2199 | 1998 | 4.4998 | 2.6546
Pre-18 | GF | 202.5 | 23.4475 | 1989 |  |  |  | 202.5 | 23.4475 | 1989 | 5.3107 | 3.1548
1184 | UG | 45 | 13.8651 | 2013 | 45 | 18.8693 | 2012 | 90 | 32.7344 | 2013 | 4.4998 | 3.4884
1481 | UG | 90 | 21.4442 | 2013 | 0 | 1.1114 | 2014 | 90 | 22.5557 | 2014 | 4.4998 | 3.116
457 | UG | 22.5 | 8.9647 | 1990 | 22.5 | 3.2891 | 2006 | 45 | 12.2538 | 2006 | 3.8067 | 2.5058
407 | UG | 73.8 | 18.9273 | 1982 | 0 | 0.60107 | 2004 | 73.8 | 19.5283 | 2004 | 4.3014 | 2.9719
706 | UG | 22.5 | 8.9647 | 1984 | 37.8 | 5.8346 | 2008 | 60.3 | 14.7993 | 2008 | 4.0993 | 2.6946
1070 | UG | 60.3 | 16.6682 | 1984 | 0 | 0.83608 | 2011 | 60.3 | 17.5043 | 2011 | 4.0993 | 2.8624
1264 | UG | 60.3 | 16.6682 | 1984 | 15.3 | 8.0579 | 2013 | 75.6 | 24.7261 | 2013 | 4.3255 | 3.2079
1208 | UG | 37.8 | 12.4246 | 1961 | 0 | 2.7992 | 2012 | 37.8 | 15.2239 | 2012 | 3.6323 | 2.7229
655 | UG | 47.79 | 14.3999 | 1974 | 0 | 0.756 | 2007 | 47.79 | 15.1559 | 2007 | 3.8668 | 2.7184
733 | UG | 37.8 | 12.4246 | 2007 | 37.8 | 6.8611 | 2009 | 75.6 | 19.2858 | 2009 | 4.3255 | 2.9594
1700 | UG | 22.5 | 8.9647 | 0 | 37.8 | 4.0239 | 2016 | 60.3 | 12.9885 | 2016 | 4.0993 | 2.5641
1569 | UG | 47.79 | 14.3999 | 1997 | 15.3 | 3.7373 | 2015 | 63.09 | 18.1371 | 2015 | 4.1446 | 2.898
401 | UG | 2.7 | 2.3616 | 1986 | 6.3 | 0.36204 | 2004 | 9 | 2.7237 | 2004 | 2.1972 | 1.002
1412 | UG | 9 | 5.0371 | 1986 | 3.6 | 4.3575 | 2015 | 12.6 | 9.3945 | 2015 | 2.5337 | 2.2401
1318 | UG | 80.1 | 19.9283 | 1997 | 0 | 1.6878 | 2013 | 80.1 | 21.6161 | 2013 | 4.3833 | 3.0734
1194 | UG | 22.5 | 8.9647 | 1980 | 0 | 1.6086 | 2011 | 22.5 | 10.5733 | 2011 | 3.1135 | 2.3583
801 | UG | 37.8 | 12.4246 | 2008 | 37.8 | 6.3106 | 2009 | 75.6 | 18.7353 | 2009 | 4.3255 | 2.9304
804 | UG | 25.2 | 9.6272 | 1982 | 22.5 | 15.1771 | 2009 | 47.7 | 24.8043 | 2009 | 3.8649 | 3.211
365 | UG | 22.5 | 8.9647 | 1982 | 0 | 0.59607 | 2003 | 22.5 | 9.5607 | 2003 | 3.1135 | 2.2577
708 | UG | 22.5 | 8.9647 | 1982 | 22.5 | 6.8375 | 2007 | 45 | 15.8021 | 2007 | 3.8067 | 2.7601
1568 | UG | 45 | 13.8651 | 1997 | 30.6 | 3.5849 | 2015 | 75.6 | 17.45 | 2015 | 4.3255 | 2.8593
398 | UG | 60.3 | 16.6682 | 1981 | 0 | 1.4547 | 2004 | 60.3 | 18.1229 | 2004 | 4.0993 | 2.8972
1642 | UG | 22.5 | 8.9647 | unknown | 37.8 | 10.1341 | 2015 | 60.3 | 19.0988 | 2015 | 4.0993 | 2.9496
522 | UG | 75.6 | 19.2164 | 1981 | 0 | 0.49327 | 2006 | 75.6 | 19.7097 | 2006 | 4.3255 | 2.9811
170 | UG | 34.56 | 11.7435 | unknown | 10.44 | 4.4337 | 2001 | 45 | 16.1773 | 2001 | 3.8067 | 2.7836
1312 | UG | 45 | 13.8651 | unknown | 22.5 | 6.0245 | 2013 | 67.5 | 19.8896 | 2013 | 4.2121 | 2.9902
170 | UG | 27.09 | 10.0753 | unknown | 17.91 | 4.883 | 2001 | 45 | 14.9583 | 2001 | 3.8067 | 2.7053
1366 | UG | 45 | 13.8651 | 0 | 29.7 | 5.5737 | 2013 | 74.7 | 19.4388 | 2013 | 4.3135 | 2.9673
170 | UG | 22.5 | 8.9647 | unknown | 22.5 | 5.2097 | 2001 | 45 | 14.1744 | 2001 | 3.8067 | 2.6514
1350 | UG | 45 | 13.8651 | 0 | 29.7 | 6.53 | 2013 | 74.7 | 20.3951 | 2013 | 4.3135 | 3.0153
658 | UG | 6.75 | 4.2031 | 1996 | 15.75 | 7.2631 | 2008 | 22.5 | 11.4662 | 2008 | 3.1135 | 2.4394
897 | UG | 22.5 | 8.9647 | 1996 | 22.5 | 6.2372 | 2010 | 45 | 15.2019 | 2010 | 3.8067 | 2.7214
483 | UG | 37.8 | 12.4246 | 1986 | 37.8 | 3.6201 | 2005 | 75.6 | 16.0447 | 2005 | 4.3255 | 2.7754
1494 | UG | 22.5 | 8.9647 | 0 | 37.8 | 6.4297 | 2014 | 60.3 | 15.3944 | 2014 | 4.0993 | 2.734
488 | UG | 171.9 | 32.2195 | 1982 | 0 | 0.40463 | 2006 | 171.9 | 32.6241 | 2006 | 5.1469 | 3.4851
1692 | UG | 171.9 | 32.2195 | 0 | 0 | 2.2188 | 2016 | 171.9 | 34.4383 | 2016 | 5.1469 | 3.5392
318 | UG | 42.3 | 13.3357 | 1996 | 0 | 0.76702 | 2001 | 42.3 | 14.1027 | 2001 | 3.7448 | 2.6464
806 | UG | 42.3 | 13.3357 | 1996 | 0 | 0.68948 | 2008 | 42.3 | 14.0252 | 2008 | 3.7448 | 2.6409
1495 | UG | 42.3 | 13.3357 | 1996 | 37.8 | 5.1428 | 2014 | 80.1 | 18.4785 | 2014 | 4.3833 | 2.9166
1386 | UG | 84.6 | 20.6255 | 0 | 0 | 0.85934 | 2013 | 84.6 | 21.4848 | 2013 | 4.4379 | 3.0673
928 | UG | 22.5 | 8.9647 | 1992 | 37.8 | 10.3644 | 2010 | 60.3 | 19.329 | 2010 | 4.0993 | 2.9616
1450 | UG | 60.3 | 16.6682 | 1992 | 24.3 | 5.153 | 2014 | 84.6 | 21.8212 | 2014 | 4.4379 | 3.0829
170 | UG | 59.94 | 16.6055 | unknown | 0 | 1.1342 | 2001 | 59.94 | 17.7397 | 2001 | 4.0933 | 2.8758
649 | UG | 59.94 | 16.6055 | 1997 | 22.5 | 5.0181 | 2007 | 82.44 | 21.6236 | 2007 | 4.4121 | 3.0738
1203 | UG | 22.5 | 8.9647 | 1977 | 37.8 | 12.4436 | 2012 | 60.3 | 21.4083 | 2012 | 4.0993 | 3.0638
170 | UG | 13.5 | 6.5007 | 1972 | 0 | 2.9005 | 2001 | 13.5 | 9.4012 | 2001 | 2.6027 | 2.2408
363 | UG | 37.8 | 12.4246 | 1975 | 0 | 0.82194 | 2004 | 37.8 | 13.2466 | 2004 | 3.6323 | 2.5837
493 | UG | 37.8 | 12.4246 | 1975 | 37.8 | 3.4003 | 2006 | 75.6 | 15.8249 | 2006 | 4.3255 | 2.7616
685 | UG | 75.6 | 19.2164 | 1975 | 0 | 0.94607 | 2007 | 75.6 | 20.1625 | 2007 | 4.3255 | 3.0038
1574 | UG | 37.8 | 12.4246 | 2013 | 37.8 | 6.2662 | 2015 | 75.6 | 18.6909 | 2015 | 4.3255 | 2.928
435 | UG | 15.03 | 6.955 | 1990 | 29.7 | 3.0774 | 2004 | 44.73 | 10.0323 | 2004 | 3.8006 | 2.3058
652 | UG | 12.15 | 6.0838 | 1986 | 10.35 | 4.3802 | 2007 | 22.5 | 10.464 | 2007 | 3.1135 | 2.3479
366 | UG | 22.5 | 8.9647 | 1981 | 0 | 0.60208 | 2003 | 22.5 | 9.5667 | 2003 | 3.1135 | 2.2583
1640 | UG | 22.5 | 8.9647 | 1981 | 37.8 | 8.3244 | 2015 | 60.3 | 17.2891 | 2015 | 4.0993 | 2.8501
367 | UG | 63 | 17.1339 | 1988 | 0 | 0.55589 | 2004 | 63 | 17.6898 | 2004 | 4.1431 | 2.873
650 | UG | 37.8 | 12.4246 | 1981 | 37.8 | 11.8954 | 2007 | 75.6 | 24.32 | 2007 | 4.3255 | 3.1913
902 | UG | 37.8 | 12.4246 | 2002 | 0 | 0.547 | 2009 | 37.8 | 12.9716 | 2009 | 3.6323 | 2.5628
1202 | UG | 22.5 | 8.9647 | 1989 | 37.8 | 10.745 | 2012 | 60.3 | 19.7097 | 2012 | 4.0993 | 2.9811
1338 | UG | 13.23 | 6.4186 | unknown | 22.5 | 6.6636 | 2013 | 35.73 | 13.0822 | 2013 | 3.576 | 2.5713
212 | UG | 69.12 | 18.163 | 1978 | 45 | 4.6265 | 2003 | 114.12 | 22.7894 | 2003 | 4.7373 | 3.1263
653 | UG | 114.12 | 24.8993 | 1977 | 0 | 0.56895 | 2007 | 114.12 | 25.4682 | 2007 | 4.7373 | 3.2374
1679 | UG | 114.12 | 24.8993 | 1977 | 0 | 3.0359 | 2016 | 114.12 | 27.9352 | 2016 | 4.7373 | 3.3299
1382 | UG | 60.3 | 16.6682 | unknown | 0 | 2.4484 | 2013 | 60.3 | 19.1166 | 2013 | 4.0993 | 2.9506
1638 | UG | 60.3 | 16.6682 | unknown | 15.3 | 1.4308 | 2015 | 75.6 | 18.099 | 2015 | 4.3255 | 2.8959
874 | UG | 7.56 | 4.5138 | 1997 | 14.94 | 3.6334 | 2009 | 22.5 | 8.1471 | 2009 | 3.1135 | 2.0977
491 | UG | 75.6 | 19.2164 | 1984 | 0 | 0.19252 | 2006 | 75.6 | 19.4089 | 2006 | 4.3255 | 2.9657
1396 | UG | 37.8 | 12.4246 | 2009 | 0 | 0.37351 | 2013 | 37.8 | 12.7982 | 2013 | 3.6323 | 2.5493
1597 | UG | 37.8 | 12.4246 | 2009 | 37.8 | 4.2356 | 2015 | 75.6 | 16.6602 | 2015 | 4.3255 | 2.813
1292 | UG | 25.29 | 9.6488 | unknown | 12.51 | 4.4712 | 2013 | 37.8 | 14.12 | 2013 | 3.6323 | 2.6476
364 | UG | 80.1 | 19.9283 | 1975 | 0 | 1.3175 | 2004 | 80.1 | 21.2458 | 2004 | 4.3833 | 3.0562
1306 | UG | 37.8 | 12.4246 | 1985 | 37.8 | 5.9849 | 2013 | 75.6 | 18.4095 | 2013 | 4.3255 | 2.9129
858 | UG | 37.8 | 12.4246 | 2009 | 37.8 | 5.4359 | 2010 | 75.6 | 17.8605 | 2010 | 4.3255 | 2.8826
1454 | UG | 75.6 | 19.2164 | 2009 | 0 | 0.45762 | 2013 | 75.6 | 19.674 | 2013 | 4.3255 | 2.9793
637 | UG | 22.5 | 8.9647 | 1989 | 22.5 | 6.7669 | 2007 | 45 | 15.7316 | 2007 | 3.8067 | 2.7557
1254 | UG | 45 | 13.8651 | 1989 | 30.6 | 6.5284 | 2012 | 75.6 | 20.3935 | 2012 | 4.3255 | 3.0152
734 | UG | 37.8 | 12.4246 | 1974 | 37.8 | 11.2611 | 2011 | 75.6 | 23.6858 | 2011 | 4.3255 | 3.1649
1594 | UG | 75.6 | 19.2164 | 1974 | 0 | 17.2334 | 2017 | 75.6 | 36.4499 | 2017 | 4.3255 | 3.5959
1674 | UG | 25.2 | 9.6272 | 0 | 37.8 | 10.3273 | 2016 | 63 | 19.9545 | 2016 | 4.1431 | 2.9935
711 | UG | 22.5 | 8.9647 | 1976 | 22.5 | 9.2618 | 2009 | 45 | 18.2265 | 2009 | 3.8067 | 2.9029
408 | UG | 84.6 | 20.6255 | 1976 | 0 | 0.58016 | 2004 | 84.6 | 21.2057 | 2004 | 4.4379 | 3.0543
698 | UG | 84.6 | 20.6255 | 1976 | 0 | 1.4407 | 2007 | 84.6 | 22.0662 | 2007 | 4.4379 | 3.094
696 | UG | 25.2 | 9.6272 | 1981 | 0 | 0.2681 | 2007 | 25.2 | 9.8953 | 2007 | 3.2268 | 2.2921
1636 | UG | 22.5 | 8.9647 | 1981 | 37.8 | 6.6059 | 2015 | 60.3 | 15.5706 | 2015 | 4.0993 | 2.7454
1185 | UG | 63 | 17.1339 | 1988 | 0 | 2.8088 | 2011 | 63 | 19.9427 | 2011 | 4.1431 | 2.9929
568 | UG | 75.6 | 19.2164 | 1978 | 0 | 0.028819 | 2006 | 75.6 | 19.2452 | 2006 | 4.3255 | 2.9573
853 | UG | 45 | 13.8651 | 1991 | 30.6 | 4.2556 | 2009 | 75.6 | 18.1207 | 2009 | 4.3255 | 2.8971
1201 | UG | 25.2 | 9.6272 | unknown | 37.8 | 7.6365 | 2012 | 63 | 17.2637 | 2012 | 4.1431 | 2.8486
654 | UG | 22.5 | 8.9647 | 1976 | 0 | 0.73673 | 2007 | 22.5 | 9.7014 | 2007 | 3.1135 | 2.2723
1394 | UG | 22.5 | 8.9647 | 1976 | 37.8 | 5.0058 | 2014 | 60.3 | 13.9704 | 2014 | 4.0993 | 2.6369
1294 | UG | 13.41 | 6.4734 | 0 | 22.5 | 4.562 | 2014 | 35.91 | 11.0354 | 2014 | 3.581 | 2.4011
1670 | UG | 75.6 | 19.2164 | 0 | 0 | 2.7944 | 2016 | 75.6 | 22.0108 | 2016 | 4.3255 | 3.0915
579 | UG | 27 | 10.0543 | unknown | 27 | 3.6516 | 2008 | 54 | 13.7059 | 2008 | 3.989 | 2.6178
1670 | UG | 63.09 | 17.1493 | 0 | 37.8 | 18.3637 | 2016 | 100.89 | 35.513 | 2016 | 4.614 | 3.5699
1083 | UG | 37.8 | 12.4246 | 1981 | 45 | 7.4125 | 2011 | 82.8 | 19.8372 | 2011 | 4.4164 | 2.9876
552 | UG | 37.8 | 12.4246 | 1991 | 0 | 1.1458 | 2006 | 37.8 | 13.5704 | 2006 | 3.6323 | 2.6079
1311 | UG | 37.8 | 12.4246 | 1991 | 37.8 | 5.9841 | 2013 | 75.6 | 18.4088 | 2013 | 4.3255 | 2.9128
1078 | UG | 64.35 | 17.364 | 1957 | 0 | 1.0936 | 2011 | 64.35 | 18.4576 | 2011 | 4.1643 | 2.9155
495 | UG | 37.44 | 12.3501 | 1982 | 37.44 | 3.5908 | 2006 | 74.88 | 15.9409 | 2006 | 4.3159 | 2.7689
383 | UG | 54 | 15.5503 | 1984 | 45 | 3.9502 | 2005 | 99 | 19.5004 | 2005 | 4.5951 | 2.9704
1020 | UG | 29.97 | 10.7365 | 1977 | 45 | 7.345 | 2010 | 74.97 | 18.0815 | 2010 | 4.3171 | 2.8949
1364 | UG | 29.7 | 10.6756 | 0 | 45 | 8.7951 | 2013 | 74.7 | 19.4707 | 2013 | 4.3135 | 2.9689
503 | UG | 45 | 13.8651 | 1972 | 45 | 3.8033 | 2007 | 90 | 17.6684 | 2007 | 4.4998 | 2.8718
925 | UG | 90 | 21.4442 | 1972 | 0 | 3.3165 | 2011 | 90 | 24.7607 | 2011 | 4.4998 | 3.2093
821 | UG | 45 | 13.8651 | 2006 | 45 | 9.4177 | 2011 | 90 | 23.2828 | 2011 | 4.4998 | 3.1477
486 | UG | 11.97 | 6.0269 | 1993 | 2.43 | 0.34692 | 2005 | 14.4 | 6.3738 | 2005 | 2.6672 | 1.8522
779 | UG | 14.4 | 6.7701 | 1993 | 23.04 | 0.91576 | 2008 | 37.44 | 7.6859 | 2008 | 3.6227 | 2.0394
1416 | UG | 37.44 | 12.3501 | 1993 | 0 | 1.4182 | 2014 | 37.44 | 13.7682 | 2014 | 3.6227 | 2.6224
554 | UG | 119.88 | 25.6827 | 1968 | 0 | 1.0611 | 2006 | 119.88 | 26.7438 | 2006 | 4.7865 | 3.2863
1581 | UG | 11.7 | 5.941 | unknown | 33.3 | 5.3848 | 2015 | 45 | 11.3259 | 2015 | 3.8067 | 2.4271
880 | UG | 29.7 | 10.6756 | 1966 | 30.24 | 4.5764 | 2010 | 59.94 | 15.252 | 2010 | 4.0933 | 2.7247
1047 | UG | 14.4 | 6.7701 | 1965 | 15.3 | 6.2586 | 2012 | 29.7 | 13.0287 | 2012 | 3.3911 | 2.5672
1045 | UG | 69.84 | 18.2818 | 1971 | 21.6 | 3.8009 | 2011 | 91.44 | 22.0827 | 2011 | 4.5157 | 3.0948
1616 | UG | 74.88 | 19.1011 | unknown | 0 | 0.84819 | 2015 | 74.88 | 19.9492 | 2015 | 4.3159 | 2.9932
362 | UG | 84.6 | 20.6255 | 1971 | 0 | 0.78848 | 2004 | 84.6 | 21.414 | 2004 | 4.4379 | 3.064
924 | UG | 90 | 21.4442 | 1982 | 0 | 1.4264 | 2010 | 90 | 22.8707 | 2010 | 4.4998 | 3.1299
1241 | UG | 37.44 | 12.3501 | unknown | 0 | 2.625 | 2012 | 37.44 | 14.9751 | 2012 | 3.6227 | 2.7064
438 | UG | 27 | 10.0543 | 1978 | 1.503 | 0.18095 | 2004 | 28.503 | 10.2352 | 2004 | 3.35 | 2.3258
748 | UG | 37.53 | 12.3687 | 1995 | 0 | 0.38858 | 2008 | 37.53 | 12.7573 | 2008 | 3.6251 | 2.5461
1319 | UG | 36 | 12.0491 | 0 | 19.44 | 3.2377 | 2014 | 55.44 | 15.2867 | 2014 | 4.0153 | 2.727
892 | UG | 27 | 10.0543 | 1972 | 13.5 | 3.2491 | 2011 | 40.5 | 13.3033 | 2011 | 3.7013 | 2.588
504 | UG | 11.97 | 6.0269 | 2007 | 22.5 | 2.1923 | 2006 | 34.47 | 8.2192 | 2007 | 3.5401 | 2.1065
618 | UG | 22.5 | 8.9647 | 1995 | 14.94 | 2.3465 | 2006 | 37.44 | 11.3111 | 2006 | 3.6227 | 2.4258
712 | UG | 14.94 | 6.9287 | 1980 | 14.94 | 7.8904 | 2011 | 29.88 | 14.8191 | 2011 | 3.3972 | 2.6959
726 | UG | 119.7 | 25.6584 | 1982 | 0 | 1.0316 | 2008 | 119.7 | 26.6901 | 2008 | 4.785 | 3.2843
530 | UG | 37.44 | 12.3501 | 1982 | 37.44 | 4.5023 | 2006 | 74.88 | 16.8523 | 2006 | 4.3159 | 2.8245
755 | UG | 23.4 | 9.1886 | 1983 | 0 | 0.74649 | 2008 | 23.4 | 9.9351 | 2008 | 3.1527 | 2.2961
1081 | UG | 23.4 | 9.1886 | 1983 | 0 | 0.74616 | 2010 | 23.4 | 9.9348 | 2010 | 3.1527 | 2.296
307 | UG | 11.97 | 6.0269 | 1985 | 1.98 | 2.5231 | 2003 | 13.95 | 8.55 | 2003 | 2.6355 | 2.1459
1466 | UG | 13.95 | 6.6362 | 1985 | 8.55 | 4.6348 | 2015 | 22.5 | 11.2711 | 2015 | 3.1135 | 2.4222
1091 | UG | 22.5 | 8.9647 | 1982 | 37.8 | 7.6638 | 2011 | 60.3 | 16.6285 | 2011 | 4.0993 | 2.8111
666 | UG | 37.44 | 12.3501 | 1987 | 37.8 | 3.7978 | 2008 | 75.24 | 16.1479 | 2008 | 4.3207 | 2.7818
556 | UG | 11.97 | 6.0269 | 1985 | 22.5 | 4.1694 | 2007 | 34.47 | 10.1963 | 2007 | 3.5401 | 2.322
452 | UG | 14.4 | 6.7701 | 1986 | 0 | 3.4437 | 2005 | 14.4 | 10.2138 | 2005 | 2.6672 | 2.3237
613 | UG | 22.5 | 8.9647 | 1999 | 0 | 0.43132 | 2006 | 22.5 | 9.396 | 2006 | 3.1135 | 2.2403
778 | UG | 74.88 | 19.1011 | 1988 | 0 | 0.48701 | 2008 | 74.88 | 19.5881 | 2008 | 4.3159 | 2.9749
1571 | UG | 74.88 | 19.1011 | 1988 | 0 | 1.592 | 2016 | 74.88 | 20.6931 | 2016 | 4.3159 | 3.0298
525 | UG | 154.8 | 30.1641 | 1995 | 45 | 2.1078 | 2006 | 199.8 | 32.2719 | 2006 | 5.2973 | 3.4742
1324 | UG | 90 | 21.4442 | 2012 | 0 | 2.2693 | 2014 | 90 | 23.7135 | 2014 | 4.4998 | 3.166
511 | UG | 225 | 38.1653 | 2004 | 0 | 0.42904 | 2004 | 225 | 38.5943 | 2004 | 5.4161 | 3.6531
1094 | UG | 225 | 38.1653 | 2004 | 0 | 1.0646 | 2011 | 225 | 39.2299 | 2011 | 5.4161 | 3.6694
775 | UG | 14.94 | 6.9287 | 2002 | 0 | 1.4059 | 2008 | 14.94 | 8.3346 | 2008 | 2.704 | 2.1204
1646 | UG | 7.2 | 4.3773 | unknown | 14.94 | 6.6896 | 2016 | 22.14 | 11.0669 | 2016 | 3.0974 | 2.404
467 | UG | 11.97 | 6.0269 | 1996 | 31.5 | 3.4855 | 2005 | 43.47 | 9.5124 | 2005 | 3.7721 | 2.2526
437 | UG | 42.03 | 13.2821 | 2001 | 45 | 3.6314 | 2008 | 87.03 | 16.9135 | 2008 | 4.4663 | 2.8281
1233 | UG | 87.03 | 20.9963 | 2001 | 0 | 3.8904 | 2011 | 87.03 | 24.8867 | 2011 | 4.4663 | 3.2143
361 | UG | 27.9 | 10.2638 | 1986 | 32.4 | 1.172 | 2002 | 60.3 | 11.4358 | 2002 | 4.0993 | 2.4367
645 | UG | 60.3 | 16.6682 | 1986 | 0 | 0.22668 | 2006 | 60.3 | 16.8949 | 2006 | 4.0993 | 2.827
720 | UG | 36.9 | 12.2377 | 1974 | 13.5 | 3.2147 | 2009 | 50.4 | 15.4524 | 2009 | 3.92 | 2.7378
1554 | UG | 22.5 | 8.9647 | 2013 | 22.5 | 4.0041 | 2015 | 45 | 12.9688 | 2015 | 3.8067 | 2.5625
1570 | UG | 22.5 | 8.9647 | 0 | 22.5 | 5.7129 | 2016 | 45 | 14.6775 | 2016 | 3.8067 | 2.6863
1280 | UG | 22.5 | 8.9647 | 0 | 22.5 | 3.9567 | 2013 | 45 | 12.9214 | 2013 | 3.8067 | 2.5589
659 | UG | 134.46 | 27.6058 | 1974 | 0 | 0.19039 | 2006 | 134.46 | 27.7962 | 2006 | 4.9013 | 3.3249
1240 | UG | 15.03 | 6.955 | 0 | 0 | 2.4762 | 2013 | 15.03 | 9.4312 | 2013 | 2.71 | 2.244
317 | UG | 42.3 | 13.3357 | 1978 | 37.8 | 3.7336 | 2002 | 80.1 | 17.0693 | 2002 | 4.3833 | 2.8373
1510 | UG | 80.1 | 19.9283 | 1978 | 0 | 1.0378 | 2014 | 80.1 | 20.9661 | 2014 | 4.3833 | 3.0429
1678 | UG | 450 | 59.0278 | 0 | 0 | 0.18769 | 2015 | 450 | 59.2155 | 2015 | 6.1092 | 4.0812
409 | UG | 56.7 | 16.035 | unknown | 56.7 | 6.95 | 2004 | 113.4 | 22.985 | 2004 | 4.7309 | 3.1348
620 | UG | 120.06 | 25.7069 | unknown | 0 | 0.052327 | 2006 | 120.06 | 25.7593 | 2006 | 4.788 | 3.2488
1085 | UG | 120.06 | 25.7069 | unknown | 0 | 0.079312 | 2010 | 120.06 | 25.7863 | 2010 | 4.788 | 3.2498
589 | UG | 81 | 20.0689 | 1974 | 14.4 | 0.032007 | 2005 | 95.4 | 20.1009 | 2005 | 4.5581 | 3.0008
836 | UG | 95.4 | 22.245 | 1974 | 0 | 0.20825 | 2008 | 95.4 | 22.4532 | 2008 | 4.5581 | 3.1114
1417 | UG | 90 | 21.4442 | 0 | 0 | 0.36632 | 2013 | 90 | 21.8106 | 2013 | 4.4998 | 3.0824
1575 | UG | 261.72 | 41.9734 | 0 | 0 | 0.084606 | 2014 | 261.72 | 42.058 | 2014 | 5.5673 | 3.739
1480 | UG | 180 | 33.1664 | 0 | 0 | 1.4186 | 2015 | 180 | 34.5851 | 2015 | 5.193 | 3.5434
1644 | UG | 720 | 79.337 | 0 | 45 | 6.4882 | 2016 | 765 | 85.8251 | 2016 | 6.6399 | 4.4523
1276 | UG | 154.8 | 30.1641 | unknown | 0 | 0.69755 | 2012 | 154.8 | 30.8616 | 2012 | 5.0421 | 3.4295
823 | UG | 54 | 15.5503 | unknown | 36 | 12.9391 | 2009 | 90 | 28.4893 | 2009 | 4.4998 | 3.3495
1601 | UG | 120.24 | 25.7312 | 0 | 0 | 4.0095 | 2015 | 120.24 | 29.7407 | 2015 | 4.7895 | 3.3925
1046 | UG | 54 | 15.5503 | unknown | 45 | 13.8381 | 2011 | 99 | 29.3884 | 2011 | 4.5951 | 3.3806
873 | UG | 69.03 | 18.1481 | unknown | 45 | 10.835 | 2011 | 114.03 | 28.9831 | 2011 | 4.7365 | 3.3667
630 | UG | 101.97 | 23.1968 | unknown | 0 | 0.76182 | 2007 | 101.97 | 23.9586 | 2007 | 4.6247 | 3.1763
1107 | UG | 45 | 13.8651 | 2010 | 45 | 7.7 | 2014 | 90 | 21.5651 | 2014 | 4.4998 | 3.0711
682 | UG | 27 | 10.0543 | 2005 | 27 | 4.2252 | 2009 | 54 | 14.2795 | 2009 | 3.989 | 2.6588
677 | UG | 279 | 43.6961 | unknown | 45 | 5.9673 | 2009 | 324 | 49.6634 | 2009 | 5.7807 | 3.9053
643 | UG | 77.4 | 19.503 | unknown | 42.57 | 4.4087 | 2009 | 119.97 | 23.9117 | 2009 | 4.7872 | 3.1744
* Type is either Greenfield (“GF”) or Upgrade (“UG”), where Upgrade refers to additional facilities that increase the capacity of an existing Greenfield project
** For Iteration 1, Greenfield Cost for an Upgrade project is estimated using the power curve for greenfield-only projects
73

## GF + UG Iteration 2
Alberta Electric System Operator
2018 ISO Tariff Application
Appendix X - Option 4 POD Cost Function
Second-Interation Calculation of Power Curve for Greenfield and Upgrade Projects
September 14, 2017 |  | INSTALLED
Project | Type * | Greenfield MW | Greenfield Cost ** | Greenfield Year | Upgrade MW | Upgrade Cost | Upgrade Year | Total MW | Total Cost | Total Year | LN(MW) | LN(Cost) |  | ln(y)=m*ln(x) + b Linear Regression
476 | GF | 22.5 | 16.8618 | 2006 |  |  |  | 22.5 | 16.8618 | 2006 | 3.1135 | 2.8251 | m | 0.62589 | 0.2803 | b
478 | GF | 15.03 | 6.0182 | 2006 |  |  |  | 15.03 | 6.0182 | 2006 | 2.71 | 1.7948 | se | 0.028758 | 0.11478 | seb
473 | GF | 45 | 14.999 | 2006 |  |  |  | 45 | 14.999 | 2006 | 3.8067 | 2.708 | R2 | 0.62599 | 0.35291 | sev
1042 | GF | 22.5 | 11.1648 | 2011 |  |  |  | 22.5 | 11.1648 | 2011 | 3.1135 | 2.4128 | F | 473.6729 | 283 | df
443 | GF | 35.1 | 11.7056 | 2004 |  |  |  | 35.1 | 11.7056 | 2004 | 3.5582 | 2.4601 | ssreg | 58.9927 | 35.2457 | ssresid
1195 | GF | 45 | 31.6599 | 2012 |  |  |  | 45 | 31.6599 | 2012 | 3.8067 | 3.4551
420 | GF | 22.5 | 9.6396 | 2004 |  |  |  | 22.5 | 9.6396 | 2004 | 3.1135 | 2.2659 |  | y=cx^m, where c=e^b
440 | GF | 37.8 | 17.2269 | 2007 |  |  |  | 37.8 | 17.2269 | 2007 | 3.6323 | 2.8465 | m | 0.62589 | 0.3639% | change
1102 | GF | 45 | 16.2936 | 2012 |  |  |  | 45 | 16.2936 | 2012 | 3.8067 | 2.7908 | c | 1.3235 | 0.1948% | from
324 | GF | 22.5 | 8.9094 | 2003 |  |  |  | 22.5 | 8.9094 | 2003 | 3.1135 | 2.1871 |  |  |  | prior
1103 | GF | 23.4 | 17.2995 | 2012 |  |  |  | 23.4 | 17.2995 | 2012 | 3.1527 | 2.8507 |  |  |  | iteration
386 | GF | 14.94 | 9.9511 | 2004 |  |  |  | 14.94 | 9.9511 | 2004 | 2.704 | 2.2977
80 | GF | 14.94 | 6.0754 | 2001 |  |  |  | 14.94 | 6.0754 | 2001 | 2.704 | 1.8042
1052 | GF | 37.8 | 10.9027 | 2013 |  |  |  | 37.8 | 10.9027 | 2013 | 3.6323 | 2.389
347 | GF | 75.6 | 9.3005 | 2004 |  |  |  | 75.6 | 9.3005 | 2004 | 4.3255 | 2.2301
1358 | GF | 59.4 | 13.0727 | 2013 |  |  |  | 59.4 | 13.0727 | 2013 | 4.0843 | 2.5705
584 | GF | 37.8 | 34.9037 | 2012 |  |  |  | 37.8 | 34.9037 | 2012 | 3.6323 | 3.5526
422 | GF | 45 | 13.6508 | 2004 |  |  |  | 45 | 13.6508 | 2004 | 3.8067 | 2.6138
944 | GF | 135 | 26.8161 | 2011 |  |  |  | 135 | 26.8161 | 2011 | 4.9053 | 3.289
387 | GF | 14.94 | 9.5131 | 2004 |  |  |  | 14.94 | 9.5131 | 2004 | 2.704 | 2.2527
587 | GF | 22.5 | 20.2415 | 2007 |  |  |  | 22.5 | 20.2415 | 2007 | 3.1135 | 3.0077
585 | GF | 37.8 | 11.2912 | 2008 |  |  |  | 37.8 | 11.2912 | 2008 | 3.6323 | 2.424
831 | GF | 37.8 | 20.9656 | 2011 |  |  |  | 37.8 | 20.9656 | 2011 | 3.6323 | 3.0429
340 | GF | 45 | 13.3096 | 2002 |  |  |  | 45 | 13.3096 | 2002 | 3.8067 | 2.5885
334 | GF | 22.5 | 7.9464 | 2003 |  |  |  | 22.5 | 7.9464 | 2003 | 3.1135 | 2.0727
343 | GF | 22.5 | 13.9997 | 2006 |  |  |  | 22.5 | 13.9997 | 2006 | 3.1135 | 2.639
358 | GF | 35.1 | 7.2249 | 2004 |  |  |  | 35.1 | 7.2249 | 2004 | 3.5582 | 1.9775
702 | GF | 37.8 | 5.2102 | 2008 |  |  |  | 37.8 | 5.2102 | 2008 | 3.6323 | 1.6506
526 | GF | 22.5 | 13.7588 | 2009 |  |  |  | 22.5 | 13.7588 | 2009 | 3.1135 | 2.6217
288 | GF | 22.5 | 4.4534 | 2001 |  |  |  | 22.5 | 4.4534 | 2001 | 3.1135 | 1.4937
851 | GF | 29.97 | 12.9318 | 2016 |  |  |  | 29.97 | 12.9318 | 2016 | 3.4002 | 2.5597
648 | GF | 45 | 18.253 | 2009 |  |  |  | 45 | 18.253 | 2009 | 3.8067 | 2.9043
855 | GF | 37.8 | 28.6671 | 2013 |  |  |  | 37.8 | 28.6671 | 2013 | 3.6323 | 3.3557
700 | GF | 37.8 | 7.0658 | 2008 |  |  |  | 37.8 | 7.0658 | 2008 | 3.6323 | 1.9553
683 | GF | 90 | 16.0323 | 2011 |  |  |  | 90 | 16.0323 | 2011 | 4.4998 | 2.7746
559 | GF | 360 | 56.8595 | 2014 |  |  |  | 360 | 56.8595 | 2014 | 5.8861 | 4.0406
1074 | GF | 90 | 43.1388 | 2012 |  |  |  | 90 | 43.1388 | 2012 | 4.4998 | 3.7644
34 | GF | 45 | 7.5134 | 1999 |  |  |  | 45 | 7.5134 | 1999 | 3.8067 | 2.0167
433 | GF | 90 | 22.3083 | 2005 |  |  |  | 90 | 22.3083 | 2005 | 4.4998 | 3.105
79A | GF | 37.44 | 5.0823 | 2001 |  |  |  | 37.44 | 5.0823 | 2001 | 3.6227 | 1.6258
10A | GF | 22.5 | 8.916 | 1998 |  |  |  | 22.5 | 8.916 | 1998 | 3.1135 | 2.1878
345 | GF | 45 | 8.369 | 2004 |  |  |  | 45 | 8.369 | 2004 | 3.8067 | 2.1245
1049 | GF | 90 | 54.5518 | 2011 |  |  |  | 90 | 54.5518 | 2011 | 4.4998 | 3.9992
230 | GF | 45 | 10.7399 | 2003 |  |  |  | 45 | 10.7399 | 2003 | 3.8067 | 2.374
79B | GF | 14.94 | 3.3788 | 2001 |  |  |  | 14.94 | 3.3788 | 2001 | 2.704 | 1.2175
10B | GF | 22.5 | 9.7991 | 1999 |  |  |  | 22.5 | 9.7991 | 1999 | 3.1135 | 2.2823
8 | GF | 42.03 | 11.9841 | 2000 |  |  |  | 42.03 | 11.9841 | 2000 | 3.7384 | 2.4836
487 | GF | 37.44 | 16.8138 | 2009 |  |  |  | 37.44 | 16.8138 | 2009 | 3.6227 | 2.8222
385 | GF | 14.94 | 8.5881 | 2004 |  |  |  | 14.94 | 8.5881 | 2004 | 2.704 | 2.1504
865 | GF | 29.97 | 8.6092 | 2016 |  |  |  | 29.97 | 8.6092 | 2016 | 3.4002 | 2.1528
863 | GF | 29.97 | 8.2434 | 2016 |  |  |  | 29.97 | 8.2434 | 2016 | 3.4002 | 2.1094
527 | GF | 22.5 | 6.9319 | 2008 |  |  |  | 22.5 | 6.9319 | 2008 | 3.1135 | 1.9361
595 | GF | 37.8 | 19.0874 | 2008 |  |  |  | 37.8 | 19.0874 | 2008 | 3.6323 | 2.949
528 | GF | 22.5 | 5.2658 | 2008 |  |  |  | 22.5 | 5.2658 | 2008 | 3.1135 | 1.6612
529 | GF | 22.5 | 7.7922 | 2008 |  |  |  | 22.5 | 7.7922 | 2008 | 3.1135 | 2.0531
1095 | GF | 22.5 | 11.9234 | 2012 |  |  |  | 22.5 | 11.9234 | 2012 | 3.1135 | 2.4785
561 | GF | 135 | 58.1001 | 2011 |  |  |  | 135 | 58.1001 | 2011 | 4.9053 | 4.0622
1018 | GF | 22.5 | 10.6346 | 2013 |  |  |  | 22.5 | 10.6346 | 2013 | 3.1135 | 2.3641
360 | GF | 37.8 | 7.1175 | 2005 |  |  |  | 37.8 | 7.1175 | 2005 | 3.6323 | 1.9626
1106 | GF | 22.5 | 20.2179 | 2013 |  |  |  | 22.5 | 20.2179 | 2013 | 3.1135 | 3.0066
899 | GF | 45 | 15.1725 | 2011 |  |  |  | 45 | 15.1725 | 2011 | 3.8067 | 2.7195
1191 | GF | 14.94 | 12.6281 | 2012 |  |  |  | 14.94 | 12.6281 | 2012 | 2.704 | 2.5359
1115 | GF | 22.5 | 24.3628 | 2013 |  |  |  | 22.5 | 24.3628 | 2013 | 3.1135 | 3.1931
1053 | GF | 14.94 | 14.7144 | 2012 |  |  |  | 14.94 | 14.7144 | 2012 | 2.704 | 2.6888
864 | GF | 29.97 | 9.8258 | 2013 |  |  |  | 29.97 | 9.8258 | 2013 | 3.4002 | 2.285
834 | GF | 45 | 25.7984 | 2011 |  |  |  | 45 | 25.7984 | 2011 | 3.8067 | 3.2503
722 | GF | 22.5 | 13.5015 | 2009 |  |  |  | 22.5 | 13.5015 | 2009 | 3.1135 | 2.6028
927 | GF | 67.5 | 25.8871 | 2011 |  |  |  | 67.5 | 25.8871 | 2011 | 4.2121 | 3.2537
1068 | GF | 22.5 | 26.9182 | 2012 |  |  |  | 22.5 | 26.9182 | 2012 | 3.1135 | 3.2928
506 | GF | 113.4 | 19.7523 | 2007 |  |  |  | 113.4 | 19.7523 | 2007 | 4.7309 | 2.9833
456 | GF | 45 | 17.647 | 2009 |  |  |  | 45 | 17.647 | 2009 | 3.8067 | 2.8706
130 | GF | 45 | 8.437 | 2000 |  |  |  | 45 | 8.437 | 2000 | 3.8067 | 2.1326
308 | GF | 54 | 8.8754 | 2006 |  |  |  | 54 | 8.8754 | 2006 | 3.989 | 2.1833
829 | GF | 45 | 27.7611 | 2012 |  |  |  | 45 | 27.7611 | 2012 | 3.8067 | 3.3236
425 | GF | 27 | 11.7254 | 2008 |  |  |  | 27 | 11.7254 | 2008 | 3.2958 | 2.4618
333 | GF | 27 | 7.5607 | 2004 |  |  |  | 27 | 7.5607 | 2004 | 3.2958 | 2.023
769 | GF | 135 | 33.576 | 2009 |  |  |  | 135 | 33.576 | 2009 | 4.9053 | 3.5138
948 | GF | 225 | 12.6537 | 2014 |  |  |  | 225 | 12.6537 | 2014 | 5.4161 | 2.5379
1128 | GF | 225 | 63.5562 | 2013 |  |  |  | 225 | 63.5562 | 2013 | 5.4161 | 4.1519
1214 | GF | 90 | 22.6317 | 2013 |  |  |  | 90 | 22.6317 | 2013 | 4.4998 | 3.1194
1225 | GF | 37.8 | 18.6367 | 2014 |  |  |  | 37.8 | 18.6367 | 2014 | 3.6323 | 2.9251
1263 | GF | 27 | 19.6117 | 2015 |  |  |  | 27 | 19.6117 | 2015 | 3.2958 | 2.9761
1309 | GF | 45 | 16.1093 | 2014 |  |  |  | 45 | 16.1093 | 2014 | 3.8067 | 2.7794
1349 | GF | 29.7 | 8.968 | 2014 |  |  |  | 29.7 | 8.968 | 2014 | 3.3911 | 2.1937
1358 | GF | 59.4 | 13.0727 | 2013 |  |  |  | 59.4 | 13.0727 | 2013 | 4.0843 | 2.5705
1404 | GF | 150.984 | 35.2763 | 2016 |  |  |  | 150.984 | 35.2763 | 2016 | 5.0172 | 3.5632
1482 | GF | 90 | 18.7658 | 2015 |  |  |  | 90 | 18.7658 | 2015 | 4.4998 | 2.932
1515 | GF | 37.8 | 12.9927 | 2015 |  |  |  | 37.8 | 12.9927 | 2015 | 3.6323 | 2.5644
1618 | GF | 45 | 15.966 | 2016 |  |  |  | 45 | 15.966 | 2016 | 3.8067 | 2.7705
1634 | GF | 45 | 17.1728 | 2015 |  |  |  | 45 | 17.1728 | 2015 | 3.8067 | 2.8433
1258 | GF | 75.6 | 53.5183 | 2016 |  |  |  | 75.6 | 53.5183 | 2016 | 4.3255 | 3.98
1284 | GF | 37.8 | 7.0843 | 2013 |  |  |  | 37.8 | 7.0843 | 2013 | 3.6323 | 1.9579
Pre-01 | GF | 6.75 | 2.4934 | 1989 |  |  |  | 6.75 | 2.4934 | 1989 | 1.9095 | 0.91364
Pre-02 | GF | 4.5 | 1.494 | 1986 |  |  |  | 4.5 | 1.494 | 1986 | 1.5041 | 0.40147
Pre-03 | GF | 10.08 | 1.9369 | 1989 |  |  |  | 10.08 | 1.9369 | 1989 | 2.3106 | 0.66111
Pre-04 | GF | 13.5 | 8.5265 | 1990 |  |  |  | 13.5 | 8.5265 | 1990 | 2.6027 | 2.1432
Pre-05 | GF | 16.11 | 4.0522 | 1987 |  |  |  | 16.11 | 4.0522 | 1987 | 2.7794 | 1.3993
Pre-06 | GF | 29.88 | 9.6482 | 1988 |  |  |  | 29.88 | 9.6482 | 1988 | 3.3972 | 2.2668
Pre-07 | GF | 22.5 | 5.0294 | 1996 |  |  |  | 22.5 | 5.0294 | 1996 | 3.1135 | 1.6153
Pre-08 | GF | 37.8 | 6.3729 | 1986 |  |  |  | 37.8 | 6.3729 | 1986 | 3.6323 | 1.8521
Pre-09 | GF | 22.5 | 2.9443 | 1996 |  |  |  | 22.5 | 2.9443 | 1996 | 3.1135 | 1.0799
Pre-10 | GF | 22.5 | 13.4811 | 1989 |  |  |  | 22.5 | 13.4811 | 1989 | 3.1135 | 2.6013
Pre-11 | GF | 26.91 | 2.9102 | 1986 |  |  |  | 26.91 | 2.9102 | 1986 | 3.2925 | 1.0682
Pre-12 | GF | 37.8 | 9.8907 | 1992 |  |  |  | 37.8 | 9.8907 | 1992 | 3.6323 | 2.2916
Pre-13 | GF | 13.41 | 5.9446 | 1989 |  |  |  | 13.41 | 5.9446 | 1989 | 2.596 | 1.7825
Pre-14 | GF | 74.7 | 7.1936 | 1990 |  |  |  | 74.7 | 7.1936 | 1990 | 4.3135 | 1.9732
Pre-15 | GF | 90 | 17.5945 | 1989 |  |  |  | 90 | 17.5945 | 1989 | 4.4998 | 2.8676
Pre-16 | GF | 168.75 | 14.0262 | 1987 |  |  |  | 168.75 | 14.0262 | 1987 | 5.1284 | 2.6409
Pre-17 | GF | 90 | 14.2199 | 1998 |  |  |  | 90 | 14.2199 | 1998 | 4.4998 | 2.6546
Pre-18 | GF | 202.5 | 23.4475 | 1989 |  |  |  | 202.5 | 23.4475 | 1989 | 5.3107 | 3.1548
1184 | UG | 45 | 14.1861 | 2013 | 45 | 18.8693 | 2012 | 90 | 33.0555 | 2013 | 4.4998 | 3.4982
1481 | UG | 90 | 21.8571 | 2013 | 0 | 1.1114 | 2014 | 90 | 22.9685 | 2014 | 4.4998 | 3.1341
457 | UG | 22.5 | 9.2074 | 1990 | 22.5 | 3.2891 | 2006 | 45 | 12.4965 | 2006 | 3.8067 | 2.5254
407 | UG | 73.8 | 19.3128 | 1982 | 0 | 0.60107 | 2004 | 73.8 | 19.9138 | 2004 | 4.3014 | 2.9914
706 | UG | 22.5 | 9.2074 | 1984 | 37.8 | 5.8346 | 2008 | 60.3 | 15.042 | 2008 | 4.0993 | 2.7108
1070 | UG | 60.3 | 17.0266 | 1984 | 0 | 0.83608 | 2011 | 60.3 | 17.8627 | 2011 | 4.0993 | 2.8827
1264 | UG | 60.3 | 17.0266 | 1984 | 15.3 | 8.0579 | 2013 | 75.6 | 25.0845 | 2013 | 4.3255 | 3.2223
1208 | UG | 37.8 | 12.7246 | 1961 | 0 | 2.7992 | 2012 | 37.8 | 15.5238 | 2012 | 3.6323 | 2.7424
655 | UG | 47.79 | 14.7284 | 1974 | 0 | 0.756 | 2007 | 47.79 | 15.4844 | 2007 | 3.8668 | 2.7398
733 | UG | 37.8 | 12.7246 | 2007 | 37.8 | 6.8611 | 2009 | 75.6 | 19.5857 | 2009 | 4.3255 | 2.9748
1700 | UG | 22.5 | 9.2074 | 0 | 37.8 | 4.0239 | 2016 | 60.3 | 13.2313 | 2016 | 4.0993 | 2.5826
1569 | UG | 47.79 | 14.7284 | 1997 | 15.3 | 3.7373 | 2015 | 63.09 | 18.4657 | 2015 | 4.1446 | 2.9159
401 | UG | 2.7 | 2.4541 | 1986 | 6.3 | 0.36204 | 2004 | 9 | 2.8162 | 2004 | 2.1972 | 1.0354
1412 | UG | 9 | 5.1996 | 1986 | 3.6 | 4.3575 | 2015 | 12.6 | 9.5571 | 2015 | 2.5337 | 2.2573
1318 | UG | 80.1 | 20.325 | 1997 | 0 | 1.6878 | 2013 | 80.1 | 22.0128 | 2013 | 4.3833 | 3.0916
1194 | UG | 22.5 | 9.2074 | 1980 | 0 | 1.6086 | 2011 | 22.5 | 10.816 | 2011 | 3.1135 | 2.381
801 | UG | 37.8 | 12.7246 | 2008 | 37.8 | 6.3106 | 2009 | 75.6 | 19.0352 | 2009 | 4.3255 | 2.9463
804 | UG | 25.2 | 9.8816 | 1982 | 22.5 | 15.1771 | 2009 | 47.7 | 25.0588 | 2009 | 3.8649 | 3.2212
365 | UG | 22.5 | 9.2074 | 1982 | 0 | 0.59607 | 2003 | 22.5 | 9.8035 | 2003 | 3.1135 | 2.2827
708 | UG | 22.5 | 9.2074 | 1982 | 22.5 | 6.8375 | 2007 | 45 | 16.0448 | 2007 | 3.8067 | 2.7754
1568 | UG | 45 | 14.1861 | 1997 | 30.6 | 3.5849 | 2015 | 75.6 | 17.771 | 2015 | 4.3255 | 2.8776
398 | UG | 60.3 | 17.0266 | 1981 | 0 | 1.4547 | 2004 | 60.3 | 18.4813 | 2004 | 4.0993 | 2.9168
1642 | UG | 22.5 | 9.2074 | unknown | 37.8 | 10.1341 | 2015 | 60.3 | 19.3415 | 2015 | 4.0993 | 2.9623
522 | UG | 75.6 | 19.6052 | 1981 | 0 | 0.49327 | 2006 | 75.6 | 20.0985 | 2006 | 4.3255 | 3.0006
170 | UG | 34.56 | 12.033 | unknown | 10.44 | 4.4337 | 2001 | 45 | 16.4667 | 2001 | 3.8067 | 2.8013
1312 | UG | 45 | 14.1861 | unknown | 22.5 | 6.0245 | 2013 | 67.5 | 20.2106 | 2013 | 4.2121 | 3.0062
170 | UG | 27.09 | 10.3375 | unknown | 17.91 | 4.883 | 2001 | 45 | 15.2205 | 2001 | 3.8067 | 2.7226
1366 | UG | 45 | 14.1861 | 0 | 29.7 | 5.5737 | 2013 | 74.7 | 19.7598 | 2013 | 4.3135 | 2.9837
170 | UG | 22.5 | 9.2074 | unknown | 22.5 | 5.2097 | 2001 | 45 | 14.4171 | 2001 | 3.8067 | 2.6684
1350 | UG | 45 | 14.1861 | 0 | 29.7 | 6.53 | 2013 | 74.7 | 20.7162 | 2013 | 4.3135 | 3.0309
658 | UG | 6.75 | 4.3457 | 1996 | 15.75 | 7.2631 | 2008 | 22.5 | 11.6088 | 2008 | 3.1135 | 2.4518
897 | UG | 22.5 | 9.2074 | 1996 | 22.5 | 6.2372 | 2010 | 45 | 15.4446 | 2010 | 3.8067 | 2.7373
483 | UG | 37.8 | 12.7246 | 1986 | 37.8 | 3.6201 | 2005 | 75.6 | 16.3446 | 2005 | 4.3255 | 2.7939
1494 | UG | 22.5 | 9.2074 | 0 | 37.8 | 6.4297 | 2014 | 60.3 | 15.6371 | 2014 | 4.0993 | 2.7496
488 | UG | 171.9 | 32.7227 | 1982 | 0 | 0.40463 | 2006 | 171.9 | 33.1274 | 2006 | 5.1469 | 3.5004
1692 | UG | 171.9 | 32.7227 | 0 | 0 | 2.2188 | 2016 | 171.9 | 34.9416 | 2016 | 5.1469 | 3.5537
318 | UG | 42.3 | 13.6492 | 1996 | 0 | 0.76702 | 2001 | 42.3 | 14.4162 | 2001 | 3.7448 | 2.6684
806 | UG | 42.3 | 13.6492 | 1996 | 0 | 0.68948 | 2008 | 42.3 | 14.3386 | 2008 | 3.7448 | 2.663
1495 | UG | 42.3 | 13.6492 | 1996 | 37.8 | 5.1428 | 2014 | 80.1 | 18.792 | 2014 | 4.3833 | 2.9334
1386 | UG | 84.6 | 21.0297 | 0 | 0 | 0.85934 | 2013 | 84.6 | 21.8891 | 2013 | 4.4379 | 3.086
928 | UG | 22.5 | 9.2074 | 1992 | 37.8 | 10.3644 | 2010 | 60.3 | 19.5717 | 2010 | 4.0993 | 2.9741
1450 | UG | 60.3 | 17.0266 | 1992 | 24.3 | 5.153 | 2014 | 84.6 | 22.1796 | 2014 | 4.4379 | 3.0992
170 | UG | 59.94 | 16.9632 | unknown | 0 | 1.1342 | 2001 | 59.94 | 18.0974 | 2001 | 4.0933 | 2.8958
649 | UG | 59.94 | 16.9632 | 1997 | 22.5 | 5.0181 | 2007 | 82.44 | 21.9813 | 2007 | 4.4121 | 3.0902
1203 | UG | 22.5 | 9.2074 | 1977 | 37.8 | 12.4436 | 2012 | 60.3 | 21.651 | 2012 | 4.0993 | 3.0751
170 | UG | 13.5 | 6.6956 | 1972 | 0 | 2.9005 | 2001 | 13.5 | 9.5961 | 2001 | 2.6027 | 2.2614
363 | UG | 37.8 | 12.7246 | 1975 | 0 | 0.82194 | 2004 | 37.8 | 13.5465 | 2004 | 3.6323 | 2.6061
493 | UG | 37.8 | 12.7246 | 1975 | 37.8 | 3.4003 | 2006 | 75.6 | 16.1248 | 2006 | 4.3255 | 2.7804
685 | UG | 75.6 | 19.6052 | 1975 | 0 | 0.94607 | 2007 | 75.6 | 20.5513 | 2007 | 4.3255 | 3.0229
1574 | UG | 37.8 | 12.7246 | 2013 | 37.8 | 6.2662 | 2015 | 75.6 | 18.9908 | 2015 | 4.3255 | 2.944
435 | UG | 15.03 | 7.1592 | 1990 | 29.7 | 3.0774 | 2004 | 44.73 | 10.2365 | 2004 | 3.8006 | 2.326
652 | UG | 12.15 | 6.2698 | 1986 | 10.35 | 4.3802 | 2007 | 22.5 | 10.65 | 2007 | 3.1135 | 2.3656
366 | UG | 22.5 | 9.2074 | 1981 | 0 | 0.60208 | 2003 | 22.5 | 9.8095 | 2003 | 3.1135 | 2.2833
1640 | UG | 22.5 | 9.2074 | 1981 | 37.8 | 8.3244 | 2015 | 60.3 | 17.5318 | 2015 | 4.0993 | 2.864
367 | UG | 63 | 17.4982 | 1988 | 0 | 0.55589 | 2004 | 63 | 18.054 | 2004 | 4.1431 | 2.8934
650 | UG | 37.8 | 12.7246 | 1981 | 37.8 | 11.8954 | 2007 | 75.6 | 24.6199 | 2007 | 4.3255 | 3.2036
902 | UG | 37.8 | 12.7246 | 2002 | 0 | 0.547 | 2009 | 37.8 | 13.2716 | 2009 | 3.6323 | 2.5856
1202 | UG | 22.5 | 9.2074 | 1989 | 37.8 | 10.745 | 2012 | 60.3 | 19.9524 | 2012 | 4.0993 | 2.9934
1338 | UG | 13.23 | 6.6117 | unknown | 22.5 | 6.6636 | 2013 | 35.73 | 13.2753 | 2013 | 3.576 | 2.5859
212 | UG | 69.12 | 18.5396 | 1978 | 45 | 4.6265 | 2003 | 114.12 | 23.1661 | 2003 | 4.7373 | 3.1427
653 | UG | 114.12 | 25.3454 | 1977 | 0 | 0.56895 | 2007 | 114.12 | 25.9143 | 2007 | 4.7373 | 3.2548
1679 | UG | 114.12 | 25.3454 | 1977 | 0 | 3.0359 | 2016 | 114.12 | 28.3813 | 2016 | 4.7373 | 3.3457
1382 | UG | 60.3 | 17.0266 | unknown | 0 | 2.4484 | 2013 | 60.3 | 19.4751 | 2013 | 4.0993 | 2.9691
1638 | UG | 60.3 | 17.0266 | unknown | 15.3 | 1.4308 | 2015 | 75.6 | 18.4574 | 2015 | 4.3255 | 2.9155
874 | UG | 7.56 | 4.6639 | 1997 | 14.94 | 3.6334 | 2009 | 22.5 | 8.2973 | 2009 | 3.1135 | 2.1159
491 | UG | 75.6 | 19.6052 | 1984 | 0 | 0.19252 | 2006 | 75.6 | 19.7977 | 2006 | 4.3255 | 2.9856
1396 | UG | 37.8 | 12.7246 | 2009 | 0 | 0.37351 | 2013 | 37.8 | 13.0981 | 2013 | 3.6323 | 2.5725
1597 | UG | 37.8 | 12.7246 | 2009 | 37.8 | 4.2356 | 2015 | 75.6 | 16.9602 | 2015 | 4.3255 | 2.8309
1292 | UG | 25.29 | 9.9036 | unknown | 12.51 | 4.4712 | 2013 | 37.8 | 14.3748 | 2013 | 3.6323 | 2.6655
364 | UG | 80.1 | 20.325 | 1975 | 0 | 1.3175 | 2004 | 80.1 | 21.6425 | 2004 | 4.3833 | 3.0747
1306 | UG | 37.8 | 12.7246 | 1985 | 37.8 | 5.9849 | 2013 | 75.6 | 18.7094 | 2013 | 4.3255 | 2.929
858 | UG | 37.8 | 12.7246 | 2009 | 37.8 | 5.4359 | 2010 | 75.6 | 18.1604 | 2010 | 4.3255 | 2.8992
1454 | UG | 75.6 | 19.6052 | 2009 | 0 | 0.45762 | 2013 | 75.6 | 20.0628 | 2013 | 4.3255 | 2.9989
637 | UG | 22.5 | 9.2074 | 1989 | 22.5 | 6.7669 | 2007 | 45 | 15.9743 | 2007 | 3.8067 | 2.771
1254 | UG | 45 | 14.1861 | 1989 | 30.6 | 6.5284 | 2012 | 75.6 | 20.7146 | 2012 | 4.3255 | 3.0308
734 | UG | 37.8 | 12.7246 | 1974 | 37.8 | 11.2611 | 2011 | 75.6 | 23.9857 | 2011 | 4.3255 | 3.1775
1594 | UG | 75.6 | 19.6052 | 1974 | 0 | 17.2334 | 2017 | 75.6 | 36.8386 | 2017 | 4.3255 | 3.6065
1674 | UG | 25.2 | 9.8816 | 0 | 37.8 | 10.3273 | 2016 | 63 | 20.2089 | 2016 | 4.1431 | 3.0061
711 | UG | 22.5 | 9.2074 | 1976 | 22.5 | 9.2618 | 2009 | 45 | 18.4692 | 2009 | 3.8067 | 2.9161
408 | UG | 84.6 | 21.0297 | 1976 | 0 | 0.58016 | 2004 | 84.6 | 21.6099 | 2004 | 4.4379 | 3.0732
698 | UG | 84.6 | 21.0297 | 1976 | 0 | 1.4407 | 2007 | 84.6 | 22.4704 | 2007 | 4.4379 | 3.1122
696 | UG | 25.2 | 9.8816 | 1981 | 0 | 0.2681 | 2007 | 25.2 | 10.1497 | 2007 | 3.2268 | 2.3174
1636 | UG | 22.5 | 9.2074 | 1981 | 37.8 | 6.6059 | 2015 | 60.3 | 15.8133 | 2015 | 4.0993 | 2.7608
1185 | UG | 63 | 17.4982 | 1988 | 0 | 2.8088 | 2011 | 63 | 20.3069 | 2011 | 4.1431 | 3.011
568 | UG | 75.6 | 19.6052 | 1978 | 0 | 0.028819 | 2006 | 75.6 | 19.634 | 2006 | 4.3255 | 2.9773
853 | UG | 45 | 14.1861 | 1991 | 30.6 | 4.2556 | 2009 | 75.6 | 18.4418 | 2009 | 4.3255 | 2.9146
1201 | UG | 25.2 | 9.8816 | unknown | 37.8 | 7.6365 | 2012 | 63 | 17.5181 | 2012 | 4.1431 | 2.8632
654 | UG | 22.5 | 9.2074 | 1976 | 0 | 0.73673 | 2007 | 22.5 | 9.9441 | 2007 | 3.1135 | 2.297
1394 | UG | 22.5 | 9.2074 | 1976 | 37.8 | 5.0058 | 2014 | 60.3 | 14.2132 | 2014 | 4.0993 | 2.6542
1294 | UG | 13.41 | 6.6677 | 0 | 22.5 | 4.562 | 2014 | 35.91 | 11.2297 | 2014 | 3.581 | 2.4186
1670 | UG | 75.6 | 19.6052 | 0 | 0 | 2.7944 | 2016 | 75.6 | 22.3995 | 2016 | 4.3255 | 3.109
579 | UG | 27 | 10.3161 | unknown | 27 | 3.6516 | 2008 | 54 | 13.9677 | 2008 | 3.989 | 2.6367
1670 | UG | 63.09 | 17.5137 | 0 | 37.8 | 18.3637 | 2016 | 100.89 | 35.8774 | 2016 | 4.614 | 3.5801
1083 | UG | 37.8 | 12.7246 | 1981 | 45 | 7.4125 | 2011 | 82.8 | 20.1371 | 2011 | 4.4164 | 3.0026
552 | UG | 37.8 | 12.7246 | 1991 | 0 | 1.1458 | 2006 | 37.8 | 13.8703 | 2006 | 3.6323 | 2.6298
1311 | UG | 37.8 | 12.7246 | 1991 | 37.8 | 5.9841 | 2013 | 75.6 | 18.7087 | 2013 | 4.3255 | 2.929
1078 | UG | 64.35 | 17.731 | 1957 | 0 | 1.0936 | 2011 | 64.35 | 18.8247 | 2011 | 4.1643 | 2.9352
495 | UG | 37.44 | 12.6489 | 1982 | 37.44 | 3.5908 | 2006 | 74.88 | 16.2396 | 2006 | 4.3159 | 2.7875
383 | UG | 54 | 15.8944 | 1984 | 45 | 3.9502 | 2005 | 99 | 19.8445 | 2005 | 4.5951 | 2.9879
1020 | UG | 29.97 | 11.0098 | 1977 | 45 | 7.345 | 2010 | 74.97 | 18.3548 | 2010 | 4.3171 | 2.9099
1364 | UG | 29.7 | 10.9478 | 0 | 45 | 8.7951 | 2013 | 74.7 | 19.743 | 2013 | 4.3135 | 2.9828
503 | UG | 45 | 14.1861 | 1972 | 45 | 3.8033 | 2007 | 90 | 17.9895 | 2007 | 4.4998 | 2.8898
925 | UG | 90 | 21.8571 | 1972 | 0 | 3.3165 | 2011 | 90 | 25.1735 | 2011 | 4.4998 | 3.2258
821 | UG | 45 | 14.1861 | 2006 | 45 | 9.4177 | 2011 | 90 | 23.6039 | 2011 | 4.4998 | 3.1614
486 | UG | 11.97 | 6.2117 | 1993 | 2.43 | 0.34692 | 2005 | 14.4 | 6.5586 | 2005 | 2.6672 | 1.8808
779 | UG | 14.4 | 6.9705 | 1993 | 23.04 | 0.91576 | 2008 | 37.44 | 7.8863 | 2008 | 3.6227 | 2.0651
1416 | UG | 37.44 | 12.6489 | 1993 | 0 | 1.4182 | 2014 | 37.44 | 14.067 | 2014 | 3.6227 | 2.6438
554 | UG | 119.88 | 26.1358 | 1968 | 0 | 1.0611 | 2006 | 119.88 | 27.1969 | 2006 | 4.7865 | 3.3031
1581 | UG | 11.7 | 6.1239 | unknown | 33.3 | 5.3848 | 2015 | 45 | 11.5088 | 2015 | 3.8067 | 2.4431
880 | UG | 29.7 | 10.9478 | 1966 | 30.24 | 4.5764 | 2010 | 59.94 | 15.5242 | 2010 | 4.0933 | 2.7424
1047 | UG | 14.4 | 6.9705 | 1965 | 15.3 | 6.2586 | 2012 | 29.7 | 13.2292 | 2012 | 3.3911 | 2.5824
1045 | UG | 69.84 | 18.6598 | 1971 | 21.6 | 3.8009 | 2011 | 91.44 | 22.4607 | 2011 | 4.5157 | 3.1118
1616 | UG | 74.88 | 19.4885 | unknown | 0 | 0.84819 | 2015 | 74.88 | 20.3367 | 2015 | 4.3159 | 3.0124
362 | UG | 84.6 | 21.0297 | 1971 | 0 | 0.78848 | 2004 | 84.6 | 21.8182 | 2004 | 4.4379 | 3.0827
924 | UG | 90 | 21.8571 | 1982 | 0 | 1.4264 | 2010 | 90 | 23.2835 | 2010 | 4.4998 | 3.1477
1241 | UG | 37.44 | 12.6489 | unknown | 0 | 2.625 | 2012 | 37.44 | 15.2739 | 2012 | 3.6227 | 2.7261
438 | UG | 27 | 10.3161 | 1978 | 1.503 | 0.18095 | 2004 | 28.503 | 10.497 | 2004 | 3.35 | 2.3511
748 | UG | 37.53 | 12.6678 | 1995 | 0 | 0.38858 | 2008 | 37.53 | 13.0564 | 2008 | 3.6251 | 2.5693
1319 | UG | 36 | 12.3432 | 0 | 19.44 | 3.2377 | 2014 | 55.44 | 15.5809 | 2014 | 4.0153 | 2.746
892 | UG | 27 | 10.3161 | 1972 | 13.5 | 3.2491 | 2011 | 40.5 | 13.5652 | 2011 | 3.7013 | 2.6075
504 | UG | 11.97 | 6.2117 | 2007 | 22.5 | 2.1923 | 2006 | 34.47 | 8.404 | 2007 | 3.5401 | 2.1287
618 | UG | 22.5 | 9.2074 | 1995 | 14.94 | 2.3465 | 2006 | 37.44 | 11.5538 | 2006 | 3.6227 | 2.447
712 | UG | 14.94 | 7.1324 | 1980 | 14.94 | 7.8904 | 2011 | 29.88 | 15.0228 | 2011 | 3.3972 | 2.7096
726 | UG | 119.7 | 26.1113 | 1982 | 0 | 1.0316 | 2008 | 119.7 | 27.1429 | 2008 | 4.785 | 3.3011
530 | UG | 37.44 | 12.6489 | 1982 | 37.44 | 4.5023 | 2006 | 74.88 | 17.1511 | 2006 | 4.3159 | 2.8421
755 | UG | 23.4 | 9.4354 | 1983 | 0 | 0.74649 | 2008 | 23.4 | 10.1818 | 2008 | 3.1527 | 2.3206
1081 | UG | 23.4 | 9.4354 | 1983 | 0 | 0.74616 | 2010 | 23.4 | 10.1815 | 2010 | 3.1527 | 2.3206
307 | UG | 11.97 | 6.2117 | 1985 | 1.98 | 2.5231 | 2003 | 13.95 | 8.7348 | 2003 | 2.6355 | 2.1673
1466 | UG | 13.95 | 6.8339 | 1985 | 8.55 | 4.6348 | 2015 | 22.5 | 11.4687 | 2015 | 3.1135 | 2.4396
1091 | UG | 22.5 | 9.2074 | 1982 | 37.8 | 7.6638 | 2011 | 60.3 | 16.8712 | 2011 | 4.0993 | 2.8256
666 | UG | 37.44 | 12.6489 | 1987 | 37.8 | 3.7978 | 2008 | 75.24 | 16.4467 | 2008 | 4.3207 | 2.8001
556 | UG | 11.97 | 6.2117 | 1985 | 22.5 | 4.1694 | 2007 | 34.47 | 10.381 | 2007 | 3.5401 | 2.34
452 | UG | 14.4 | 6.9705 | 1986 | 0 | 3.4437 | 2005 | 14.4 | 10.4142 | 2005 | 2.6672 | 2.3432
613 | UG | 22.5 | 9.2074 | 1999 | 0 | 0.43132 | 2006 | 22.5 | 9.6387 | 2006 | 3.1135 | 2.2658
778 | UG | 74.88 | 19.4885 | 1988 | 0 | 0.48701 | 2008 | 74.88 | 19.9756 | 2008 | 4.3159 | 2.9945
1571 | UG | 74.88 | 19.4885 | 1988 | 0 | 1.592 | 2016 | 74.88 | 21.0806 | 2016 | 4.3159 | 3.0484
525 | UG | 154.8 | 30.6529 | 1995 | 45 | 2.1078 | 2006 | 199.8 | 32.7607 | 2006 | 5.2973 | 3.4892
1324 | UG | 90 | 21.8571 | 2012 | 0 | 2.2693 | 2014 | 90 | 24.1264 | 2014 | 4.4998 | 3.1833
511 | UG | 225 | 38.7039 | 2004 | 0 | 0.42904 | 2004 | 225 | 39.1329 | 2004 | 5.4161 | 3.667
1094 | UG | 225 | 38.7039 | 2004 | 0 | 1.0646 | 2011 | 225 | 39.7685 | 2011 | 5.4161 | 3.6831
775 | UG | 14.94 | 7.1324 | 2002 | 0 | 1.4059 | 2008 | 14.94 | 8.5383 | 2008 | 2.704 | 2.1446
1646 | UG | 7.2 | 4.5242 | unknown | 14.94 | 6.6896 | 2016 | 22.14 | 11.2137 | 2016 | 3.0974 | 2.4171
467 | UG | 11.97 | 6.2117 | 1996 | 31.5 | 3.4855 | 2005 | 43.47 | 9.6972 | 2005 | 3.7721 | 2.2718
437 | UG | 42.03 | 13.5948 | 2001 | 45 | 3.6314 | 2008 | 87.03 | 17.2261 | 2008 | 4.4663 | 2.8464
1233 | UG | 87.03 | 21.4044 | 2001 | 0 | 3.8904 | 2011 | 87.03 | 25.2948 | 2011 | 4.4663 | 3.2306
361 | UG | 27.9 | 10.5292 | 1986 | 32.4 | 1.172 | 2002 | 60.3 | 11.7012 | 2002 | 4.0993 | 2.4597
645 | UG | 60.3 | 17.0266 | 1986 | 0 | 0.22668 | 2006 | 60.3 | 17.2533 | 2006 | 4.0993 | 2.848
720 | UG | 36.9 | 12.5348 | 1974 | 13.5 | 3.2147 | 2009 | 50.4 | 15.7495 | 2009 | 3.92 | 2.7568
1554 | UG | 22.5 | 9.2074 | 2013 | 22.5 | 4.0041 | 2015 | 45 | 13.2115 | 2015 | 3.8067 | 2.5811
1570 | UG | 22.5 | 9.2074 | 0 | 22.5 | 5.7129 | 2016 | 45 | 14.9203 | 2016 | 3.8067 | 2.7027
1280 | UG | 22.5 | 9.2074 | 0 | 22.5 | 3.9567 | 2013 | 45 | 13.1641 | 2013 | 3.8067 | 2.5775
659 | UG | 134.46 | 28.075 | 1974 | 0 | 0.19039 | 2006 | 134.46 | 28.2654 | 2006 | 4.9013 | 3.3416
1240 | UG | 15.03 | 7.1592 | 0 | 0 | 2.4762 | 2013 | 15.03 | 9.6354 | 2013 | 2.71 | 2.2654
317 | UG | 42.3 | 13.6492 | 1978 | 37.8 | 3.7336 | 2002 | 80.1 | 17.3828 | 2002 | 4.3833 | 2.8555
1510 | UG | 80.1 | 20.325 | 1978 | 0 | 1.0378 | 2014 | 80.1 | 21.3628 | 2014 | 4.3833 | 3.0617
1678 | UG | 450 | 59.6325 | 0 | 0 | 0.18769 | 2015 | 450 | 59.8201 | 2015 | 6.1092 | 4.0913
409 | UG | 56.7 | 16.3854 | unknown | 56.7 | 6.95 | 2004 | 113.4 | 23.3354 | 2004 | 4.7309 | 3.15
620 | UG | 120.06 | 26.1602 | unknown | 0 | 0.052327 | 2006 | 120.06 | 26.2125 | 2006 | 4.788 | 3.2662
1085 | UG | 120.06 | 26.1602 | unknown | 0 | 0.079312 | 2010 | 120.06 | 26.2395 | 2010 | 4.788 | 3.2673
589 | UG | 81 | 20.4671 | 1974 | 14.4 | 0.032007 | 2005 | 95.4 | 20.4991 | 2005 | 4.5581 | 3.0204
836 | UG | 95.4 | 22.6659 | 1974 | 0 | 0.20825 | 2008 | 95.4 | 22.8742 | 2008 | 4.5581 | 3.13
1417 | UG | 90 | 21.8571 | 0 | 0 | 0.36632 | 2013 | 90 | 22.2234 | 2013 | 4.4998 | 3.1011
1575 | UG | 261.72 | 42.5303 | 0 | 0 | 0.084606 | 2014 | 261.72 | 42.6149 | 2014 | 5.5673 | 3.7522
1480 | UG | 180 | 33.6759 | 0 | 0 | 1.4186 | 2015 | 180 | 35.0946 | 2015 | 5.193 | 3.558
1644 | UG | 720 | 79.9421 | 0 | 45 | 6.4882 | 2016 | 765 | 86.4303 | 2016 | 6.6399 | 4.4593
1276 | UG | 154.8 | 30.6529 | unknown | 0 | 0.69755 | 2012 | 154.8 | 31.3505 | 2012 | 5.0421 | 3.4452
823 | UG | 54 | 15.8944 | unknown | 36 | 12.9391 | 2009 | 90 | 28.8334 | 2009 | 4.4998 | 3.3615
1601 | UG | 120.24 | 26.1847 | 0 | 0 | 4.0095 | 2015 | 120.24 | 30.1941 | 2015 | 4.7895 | 3.4076
1046 | UG | 54 | 15.8944 | unknown | 45 | 13.8381 | 2011 | 99 | 29.7325 | 2011 | 4.5951 | 3.3922
873 | UG | 69.03 | 18.5246 | unknown | 45 | 10.835 | 2011 | 114.03 | 29.3596 | 2011 | 4.7365 | 3.3796
630 | UG | 101.97 | 23.6271 | unknown | 0 | 0.76182 | 2007 | 101.97 | 24.3889 | 2007 | 4.6247 | 3.1941
1107 | UG | 45 | 14.1861 | 2010 | 45 | 7.7 | 2014 | 90 | 21.8861 | 2014 | 4.4998 | 3.0859
682 | UG | 27 | 10.3161 | 2005 | 27 | 4.2252 | 2009 | 54 | 14.5413 | 2009 | 3.989 | 2.677
677 | UG | 279 | 44.2603 | unknown | 45 | 5.9673 | 2009 | 324 | 50.2276 | 2009 | 5.7807 | 3.9166
643 | UG | 77.4 | 19.895 | unknown | 42.57 | 4.4087 | 2009 | 119.97 | 24.3037 | 2009 | 4.7872 | 3.1906
* Type is either Greenfield (“GF”) or Upgrade (“UG”), where Upgrade refers to additional facilities that increase the capacity of an existing Greenfield project
** For Iteration 2, Greenfield Cost for an Upgrade project is estimated using the Iteration 1 power curve for greenfield and upgrade projects

## GF + UG Iteration 3
Alberta Electric System Operator
2018 ISO Tariff Application
Appendix X - Option 4 POD Cost Function
Third-Interation Calculation of Power Curve for Greenfield and Upgrade Projects
September 14, 2017 |  | INSTALLED
Project | Type * | Greenfield MW | Greenfield Cost ** | Greenfield Year | Upgrade MW | Upgrade Cost | Upgrade Year | Total MW | Total Cost | Total Year | LN(MW) | LN(Cost) |  | ln(y)=m*ln(x) + b Linear Regression
476 | GF | 22.5 | 16.8618 | 2006 |  |  |  | 22.5 | 16.8618 | 2006 | 3.1135 | 2.8251 | m | 0.62913 | 0.27269 | b
478 | GF | 15.03 | 6.0182 | 2006 |  |  |  | 15.03 | 6.0182 | 2006 | 2.71 | 1.7948 | se | 0.028778 | 0.11486 | seb
473 | GF | 45 | 14.999 | 2006 |  |  |  | 45 | 14.999 | 2006 | 3.8067 | 2.708 | R2 | 0.62808 | 0.35315 | sev
1042 | GF | 22.5 | 11.1648 | 2011 |  |  |  | 22.5 | 11.1648 | 2011 | 3.1135 | 2.4128 | F | 477.9171 | 283 | df
443 | GF | 35.1 | 11.7056 | 2004 |  |  |  | 35.1 | 11.7056 | 2004 | 3.5582 | 2.4601 | ssreg | 59.6046 | 35.295 | ssresid
1195 | GF | 45 | 31.6599 | 2012 |  |  |  | 45 | 31.6599 | 2012 | 3.8067 | 3.4551
420 | GF | 22.5 | 9.6396 | 2004 |  |  |  | 22.5 | 9.6396 | 2004 | 3.1135 | 2.2659 |  | y=cx^m, where c=e^b
440 | GF | 37.8 | 17.2269 | 2007 |  |  |  | 37.8 | 17.2269 | 2007 | 3.6323 | 2.8465 | m | 0.62913 | 0.5173% | change
1102 | GF | 45 | 16.2936 | 2012 |  |  |  | 45 | 16.2936 | 2012 | 3.8067 | 2.7908 | c | 1.3135 | -0.7582% | from
324 | GF | 22.5 | 8.9094 | 2003 |  |  |  | 22.5 | 8.9094 | 2003 | 3.1135 | 2.1871 |  |  |  | prior
1103 | GF | 23.4 | 17.2995 | 2012 |  |  |  | 23.4 | 17.2995 | 2012 | 3.1527 | 2.8507 |  |  |  | iteration
386 | GF | 14.94 | 9.9511 | 2004 |  |  |  | 14.94 | 9.9511 | 2004 | 2.704 | 2.2977
80 | GF | 14.94 | 6.0754 | 2001 |  |  |  | 14.94 | 6.0754 | 2001 | 2.704 | 1.8042
1052 | GF | 37.8 | 10.9027 | 2013 |  |  |  | 37.8 | 10.9027 | 2013 | 3.6323 | 2.389
347 | GF | 75.6 | 9.3005 | 2004 |  |  |  | 75.6 | 9.3005 | 2004 | 4.3255 | 2.2301
1358 | GF | 59.4 | 13.0727 | 2013 |  |  |  | 59.4 | 13.0727 | 2013 | 4.0843 | 2.5705
584 | GF | 37.8 | 34.9037 | 2012 |  |  |  | 37.8 | 34.9037 | 2012 | 3.6323 | 3.5526
422 | GF | 45 | 13.6508 | 2004 |  |  |  | 45 | 13.6508 | 2004 | 3.8067 | 2.6138
944 | GF | 135 | 26.8161 | 2011 |  |  |  | 135 | 26.8161 | 2011 | 4.9053 | 3.289
387 | GF | 14.94 | 9.5131 | 2004 |  |  |  | 14.94 | 9.5131 | 2004 | 2.704 | 2.2527
587 | GF | 22.5 | 20.2415 | 2007 |  |  |  | 22.5 | 20.2415 | 2007 | 3.1135 | 3.0077
585 | GF | 37.8 | 11.2912 | 2008 |  |  |  | 37.8 | 11.2912 | 2008 | 3.6323 | 2.424
831 | GF | 37.8 | 20.9656 | 2011 |  |  |  | 37.8 | 20.9656 | 2011 | 3.6323 | 3.0429
340 | GF | 45 | 13.3096 | 2002 |  |  |  | 45 | 13.3096 | 2002 | 3.8067 | 2.5885
334 | GF | 22.5 | 7.9464 | 2003 |  |  |  | 22.5 | 7.9464 | 2003 | 3.1135 | 2.0727
343 | GF | 22.5 | 13.9997 | 2006 |  |  |  | 22.5 | 13.9997 | 2006 | 3.1135 | 2.639
358 | GF | 35.1 | 7.2249 | 2004 |  |  |  | 35.1 | 7.2249 | 2004 | 3.5582 | 1.9775
702 | GF | 37.8 | 5.2102 | 2008 |  |  |  | 37.8 | 5.2102 | 2008 | 3.6323 | 1.6506
526 | GF | 22.5 | 13.7588 | 2009 |  |  |  | 22.5 | 13.7588 | 2009 | 3.1135 | 2.6217
288 | GF | 22.5 | 4.4534 | 2001 |  |  |  | 22.5 | 4.4534 | 2001 | 3.1135 | 1.4937
851 | GF | 29.97 | 12.9318 | 2016 |  |  |  | 29.97 | 12.9318 | 2016 | 3.4002 | 2.5597
648 | GF | 45 | 18.253 | 2009 |  |  |  | 45 | 18.253 | 2009 | 3.8067 | 2.9043
855 | GF | 37.8 | 28.6671 | 2013 |  |  |  | 37.8 | 28.6671 | 2013 | 3.6323 | 3.3557
700 | GF | 37.8 | 7.0658 | 2008 |  |  |  | 37.8 | 7.0658 | 2008 | 3.6323 | 1.9553
683 | GF | 90 | 16.0323 | 2011 |  |  |  | 90 | 16.0323 | 2011 | 4.4998 | 2.7746
559 | GF | 360 | 56.8595 | 2014 |  |  |  | 360 | 56.8595 | 2014 | 5.8861 | 4.0406
1074 | GF | 90 | 43.1388 | 2012 |  |  |  | 90 | 43.1388 | 2012 | 4.4998 | 3.7644
34 | GF | 45 | 7.5134 | 1999 |  |  |  | 45 | 7.5134 | 1999 | 3.8067 | 2.0167
433 | GF | 90 | 22.3083 | 2005 |  |  |  | 90 | 22.3083 | 2005 | 4.4998 | 3.105
79A | GF | 37.44 | 5.0823 | 2001 |  |  |  | 37.44 | 5.0823 | 2001 | 3.6227 | 1.6258
10A | GF | 22.5 | 8.916 | 1998 |  |  |  | 22.5 | 8.916 | 1998 | 3.1135 | 2.1878
345 | GF | 45 | 8.369 | 2004 |  |  |  | 45 | 8.369 | 2004 | 3.8067 | 2.1245
1049 | GF | 90 | 54.5518 | 2011 |  |  |  | 90 | 54.5518 | 2011 | 4.4998 | 3.9992
230 | GF | 45 | 10.7399 | 2003 |  |  |  | 45 | 10.7399 | 2003 | 3.8067 | 2.374
79B | GF | 14.94 | 3.3788 | 2001 |  |  |  | 14.94 | 3.3788 | 2001 | 2.704 | 1.2175
10B | GF | 22.5 | 9.7991 | 1999 |  |  |  | 22.5 | 9.7991 | 1999 | 3.1135 | 2.2823
8 | GF | 42.03 | 11.9841 | 2000 |  |  |  | 42.03 | 11.9841 | 2000 | 3.7384 | 2.4836
487 | GF | 37.44 | 16.8138 | 2009 |  |  |  | 37.44 | 16.8138 | 2009 | 3.6227 | 2.8222
385 | GF | 14.94 | 8.5881 | 2004 |  |  |  | 14.94 | 8.5881 | 2004 | 2.704 | 2.1504
865 | GF | 29.97 | 8.6092 | 2016 |  |  |  | 29.97 | 8.6092 | 2016 | 3.4002 | 2.1528
863 | GF | 29.97 | 8.2434 | 2016 |  |  |  | 29.97 | 8.2434 | 2016 | 3.4002 | 2.1094
527 | GF | 22.5 | 6.9319 | 2008 |  |  |  | 22.5 | 6.9319 | 2008 | 3.1135 | 1.9361
595 | GF | 37.8 | 19.0874 | 2008 |  |  |  | 37.8 | 19.0874 | 2008 | 3.6323 | 2.949
528 | GF | 22.5 | 5.2658 | 2008 |  |  |  | 22.5 | 5.2658 | 2008 | 3.1135 | 1.6612
529 | GF | 22.5 | 7.7922 | 2008 |  |  |  | 22.5 | 7.7922 | 2008 | 3.1135 | 2.0531
1095 | GF | 22.5 | 11.9234 | 2012 |  |  |  | 22.5 | 11.9234 | 2012 | 3.1135 | 2.4785
561 | GF | 135 | 58.1001 | 2011 |  |  |  | 135 | 58.1001 | 2011 | 4.9053 | 4.0622
1018 | GF | 22.5 | 10.6346 | 2013 |  |  |  | 22.5 | 10.6346 | 2013 | 3.1135 | 2.3641
360 | GF | 37.8 | 7.1175 | 2005 |  |  |  | 37.8 | 7.1175 | 2005 | 3.6323 | 1.9626
1106 | GF | 22.5 | 20.2179 | 2013 |  |  |  | 22.5 | 20.2179 | 2013 | 3.1135 | 3.0066
899 | GF | 45 | 15.1725 | 2011 |  |  |  | 45 | 15.1725 | 2011 | 3.8067 | 2.7195
1191 | GF | 14.94 | 12.6281 | 2012 |  |  |  | 14.94 | 12.6281 | 2012 | 2.704 | 2.5359
1115 | GF | 22.5 | 24.3628 | 2013 |  |  |  | 22.5 | 24.3628 | 2013 | 3.1135 | 3.1931
1053 | GF | 14.94 | 14.7144 | 2012 |  |  |  | 14.94 | 14.7144 | 2012 | 2.704 | 2.6888
864 | GF | 29.97 | 9.8258 | 2013 |  |  |  | 29.97 | 9.8258 | 2013 | 3.4002 | 2.285
834 | GF | 45 | 25.7984 | 2011 |  |  |  | 45 | 25.7984 | 2011 | 3.8067 | 3.2503
722 | GF | 22.5 | 13.5015 | 2009 |  |  |  | 22.5 | 13.5015 | 2009 | 3.1135 | 2.6028
927 | GF | 67.5 | 25.8871 | 2011 |  |  |  | 67.5 | 25.8871 | 2011 | 4.2121 | 3.2537
1068 | GF | 22.5 | 26.9182 | 2012 |  |  |  | 22.5 | 26.9182 | 2012 | 3.1135 | 3.2928
506 | GF | 113.4 | 19.7523 | 2007 |  |  |  | 113.4 | 19.7523 | 2007 | 4.7309 | 2.9833
456 | GF | 45 | 17.647 | 2009 |  |  |  | 45 | 17.647 | 2009 | 3.8067 | 2.8706
130 | GF | 45 | 8.437 | 2000 |  |  |  | 45 | 8.437 | 2000 | 3.8067 | 2.1326
308 | GF | 54 | 8.8754 | 2006 |  |  |  | 54 | 8.8754 | 2006 | 3.989 | 2.1833
829 | GF | 45 | 27.7611 | 2012 |  |  |  | 45 | 27.7611 | 2012 | 3.8067 | 3.3236
425 | GF | 27 | 11.7254 | 2008 |  |  |  | 27 | 11.7254 | 2008 | 3.2958 | 2.4618
333 | GF | 27 | 7.5607 | 2004 |  |  |  | 27 | 7.5607 | 2004 | 3.2958 | 2.023
769 | GF | 135 | 33.576 | 2009 |  |  |  | 135 | 33.576 | 2009 | 4.9053 | 3.5138
948 | GF | 225 | 12.6537 | 2014 |  |  |  | 225 | 12.6537 | 2014 | 5.4161 | 2.5379
1128 | GF | 225 | 63.5562 | 2013 |  |  |  | 225 | 63.5562 | 2013 | 5.4161 | 4.1519
1214 | GF | 90 | 22.6317 | 2013 |  |  |  | 90 | 22.6317 | 2013 | 4.4998 | 3.1194
1225 | GF | 37.8 | 18.6367 | 2014 |  |  |  | 37.8 | 18.6367 | 2014 | 3.6323 | 2.9251
1263 | GF | 27 | 19.6117 | 2015 |  |  |  | 27 | 19.6117 | 2015 | 3.2958 | 2.9761
1309 | GF | 45 | 16.1093 | 2014 |  |  |  | 45 | 16.1093 | 2014 | 3.8067 | 2.7794
1349 | GF | 29.7 | 8.968 | 2014 |  |  |  | 29.7 | 8.968 | 2014 | 3.3911 | 2.1937
1358 | GF | 59.4 | 13.0727 | 2013 |  |  |  | 59.4 | 13.0727 | 2013 | 4.0843 | 2.5705
1404 | GF | 150.984 | 35.2763 | 2016 |  |  |  | 150.984 | 35.2763 | 2016 | 5.0172 | 3.5632
1482 | GF | 90 | 18.7658 | 2015 |  |  |  | 90 | 18.7658 | 2015 | 4.4998 | 2.932
1515 | GF | 37.8 | 12.9927 | 2015 |  |  |  | 37.8 | 12.9927 | 2015 | 3.6323 | 2.5644
1618 | GF | 45 | 15.966 | 2016 |  |  |  | 45 | 15.966 | 2016 | 3.8067 | 2.7705
1634 | GF | 45 | 17.1728 | 2015 |  |  |  | 45 | 17.1728 | 2015 | 3.8067 | 2.8433
1258 | GF | 75.6 | 53.5183 | 2016 |  |  |  | 75.6 | 53.5183 | 2016 | 4.3255 | 3.98
1284 | GF | 37.8 | 7.0843 | 2013 |  |  |  | 37.8 | 7.0843 | 2013 | 3.6323 | 1.9579
Pre-01 | GF | 6.75 | 2.4934 | 1989 |  |  |  | 6.75 | 2.4934 | 1989 | 1.9095 | 0.91364
Pre-02 | GF | 4.5 | 1.494 | 1986 |  |  |  | 4.5 | 1.494 | 1986 | 1.5041 | 0.40147
Pre-03 | GF | 10.08 | 1.9369 | 1989 |  |  |  | 10.08 | 1.9369 | 1989 | 2.3106 | 0.66111
Pre-04 | GF | 13.5 | 8.5265 | 1990 |  |  |  | 13.5 | 8.5265 | 1990 | 2.6027 | 2.1432
Pre-05 | GF | 16.11 | 4.0522 | 1987 |  |  |  | 16.11 | 4.0522 | 1987 | 2.7794 | 1.3993
Pre-06 | GF | 29.88 | 9.6482 | 1988 |  |  |  | 29.88 | 9.6482 | 1988 | 3.3972 | 2.2668
Pre-07 | GF | 22.5 | 5.0294 | 1996 |  |  |  | 22.5 | 5.0294 | 1996 | 3.1135 | 1.6153
Pre-08 | GF | 37.8 | 6.3729 | 1986 |  |  |  | 37.8 | 6.3729 | 1986 | 3.6323 | 1.8521
Pre-09 | GF | 22.5 | 2.9443 | 1996 |  |  |  | 22.5 | 2.9443 | 1996 | 3.1135 | 1.0799
Pre-10 | GF | 22.5 | 13.4811 | 1989 |  |  |  | 22.5 | 13.4811 | 1989 | 3.1135 | 2.6013
Pre-11 | GF | 26.91 | 2.9102 | 1986 |  |  |  | 26.91 | 2.9102 | 1986 | 3.2925 | 1.0682
Pre-12 | GF | 37.8 | 9.8907 | 1992 |  |  |  | 37.8 | 9.8907 | 1992 | 3.6323 | 2.2916
Pre-13 | GF | 13.41 | 5.9446 | 1989 |  |  |  | 13.41 | 5.9446 | 1989 | 2.596 | 1.7825
Pre-14 | GF | 74.7 | 7.1936 | 1990 |  |  |  | 74.7 | 7.1936 | 1990 | 4.3135 | 1.9732
Pre-15 | GF | 90 | 17.5945 | 1989 |  |  |  | 90 | 17.5945 | 1989 | 4.4998 | 2.8676
Pre-16 | GF | 168.75 | 14.0262 | 1987 |  |  |  | 168.75 | 14.0262 | 1987 | 5.1284 | 2.6409
Pre-17 | GF | 90 | 14.2199 | 1998 |  |  |  | 90 | 14.2199 | 1998 | 4.4998 | 2.6546
Pre-18 | GF | 202.5 | 23.4475 | 1989 |  |  |  | 202.5 | 23.4475 | 1989 | 5.3107 | 3.1548
1184 | UG | 45 | 14.3371 | 2013 | 45 | 18.8693 | 2012 | 90 | 33.2064 | 2013 | 4.4998 | 3.5027
1481 | UG | 90 | 22.1244 | 2013 | 0 | 1.1114 | 2014 | 90 | 23.2359 | 2014 | 4.4998 | 3.1457
457 | UG | 22.5 | 9.2907 | 1990 | 22.5 | 3.2891 | 2006 | 45 | 12.5799 | 2006 | 3.8067 | 2.5321
407 | UG | 73.8 | 19.5402 | 1982 | 0 | 0.60107 | 2004 | 73.8 | 20.1413 | 2004 | 4.3014 | 3.0028
706 | UG | 22.5 | 9.2907 | 1984 | 37.8 | 5.8346 | 2008 | 60.3 | 15.1254 | 2008 | 4.0993 | 2.7164
1070 | UG | 60.3 | 17.2193 | 1984 | 0 | 0.83608 | 2011 | 60.3 | 18.0553 | 2011 | 4.0993 | 2.8934
1264 | UG | 60.3 | 17.2193 | 1984 | 15.3 | 8.0579 | 2013 | 75.6 | 25.2771 | 2013 | 4.3255 | 3.2299
1208 | UG | 37.8 | 12.8549 | 1961 | 0 | 2.7992 | 2012 | 37.8 | 15.6541 | 2012 | 3.6323 | 2.7507
655 | UG | 47.79 | 14.8872 | 1974 | 0 | 0.756 | 2007 | 47.79 | 15.6432 | 2007 | 3.8668 | 2.75
733 | UG | 37.8 | 12.8549 | 2007 | 37.8 | 6.8611 | 2009 | 75.6 | 19.716 | 2009 | 4.3255 | 2.9814
1700 | UG | 22.5 | 9.2907 | 0 | 37.8 | 4.0239 | 2016 | 60.3 | 13.3146 | 2016 | 4.0993 | 2.5889
1569 | UG | 47.79 | 14.8872 | 1997 | 15.3 | 3.7373 | 2015 | 63.09 | 18.6244 | 2015 | 4.1446 | 2.9245
401 | UG | 2.7 | 2.4645 | 1986 | 6.3 | 0.36204 | 2004 | 9 | 2.8265 | 2004 | 2.1972 | 1.039
1412 | UG | 9 | 5.2358 | 1986 | 3.6 | 4.3575 | 2015 | 12.6 | 9.5933 | 2015 | 2.5337 | 2.2611
1318 | UG | 80.1 | 20.5682 | 1997 | 0 | 1.6878 | 2013 | 80.1 | 22.256 | 2013 | 4.3833 | 3.1026
1194 | UG | 22.5 | 9.2907 | 1980 | 0 | 1.6086 | 2011 | 22.5 | 10.8993 | 2011 | 3.1135 | 2.3887
801 | UG | 37.8 | 12.8549 | 2008 | 37.8 | 6.3106 | 2009 | 75.6 | 19.1655 | 2009 | 4.3255 | 2.9531
804 | UG | 25.2 | 9.9737 | 1982 | 22.5 | 15.1771 | 2009 | 47.7 | 25.1508 | 2009 | 3.8649 | 3.2249
365 | UG | 22.5 | 9.2907 | 1982 | 0 | 0.59607 | 2003 | 22.5 | 9.8868 | 2003 | 3.1135 | 2.2912
708 | UG | 22.5 | 9.2907 | 1982 | 22.5 | 6.8375 | 2007 | 45 | 16.1282 | 2007 | 3.8067 | 2.7806
1568 | UG | 45 | 14.3371 | 1997 | 30.6 | 3.5849 | 2015 | 75.6 | 17.922 | 2015 | 4.3255 | 2.886
398 | UG | 60.3 | 17.2193 | 1981 | 0 | 1.4547 | 2004 | 60.3 | 18.6739 | 2004 | 4.0993 | 2.9271
1642 | UG | 22.5 | 9.2907 | unknown | 37.8 | 10.1341 | 2015 | 60.3 | 19.4249 | 2015 | 4.0993 | 2.9666
522 | UG | 75.6 | 19.8372 | 1981 | 0 | 0.49327 | 2006 | 75.6 | 20.3304 | 2006 | 4.3255 | 3.0121
170 | UG | 34.56 | 12.1537 | unknown | 10.44 | 4.4337 | 2001 | 45 | 16.5875 | 2001 | 3.8067 | 2.8086
1312 | UG | 45 | 14.3371 | unknown | 22.5 | 6.0245 | 2013 | 67.5 | 20.3616 | 2013 | 4.2121 | 3.0137
170 | UG | 27.09 | 10.4355 | unknown | 17.91 | 4.883 | 2001 | 45 | 15.3185 | 2001 | 3.8067 | 2.7291
1366 | UG | 45 | 14.3371 | 0 | 29.7 | 5.5737 | 2013 | 74.7 | 19.9108 | 2013 | 4.3135 | 2.9913
170 | UG | 22.5 | 9.2907 | unknown | 22.5 | 5.2097 | 2001 | 45 | 14.5004 | 2001 | 3.8067 | 2.6742
1350 | UG | 45 | 14.3371 | 0 | 29.7 | 6.53 | 2013 | 74.7 | 20.8671 | 2013 | 4.3135 | 3.0382
658 | UG | 6.75 | 4.3731 | 1996 | 15.75 | 7.2631 | 2008 | 22.5 | 11.6362 | 2008 | 3.1135 | 2.4541
897 | UG | 22.5 | 9.2907 | 1996 | 22.5 | 6.2372 | 2010 | 45 | 15.5279 | 2010 | 3.8067 | 2.7426
483 | UG | 37.8 | 12.8549 | 1986 | 37.8 | 3.6201 | 2005 | 75.6 | 16.475 | 2005 | 4.3255 | 2.8018
1494 | UG | 22.5 | 9.2907 | 0 | 37.8 | 6.4297 | 2014 | 60.3 | 15.7205 | 2014 | 4.0993 | 2.755
488 | UG | 171.9 | 33.1717 | 1982 | 0 | 0.40463 | 2006 | 171.9 | 33.5763 | 2006 | 5.1469 | 3.5138
1692 | UG | 171.9 | 33.1717 | 0 | 0 | 2.2188 | 2016 | 171.9 | 35.3905 | 2016 | 5.1469 | 3.5664
318 | UG | 42.3 | 13.7925 | 1996 | 0 | 0.76702 | 2001 | 42.3 | 14.5595 | 2001 | 3.7448 | 2.6782
806 | UG | 42.3 | 13.7925 | 1996 | 0 | 0.68948 | 2008 | 42.3 | 14.482 | 2008 | 3.7448 | 2.6729
1495 | UG | 42.3 | 13.7925 | 1996 | 37.8 | 5.1428 | 2014 | 80.1 | 18.9353 | 2014 | 4.3833 | 2.941
1386 | UG | 84.6 | 21.284 | 0 | 0 | 0.85934 | 2013 | 84.6 | 22.1434 | 2013 | 4.4379 | 3.0975
928 | UG | 22.5 | 9.2907 | 1992 | 37.8 | 10.3644 | 2010 | 60.3 | 19.6551 | 2010 | 4.0993 | 2.9783
1450 | UG | 60.3 | 17.2193 | 1992 | 24.3 | 5.153 | 2014 | 84.6 | 22.3723 | 2014 | 4.4379 | 3.1078
170 | UG | 59.94 | 17.1549 | unknown | 0 | 1.1342 | 2001 | 59.94 | 18.2891 | 2001 | 4.0933 | 2.9063
649 | UG | 59.94 | 17.1549 | 1997 | 22.5 | 5.0181 | 2007 | 82.44 | 22.1729 | 2007 | 4.4121 | 3.0989
1203 | UG | 22.5 | 9.2907 | 1977 | 37.8 | 12.4436 | 2012 | 60.3 | 21.7343 | 2012 | 4.0993 | 3.0789
170 | UG | 13.5 | 6.7483 | 1972 | 0 | 2.9005 | 2001 | 13.5 | 9.6488 | 2001 | 2.6027 | 2.2668
363 | UG | 37.8 | 12.8549 | 1975 | 0 | 0.82194 | 2004 | 37.8 | 13.6768 | 2004 | 3.6323 | 2.6157
493 | UG | 37.8 | 12.8549 | 1975 | 37.8 | 3.4003 | 2006 | 75.6 | 16.2552 | 2006 | 4.3255 | 2.7884
685 | UG | 75.6 | 19.8372 | 1975 | 0 | 0.94607 | 2007 | 75.6 | 20.7832 | 2007 | 4.3255 | 3.0341
1574 | UG | 37.8 | 12.8549 | 2013 | 37.8 | 6.2662 | 2015 | 75.6 | 19.1211 | 2015 | 4.3255 | 2.9508
435 | UG | 15.03 | 7.2174 | 1990 | 29.7 | 3.0774 | 2004 | 44.73 | 10.2947 | 2004 | 3.8006 | 2.3316
652 | UG | 12.15 | 6.3177 | 1986 | 10.35 | 4.3802 | 2007 | 22.5 | 10.6979 | 2007 | 3.1135 | 2.37
366 | UG | 22.5 | 9.2907 | 1981 | 0 | 0.60208 | 2003 | 22.5 | 9.8928 | 2003 | 3.1135 | 2.2918
1640 | UG | 22.5 | 9.2907 | 1981 | 37.8 | 8.3244 | 2015 | 60.3 | 17.6151 | 2015 | 4.0993 | 2.8688
367 | UG | 63 | 17.6979 | 1988 | 0 | 0.55589 | 2004 | 63 | 18.2538 | 2004 | 4.1431 | 2.9044
650 | UG | 37.8 | 12.8549 | 1981 | 37.8 | 11.8954 | 2007 | 75.6 | 24.7503 | 2007 | 4.3255 | 3.2088
902 | UG | 37.8 | 12.8549 | 2002 | 0 | 0.547 | 2009 | 37.8 | 13.4019 | 2009 | 3.6323 | 2.5954
1202 | UG | 22.5 | 9.2907 | 1989 | 37.8 | 10.745 | 2012 | 60.3 | 20.0358 | 2012 | 4.0993 | 2.9975
1338 | UG | 13.23 | 6.6636 | unknown | 22.5 | 6.6636 | 2013 | 35.73 | 13.3271 | 2013 | 3.576 | 2.5898
212 | UG | 69.12 | 18.7552 | 1978 | 45 | 4.6265 | 2003 | 114.12 | 23.3816 | 2003 | 4.7373 | 3.152
653 | UG | 114.12 | 25.6693 | 1977 | 0 | 0.56895 | 2007 | 114.12 | 26.2382 | 2007 | 4.7373 | 3.2672
1679 | UG | 114.12 | 25.6693 | 1977 | 0 | 3.0359 | 2016 | 114.12 | 28.7052 | 2016 | 4.7373 | 3.3571
1382 | UG | 60.3 | 17.2193 | unknown | 0 | 2.4484 | 2013 | 60.3 | 19.6677 | 2013 | 4.0993 | 2.979
1638 | UG | 60.3 | 17.2193 | unknown | 15.3 | 1.4308 | 2015 | 75.6 | 18.65 | 2015 | 4.3255 | 2.9258
874 | UG | 7.56 | 4.6945 | 1997 | 14.94 | 3.6334 | 2009 | 22.5 | 8.3279 | 2009 | 3.1135 | 2.1196
491 | UG | 75.6 | 19.8372 | 1984 | 0 | 0.19252 | 2006 | 75.6 | 20.0297 | 2006 | 4.3255 | 2.9972
1396 | UG | 37.8 | 12.8549 | 2009 | 0 | 0.37351 | 2013 | 37.8 | 13.2284 | 2013 | 3.6323 | 2.5824
1597 | UG | 37.8 | 12.8549 | 2009 | 37.8 | 4.2356 | 2015 | 75.6 | 17.0905 | 2015 | 4.3255 | 2.8385
1292 | UG | 25.29 | 9.9959 | unknown | 12.51 | 4.4712 | 2013 | 37.8 | 14.4671 | 2013 | 3.6323 | 2.6719
364 | UG | 80.1 | 20.5682 | 1975 | 0 | 1.3175 | 2004 | 80.1 | 21.8857 | 2004 | 4.3833 | 3.0858
1306 | UG | 37.8 | 12.8549 | 1985 | 37.8 | 5.9849 | 2013 | 75.6 | 18.8398 | 2013 | 4.3255 | 2.936
858 | UG | 37.8 | 12.8549 | 2009 | 37.8 | 5.4359 | 2010 | 75.6 | 18.2908 | 2010 | 4.3255 | 2.9064
1454 | UG | 75.6 | 19.8372 | 2009 | 0 | 0.45762 | 2013 | 75.6 | 20.2948 | 2013 | 4.3255 | 3.0104
637 | UG | 22.5 | 9.2907 | 1989 | 22.5 | 6.7669 | 2007 | 45 | 16.0576 | 2007 | 3.8067 | 2.7762
1254 | UG | 45 | 14.3371 | 1989 | 30.6 | 6.5284 | 2012 | 75.6 | 20.8655 | 2012 | 4.3255 | 3.0381
734 | UG | 37.8 | 12.8549 | 1974 | 37.8 | 11.2611 | 2011 | 75.6 | 24.116 | 2011 | 4.3255 | 3.1829
1594 | UG | 75.6 | 19.8372 | 1974 | 0 | 17.2334 | 2017 | 75.6 | 37.0706 | 2017 | 4.3255 | 3.6128
1674 | UG | 25.2 | 9.9737 | 0 | 37.8 | 10.3273 | 2016 | 63 | 20.3009 | 2016 | 4.1431 | 3.0107
711 | UG | 22.5 | 9.2907 | 1976 | 22.5 | 9.2618 | 2009 | 45 | 18.5525 | 2009 | 3.8067 | 2.9206
408 | UG | 84.6 | 21.284 | 1976 | 0 | 0.58016 | 2004 | 84.6 | 21.8642 | 2004 | 4.4379 | 3.0848
698 | UG | 84.6 | 21.284 | 1976 | 0 | 1.4407 | 2007 | 84.6 | 22.7247 | 2007 | 4.4379 | 3.1235
696 | UG | 25.2 | 9.9737 | 1981 | 0 | 0.2681 | 2007 | 25.2 | 10.2418 | 2007 | 3.2268 | 2.3265
1636 | UG | 22.5 | 9.2907 | 1981 | 37.8 | 6.6059 | 2015 | 60.3 | 15.8966 | 2015 | 4.0993 | 2.7661
1185 | UG | 63 | 17.6979 | 1988 | 0 | 2.8088 | 2011 | 63 | 20.5067 | 2011 | 4.1431 | 3.0207
568 | UG | 75.6 | 19.8372 | 1978 | 0 | 0.028819 | 2006 | 75.6 | 19.866 | 2006 | 4.3255 | 2.989
853 | UG | 45 | 14.3371 | 1991 | 30.6 | 4.2556 | 2009 | 75.6 | 18.5927 | 2009 | 4.3255 | 2.9228
1201 | UG | 25.2 | 9.9737 | unknown | 37.8 | 7.6365 | 2012 | 63 | 17.6102 | 2012 | 4.1431 | 2.8685
654 | UG | 22.5 | 9.2907 | 1976 | 0 | 0.73673 | 2007 | 22.5 | 10.0275 | 2007 | 3.1135 | 2.3053
1394 | UG | 22.5 | 9.2907 | 1976 | 37.8 | 5.0058 | 2014 | 60.3 | 14.2965 | 2014 | 4.0993 | 2.66
1294 | UG | 13.41 | 6.7202 | 0 | 22.5 | 4.562 | 2014 | 35.91 | 11.2821 | 2014 | 3.581 | 2.4232
1670 | UG | 75.6 | 19.8372 | 0 | 0 | 2.7944 | 2016 | 75.6 | 22.6315 | 2016 | 4.3255 | 3.1193
579 | UG | 27 | 10.4138 | unknown | 27 | 3.6516 | 2008 | 54 | 14.0654 | 2008 | 3.989 | 2.6437
1670 | UG | 63.09 | 17.7137 | 0 | 37.8 | 18.3637 | 2016 | 100.89 | 36.0774 | 2016 | 4.614 | 3.5857
1083 | UG | 37.8 | 12.8549 | 1981 | 45 | 7.4125 | 2011 | 82.8 | 20.2674 | 2011 | 4.4164 | 3.009
552 | UG | 37.8 | 12.8549 | 1991 | 0 | 1.1458 | 2006 | 37.8 | 14.0007 | 2006 | 3.6323 | 2.6391
1311 | UG | 37.8 | 12.8549 | 1991 | 37.8 | 5.9841 | 2013 | 75.6 | 18.839 | 2013 | 4.3255 | 2.9359
1078 | UG | 64.35 | 17.9343 | 1957 | 0 | 1.0936 | 2011 | 64.35 | 19.0279 | 2011 | 4.1643 | 2.9459
495 | UG | 37.44 | 12.7781 | 1982 | 37.44 | 3.5908 | 2006 | 74.88 | 16.3689 | 2006 | 4.3159 | 2.7954
383 | UG | 54 | 16.0701 | 1984 | 45 | 3.9502 | 2005 | 99 | 20.0203 | 2005 | 4.5951 | 2.9967
1020 | UG | 29.97 | 11.1167 | 1977 | 45 | 7.345 | 2010 | 74.97 | 18.4617 | 2010 | 4.3171 | 2.9157
1364 | UG | 29.7 | 11.0539 | 0 | 45 | 8.7951 | 2013 | 74.7 | 19.849 | 2013 | 4.3135 | 2.9882
503 | UG | 45 | 14.3371 | 1972 | 45 | 3.8033 | 2007 | 90 | 18.1404 | 2007 | 4.4998 | 2.8981
925 | UG | 90 | 22.1244 | 1972 | 0 | 3.3165 | 2011 | 90 | 25.4409 | 2011 | 4.4998 | 3.2364
821 | UG | 45 | 14.3371 | 2006 | 45 | 9.4177 | 2011 | 90 | 23.7548 | 2011 | 4.4998 | 3.1678
486 | UG | 11.97 | 6.2589 | 1993 | 2.43 | 0.34692 | 2005 | 14.4 | 6.6059 | 2005 | 2.6672 | 1.888
779 | UG | 14.4 | 7.0265 | 1993 | 23.04 | 0.91576 | 2008 | 37.44 | 7.9423 | 2008 | 3.6227 | 2.0722
1416 | UG | 37.44 | 12.7781 | 1993 | 0 | 1.4182 | 2014 | 37.44 | 14.1963 | 2014 | 3.6227 | 2.653
554 | UG | 119.88 | 26.4727 | 1968 | 0 | 1.0611 | 2006 | 119.88 | 27.5338 | 2006 | 4.7865 | 3.3154
1581 | UG | 11.7 | 6.1702 | unknown | 33.3 | 5.3848 | 2015 | 45 | 11.555 | 2015 | 3.8067 | 2.4471
880 | UG | 29.7 | 11.0539 | 1966 | 30.24 | 4.5764 | 2010 | 59.94 | 15.6303 | 2010 | 4.0933 | 2.7492
1047 | UG | 14.4 | 7.0265 | 1965 | 15.3 | 6.2586 | 2012 | 29.7 | 13.2852 | 2012 | 3.3911 | 2.5866
1045 | UG | 69.84 | 18.8772 | 1971 | 21.6 | 3.8009 | 2011 | 91.44 | 22.6781 | 2011 | 4.5157 | 3.1214
1616 | UG | 74.88 | 19.7187 | unknown | 0 | 0.84819 | 2015 | 74.88 | 20.5669 | 2015 | 4.3159 | 3.0237
362 | UG | 84.6 | 21.284 | 1971 | 0 | 0.78848 | 2004 | 84.6 | 22.0725 | 2004 | 4.4379 | 3.0943
924 | UG | 90 | 22.1244 | 1982 | 0 | 1.4264 | 2010 | 90 | 23.5509 | 2010 | 4.4998 | 3.1592
1241 | UG | 37.44 | 12.7781 | unknown | 0 | 2.625 | 2012 | 37.44 | 15.4031 | 2012 | 3.6227 | 2.7346
438 | UG | 27 | 10.4138 | 1978 | 1.503 | 0.18095 | 2004 | 28.503 | 10.5947 | 2004 | 3.35 | 2.3604
748 | UG | 37.53 | 12.7973 | 1995 | 0 | 0.38858 | 2008 | 37.53 | 13.1859 | 2008 | 3.6251 | 2.5792
1319 | UG | 36 | 12.4683 | 0 | 19.44 | 3.2377 | 2014 | 55.44 | 15.706 | 2014 | 4.0153 | 2.754
892 | UG | 27 | 10.4138 | 1972 | 13.5 | 3.2491 | 2011 | 40.5 | 13.6629 | 2011 | 3.7013 | 2.6147
504 | UG | 11.97 | 6.2589 | 2007 | 22.5 | 2.1923 | 2006 | 34.47 | 8.4513 | 2007 | 3.5401 | 2.1343
618 | UG | 22.5 | 9.2907 | 1995 | 14.94 | 2.3465 | 2006 | 37.44 | 11.6372 | 2006 | 3.6227 | 2.4542
712 | UG | 14.94 | 7.1903 | 1980 | 14.94 | 7.8904 | 2011 | 29.88 | 15.0807 | 2011 | 3.3972 | 2.7134
726 | UG | 119.7 | 26.4478 | 1982 | 0 | 1.0316 | 2008 | 119.7 | 27.4794 | 2008 | 4.785 | 3.3134
530 | UG | 37.44 | 12.7781 | 1982 | 37.44 | 4.5023 | 2006 | 74.88 | 17.2804 | 2006 | 4.3159 | 2.8496
755 | UG | 23.4 | 9.5216 | 1983 | 0 | 0.74649 | 2008 | 23.4 | 10.2681 | 2008 | 3.1527 | 2.329
1081 | UG | 23.4 | 9.5216 | 1983 | 0 | 0.74616 | 2010 | 23.4 | 10.2678 | 2010 | 3.1527 | 2.329
307 | UG | 11.97 | 6.2589 | 1985 | 1.98 | 2.5231 | 2003 | 13.95 | 8.782 | 2003 | 2.6355 | 2.1727
1466 | UG | 13.95 | 6.8883 | 1985 | 8.55 | 4.6348 | 2015 | 22.5 | 11.5231 | 2015 | 3.1135 | 2.4444
1091 | UG | 22.5 | 9.2907 | 1982 | 37.8 | 7.6638 | 2011 | 60.3 | 16.9546 | 2011 | 4.0993 | 2.8305
666 | UG | 37.44 | 12.7781 | 1987 | 37.8 | 3.7978 | 2008 | 75.24 | 16.5759 | 2008 | 4.3207 | 2.808
556 | UG | 11.97 | 6.2589 | 1985 | 22.5 | 4.1694 | 2007 | 34.47 | 10.4283 | 2007 | 3.5401 | 2.3445
452 | UG | 14.4 | 7.0265 | 1986 | 0 | 3.4437 | 2005 | 14.4 | 10.4702 | 2005 | 2.6672 | 2.3485
613 | UG | 22.5 | 9.2907 | 1999 | 0 | 0.43132 | 2006 | 22.5 | 9.7221 | 2006 | 3.1135 | 2.2744
778 | UG | 74.88 | 19.7187 | 1988 | 0 | 0.48701 | 2008 | 74.88 | 20.2057 | 2008 | 4.3159 | 3.006
1571 | UG | 74.88 | 19.7187 | 1988 | 0 | 1.592 | 2016 | 74.88 | 21.3108 | 2016 | 4.3159 | 3.0592
525 | UG | 154.8 | 31.0661 | 1995 | 45 | 2.1078 | 2006 | 199.8 | 33.1739 | 2006 | 5.2973 | 3.5018
1324 | UG | 90 | 22.1244 | 2012 | 0 | 2.2693 | 2014 | 90 | 24.3937 | 2014 | 4.4998 | 3.1943
511 | UG | 225 | 39.2589 | 2004 | 0 | 0.42904 | 2004 | 225 | 39.688 | 2004 | 5.4161 | 3.681
1094 | UG | 225 | 39.2589 | 2004 | 0 | 1.0646 | 2011 | 225 | 40.3236 | 2011 | 5.4161 | 3.6969
775 | UG | 14.94 | 7.1903 | 2002 | 0 | 1.4059 | 2008 | 14.94 | 8.5962 | 2008 | 2.704 | 2.1513
1646 | UG | 7.2 | 4.5533 | unknown | 14.94 | 6.6896 | 2016 | 22.14 | 11.2429 | 2016 | 3.0974 | 2.4197
467 | UG | 11.97 | 6.2589 | 1996 | 31.5 | 3.4855 | 2005 | 43.47 | 9.7444 | 2005 | 3.7721 | 2.2767
437 | UG | 42.03 | 13.7373 | 2001 | 45 | 3.6314 | 2008 | 87.03 | 17.3687 | 2008 | 4.4663 | 2.8547
1233 | UG | 87.03 | 21.6646 | 2001 | 0 | 3.8904 | 2011 | 87.03 | 25.555 | 2011 | 4.4663 | 3.2408
361 | UG | 27.9 | 10.6297 | 1986 | 32.4 | 1.172 | 2002 | 60.3 | 11.8017 | 2002 | 4.0993 | 2.4682
645 | UG | 60.3 | 17.2193 | 1986 | 0 | 0.22668 | 2006 | 60.3 | 17.4459 | 2006 | 4.0993 | 2.8591
720 | UG | 36.9 | 12.6625 | 1974 | 13.5 | 3.2147 | 2009 | 50.4 | 15.8771 | 2009 | 3.92 | 2.7649
1554 | UG | 22.5 | 9.2907 | 2013 | 22.5 | 4.0041 | 2015 | 45 | 13.2948 | 2015 | 3.8067 | 2.5874
1570 | UG | 22.5 | 9.2907 | 0 | 22.5 | 5.7129 | 2016 | 45 | 15.0036 | 2016 | 3.8067 | 2.7083
1280 | UG | 22.5 | 9.2907 | 0 | 22.5 | 3.9567 | 2013 | 45 | 13.2474 | 2013 | 3.8067 | 2.5838
659 | UG | 134.46 | 28.4444 | 1974 | 0 | 0.19039 | 2006 | 134.46 | 28.6348 | 2006 | 4.9013 | 3.3546
1240 | UG | 15.03 | 7.2174 | 0 | 0 | 2.4762 | 2013 | 15.03 | 9.6936 | 2013 | 2.71 | 2.2715
317 | UG | 42.3 | 13.7925 | 1978 | 37.8 | 3.7336 | 2002 | 80.1 | 17.5261 | 2002 | 4.3833 | 2.8637
1510 | UG | 80.1 | 20.5682 | 1978 | 0 | 1.0378 | 2014 | 80.1 | 21.606 | 2014 | 4.3833 | 3.073
1678 | UG | 450 | 60.5828 | 0 | 0 | 0.18769 | 2015 | 450 | 60.7705 | 2015 | 6.1092 | 4.1071
409 | UG | 56.7 | 16.5685 | unknown | 56.7 | 6.95 | 2004 | 113.4 | 23.5185 | 2004 | 4.7309 | 3.1578
620 | UG | 120.06 | 26.4976 | unknown | 0 | 0.052327 | 2006 | 120.06 | 26.5499 | 2006 | 4.788 | 3.279
1085 | UG | 120.06 | 26.4976 | unknown | 0 | 0.079312 | 2010 | 120.06 | 26.5769 | 2010 | 4.788 | 3.28
589 | UG | 81 | 20.7125 | 1974 | 14.4 | 0.032007 | 2005 | 95.4 | 20.7445 | 2005 | 4.5581 | 3.0323
836 | UG | 95.4 | 22.9462 | 1974 | 0 | 0.20825 | 2008 | 95.4 | 23.1545 | 2008 | 4.5581 | 3.1422
1417 | UG | 90 | 22.1244 | 0 | 0 | 0.36632 | 2013 | 90 | 22.4908 | 2013 | 4.4998 | 3.1131
1575 | UG | 261.72 | 43.155 | 0 | 0 | 0.084606 | 2014 | 261.72 | 43.2396 | 2014 | 5.5673 | 3.7668
1480 | UG | 180 | 34.1416 | 0 | 0 | 1.4186 | 2015 | 180 | 35.5602 | 2015 | 5.193 | 3.5712
1644 | UG | 720 | 81.3029 | 0 | 45 | 6.4882 | 2016 | 765 | 87.791 | 2016 | 6.6399 | 4.475
1276 | UG | 154.8 | 31.0661 | unknown | 0 | 0.69755 | 2012 | 154.8 | 31.7637 | 2012 | 5.0421 | 3.4583
823 | UG | 54 | 16.0701 | unknown | 36 | 12.9391 | 2009 | 90 | 29.0092 | 2009 | 4.4998 | 3.3676
1601 | UG | 120.24 | 26.5224 | 0 | 0 | 4.0095 | 2015 | 120.24 | 30.5319 | 2015 | 4.7895 | 3.4188
1046 | UG | 54 | 16.0701 | unknown | 45 | 13.8381 | 2011 | 99 | 29.9082 | 2011 | 4.5951 | 3.3981
873 | UG | 69.03 | 18.7399 | unknown | 45 | 10.835 | 2011 | 114.03 | 29.5749 | 2011 | 4.7365 | 3.3869
630 | UG | 101.97 | 23.9229 | unknown | 0 | 0.76182 | 2007 | 101.97 | 24.6847 | 2007 | 4.6247 | 3.2062
1107 | UG | 45 | 14.3371 | 2010 | 45 | 7.7 | 2014 | 90 | 22.0371 | 2014 | 4.4998 | 3.0927
682 | UG | 27 | 10.4138 | 2005 | 27 | 4.2252 | 2009 | 54 | 14.639 | 2009 | 3.989 | 2.6837
677 | UG | 279 | 44.9169 | unknown | 45 | 5.9673 | 2009 | 324 | 50.8842 | 2009 | 5.7807 | 3.9296
643 | UG | 77.4 | 20.1315 | unknown | 42.57 | 4.4087 | 2009 | 119.97 | 24.5402 | 2009 | 4.7872 | 3.2003
* Type is either Greenfield (“GF”) or Upgrade (“UG”), where Upgrade refers to additional facilities that increase the capacity of an existing Greenfield project
** For Iteration 3, Greenfield Cost for an Upgrade project is estimated using the Iteration 2 power curve for greenfield and upgrade projects

## GF + UG Iteration 4
Alberta Electric System Operator
2018 ISO Tariff Application
Appendix X - Option 4 POD Cost Function
Fourth-Interation Calculation of Power Curve for Greenfield and Upgrade Projects
September 14, 2017 |  | INSTALLED
Project | Type * | Greenfield MW | Greenfield Cost ** | Greenfield Year | Upgrade MW | Upgrade Cost | Upgrade Year | Total MW | Total Cost | Total Year | LN(MW) | LN(Cost) |  | ln(y)=m*ln(x) + b Linear Regression
476 | GF | 22.5 | 16.8618 | 2006 |  |  |  | 22.5 | 16.8618 | 2006 | 3.1135 | 2.8251 | m | 0.63158 | 0.26536 | b
478 | GF | 15.03 | 6.0182 | 2006 |  |  |  | 15.03 | 6.0182 | 2006 | 2.71 | 1.7948 | se | 0.028793 | 0.11492 | seb
473 | GF | 45 | 14.999 | 2006 |  |  |  | 45 | 14.999 | 2006 | 3.8067 | 2.708 | R2 | 0.62966 | 0.35333 | sev
1042 | GF | 22.5 | 11.1648 | 2011 |  |  |  | 22.5 | 11.1648 | 2011 | 3.1135 | 2.4128 | F | 481.1693 | 283 | df
443 | GF | 35.1 | 11.7056 | 2004 |  |  |  | 35.1 | 11.7056 | 2004 | 3.5582 | 2.4601 | ssreg | 60.0706 | 35.3306 | ssresid
1195 | GF | 45 | 31.6599 | 2012 |  |  |  | 45 | 31.6599 | 2012 | 3.8067 | 3.4551
420 | GF | 22.5 | 9.6396 | 2004 |  |  |  | 22.5 | 9.6396 | 2004 | 3.1135 | 2.2659 |  | y=cx^m, where c=e^b
440 | GF | 37.8 | 17.2269 | 2007 |  |  |  | 37.8 | 17.2269 | 2007 | 3.6323 | 2.8465 | m | 0.63158 | 0.3902% | change
1102 | GF | 45 | 16.2936 | 2012 |  |  |  | 45 | 16.2936 | 2012 | 3.8067 | 2.7908 | c | 1.3039 | -0.7309% | from
324 | GF | 22.5 | 8.9094 | 2003 |  |  |  | 22.5 | 8.9094 | 2003 | 3.1135 | 2.1871 |  |  |  | prior
1103 | GF | 23.4 | 17.2995 | 2012 |  |  |  | 23.4 | 17.2995 | 2012 | 3.1527 | 2.8507 |  |  |  | iteration
386 | GF | 14.94 | 9.9511 | 2004 |  |  |  | 14.94 | 9.9511 | 2004 | 2.704 | 2.2977
80 | GF | 14.94 | 6.0754 | 2001 |  |  |  | 14.94 | 6.0754 | 2001 | 2.704 | 1.8042
1052 | GF | 37.8 | 10.9027 | 2013 |  |  |  | 37.8 | 10.9027 | 2013 | 3.6323 | 2.389
347 | GF | 75.6 | 9.3005 | 2004 |  |  |  | 75.6 | 9.3005 | 2004 | 4.3255 | 2.2301
1358 | GF | 59.4 | 13.0727 | 2013 |  |  |  | 59.4 | 13.0727 | 2013 | 4.0843 | 2.5705
584 | GF | 37.8 | 34.9037 | 2012 |  |  |  | 37.8 | 34.9037 | 2012 | 3.6323 | 3.5526
422 | GF | 45 | 13.6508 | 2004 |  |  |  | 45 | 13.6508 | 2004 | 3.8067 | 2.6138
944 | GF | 135 | 26.8161 | 2011 |  |  |  | 135 | 26.8161 | 2011 | 4.9053 | 3.289
387 | GF | 14.94 | 9.5131 | 2004 |  |  |  | 14.94 | 9.5131 | 2004 | 2.704 | 2.2527
587 | GF | 22.5 | 20.2415 | 2007 |  |  |  | 22.5 | 20.2415 | 2007 | 3.1135 | 3.0077
585 | GF | 37.8 | 11.2912 | 2008 |  |  |  | 37.8 | 11.2912 | 2008 | 3.6323 | 2.424
831 | GF | 37.8 | 20.9656 | 2011 |  |  |  | 37.8 | 20.9656 | 2011 | 3.6323 | 3.0429
340 | GF | 45 | 13.3096 | 2002 |  |  |  | 45 | 13.3096 | 2002 | 3.8067 | 2.5885
334 | GF | 22.5 | 7.9464 | 2003 |  |  |  | 22.5 | 7.9464 | 2003 | 3.1135 | 2.0727
343 | GF | 22.5 | 13.9997 | 2006 |  |  |  | 22.5 | 13.9997 | 2006 | 3.1135 | 2.639
358 | GF | 35.1 | 7.2249 | 2004 |  |  |  | 35.1 | 7.2249 | 2004 | 3.5582 | 1.9775
702 | GF | 37.8 | 5.2102 | 2008 |  |  |  | 37.8 | 5.2102 | 2008 | 3.6323 | 1.6506
526 | GF | 22.5 | 13.7588 | 2009 |  |  |  | 22.5 | 13.7588 | 2009 | 3.1135 | 2.6217
288 | GF | 22.5 | 4.4534 | 2001 |  |  |  | 22.5 | 4.4534 | 2001 | 3.1135 | 1.4937
851 | GF | 29.97 | 12.9318 | 2016 |  |  |  | 29.97 | 12.9318 | 2016 | 3.4002 | 2.5597
648 | GF | 45 | 18.253 | 2009 |  |  |  | 45 | 18.253 | 2009 | 3.8067 | 2.9043
855 | GF | 37.8 | 28.6671 | 2013 |  |  |  | 37.8 | 28.6671 | 2013 | 3.6323 | 3.3557
700 | GF | 37.8 | 7.0658 | 2008 |  |  |  | 37.8 | 7.0658 | 2008 | 3.6323 | 1.9553
683 | GF | 90 | 16.0323 | 2011 |  |  |  | 90 | 16.0323 | 2011 | 4.4998 | 2.7746
559 | GF | 360 | 56.8595 | 2014 |  |  |  | 360 | 56.8595 | 2014 | 5.8861 | 4.0406
1074 | GF | 90 | 43.1388 | 2012 |  |  |  | 90 | 43.1388 | 2012 | 4.4998 | 3.7644
34 | GF | 45 | 7.5134 | 1999 |  |  |  | 45 | 7.5134 | 1999 | 3.8067 | 2.0167
433 | GF | 90 | 22.3083 | 2005 |  |  |  | 90 | 22.3083 | 2005 | 4.4998 | 3.105
79A | GF | 37.44 | 5.0823 | 2001 |  |  |  | 37.44 | 5.0823 | 2001 | 3.6227 | 1.6258
10A | GF | 22.5 | 8.916 | 1998 |  |  |  | 22.5 | 8.916 | 1998 | 3.1135 | 2.1878
345 | GF | 45 | 8.369 | 2004 |  |  |  | 45 | 8.369 | 2004 | 3.8067 | 2.1245
1049 | GF | 90 | 54.5518 | 2011 |  |  |  | 90 | 54.5518 | 2011 | 4.4998 | 3.9992
230 | GF | 45 | 10.7399 | 2003 |  |  |  | 45 | 10.7399 | 2003 | 3.8067 | 2.374
79B | GF | 14.94 | 3.3788 | 2001 |  |  |  | 14.94 | 3.3788 | 2001 | 2.704 | 1.2175
10B | GF | 22.5 | 9.7991 | 1999 |  |  |  | 22.5 | 9.7991 | 1999 | 3.1135 | 2.2823
8 | GF | 42.03 | 11.9841 | 2000 |  |  |  | 42.03 | 11.9841 | 2000 | 3.7384 | 2.4836
487 | GF | 37.44 | 16.8138 | 2009 |  |  |  | 37.44 | 16.8138 | 2009 | 3.6227 | 2.8222
385 | GF | 14.94 | 8.5881 | 2004 |  |  |  | 14.94 | 8.5881 | 2004 | 2.704 | 2.1504
865 | GF | 29.97 | 8.6092 | 2016 |  |  |  | 29.97 | 8.6092 | 2016 | 3.4002 | 2.1528
863 | GF | 29.97 | 8.2434 | 2016 |  |  |  | 29.97 | 8.2434 | 2016 | 3.4002 | 2.1094
527 | GF | 22.5 | 6.9319 | 2008 |  |  |  | 22.5 | 6.9319 | 2008 | 3.1135 | 1.9361
595 | GF | 37.8 | 19.0874 | 2008 |  |  |  | 37.8 | 19.0874 | 2008 | 3.6323 | 2.949
528 | GF | 22.5 | 5.2658 | 2008 |  |  |  | 22.5 | 5.2658 | 2008 | 3.1135 | 1.6612
529 | GF | 22.5 | 7.7922 | 2008 |  |  |  | 22.5 | 7.7922 | 2008 | 3.1135 | 2.0531
1095 | GF | 22.5 | 11.9234 | 2012 |  |  |  | 22.5 | 11.9234 | 2012 | 3.1135 | 2.4785
561 | GF | 135 | 58.1001 | 2011 |  |  |  | 135 | 58.1001 | 2011 | 4.9053 | 4.0622
1018 | GF | 22.5 | 10.6346 | 2013 |  |  |  | 22.5 | 10.6346 | 2013 | 3.1135 | 2.3641
360 | GF | 37.8 | 7.1175 | 2005 |  |  |  | 37.8 | 7.1175 | 2005 | 3.6323 | 1.9626
1106 | GF | 22.5 | 20.2179 | 2013 |  |  |  | 22.5 | 20.2179 | 2013 | 3.1135 | 3.0066
899 | GF | 45 | 15.1725 | 2011 |  |  |  | 45 | 15.1725 | 2011 | 3.8067 | 2.7195
1191 | GF | 14.94 | 12.6281 | 2012 |  |  |  | 14.94 | 12.6281 | 2012 | 2.704 | 2.5359
1115 | GF | 22.5 | 24.3628 | 2013 |  |  |  | 22.5 | 24.3628 | 2013 | 3.1135 | 3.1931
1053 | GF | 14.94 | 14.7144 | 2012 |  |  |  | 14.94 | 14.7144 | 2012 | 2.704 | 2.6888
864 | GF | 29.97 | 9.8258 | 2013 |  |  |  | 29.97 | 9.8258 | 2013 | 3.4002 | 2.285
834 | GF | 45 | 25.7984 | 2011 |  |  |  | 45 | 25.7984 | 2011 | 3.8067 | 3.2503
722 | GF | 22.5 | 13.5015 | 2009 |  |  |  | 22.5 | 13.5015 | 2009 | 3.1135 | 2.6028
927 | GF | 67.5 | 25.8871 | 2011 |  |  |  | 67.5 | 25.8871 | 2011 | 4.2121 | 3.2537
1068 | GF | 22.5 | 26.9182 | 2012 |  |  |  | 22.5 | 26.9182 | 2012 | 3.1135 | 3.2928
506 | GF | 113.4 | 19.7523 | 2007 |  |  |  | 113.4 | 19.7523 | 2007 | 4.7309 | 2.9833
456 | GF | 45 | 17.647 | 2009 |  |  |  | 45 | 17.647 | 2009 | 3.8067 | 2.8706
130 | GF | 45 | 8.437 | 2000 |  |  |  | 45 | 8.437 | 2000 | 3.8067 | 2.1326
308 | GF | 54 | 8.8754 | 2006 |  |  |  | 54 | 8.8754 | 2006 | 3.989 | 2.1833
829 | GF | 45 | 27.7611 | 2012 |  |  |  | 45 | 27.7611 | 2012 | 3.8067 | 3.3236
425 | GF | 27 | 11.7254 | 2008 |  |  |  | 27 | 11.7254 | 2008 | 3.2958 | 2.4618
333 | GF | 27 | 7.5607 | 2004 |  |  |  | 27 | 7.5607 | 2004 | 3.2958 | 2.023
769 | GF | 135 | 33.576 | 2009 |  |  |  | 135 | 33.576 | 2009 | 4.9053 | 3.5138
948 | GF | 225 | 12.6537 | 2014 |  |  |  | 225 | 12.6537 | 2014 | 5.4161 | 2.5379
1128 | GF | 225 | 63.5562 | 2013 |  |  |  | 225 | 63.5562 | 2013 | 5.4161 | 4.1519
1214 | GF | 90 | 22.6317 | 2013 |  |  |  | 90 | 22.6317 | 2013 | 4.4998 | 3.1194
1225 | GF | 37.8 | 18.6367 | 2014 |  |  |  | 37.8 | 18.6367 | 2014 | 3.6323 | 2.9251
1263 | GF | 27 | 19.6117 | 2015 |  |  |  | 27 | 19.6117 | 2015 | 3.2958 | 2.9761
1309 | GF | 45 | 16.1093 | 2014 |  |  |  | 45 | 16.1093 | 2014 | 3.8067 | 2.7794
1349 | GF | 29.7 | 8.968 | 2014 |  |  |  | 29.7 | 8.968 | 2014 | 3.3911 | 2.1937
1358 | GF | 59.4 | 13.0727 | 2013 |  |  |  | 59.4 | 13.0727 | 2013 | 4.0843 | 2.5705
1404 | GF | 150.984 | 35.2763 | 2016 |  |  |  | 150.984 | 35.2763 | 2016 | 5.0172 | 3.5632
1482 | GF | 90 | 18.7658 | 2015 |  |  |  | 90 | 18.7658 | 2015 | 4.4998 | 2.932
1515 | GF | 37.8 | 12.9927 | 2015 |  |  |  | 37.8 | 12.9927 | 2015 | 3.6323 | 2.5644
1618 | GF | 45 | 15.966 | 2016 |  |  |  | 45 | 15.966 | 2016 | 3.8067 | 2.7705
1634 | GF | 45 | 17.1728 | 2015 |  |  |  | 45 | 17.1728 | 2015 | 3.8067 | 2.8433
1258 | GF | 75.6 | 53.5183 | 2016 |  |  |  | 75.6 | 53.5183 | 2016 | 4.3255 | 3.98
1284 | GF | 37.8 | 7.0843 | 2013 |  |  |  | 37.8 | 7.0843 | 2013 | 3.6323 | 1.9579
Pre-01 | GF | 6.75 | 2.4934 | 1989 |  |  |  | 6.75 | 2.4934 | 1989 | 1.9095 | 0.91364
Pre-02 | GF | 4.5 | 1.494 | 1986 |  |  |  | 4.5 | 1.494 | 1986 | 1.5041 | 0.40147
Pre-03 | GF | 10.08 | 1.9369 | 1989 |  |  |  | 10.08 | 1.9369 | 1989 | 2.3106 | 0.66111
Pre-04 | GF | 13.5 | 8.5265 | 1990 |  |  |  | 13.5 | 8.5265 | 1990 | 2.6027 | 2.1432
Pre-05 | GF | 16.11 | 4.0522 | 1987 |  |  |  | 16.11 | 4.0522 | 1987 | 2.7794 | 1.3993
Pre-06 | GF | 29.88 | 9.6482 | 1988 |  |  |  | 29.88 | 9.6482 | 1988 | 3.3972 | 2.2668
Pre-07 | GF | 22.5 | 5.0294 | 1996 |  |  |  | 22.5 | 5.0294 | 1996 | 3.1135 | 1.6153
Pre-08 | GF | 37.8 | 6.3729 | 1986 |  |  |  | 37.8 | 6.3729 | 1986 | 3.6323 | 1.8521
Pre-09 | GF | 22.5 | 2.9443 | 1996 |  |  |  | 22.5 | 2.9443 | 1996 | 3.1135 | 1.0799
Pre-10 | GF | 22.5 | 13.4811 | 1989 |  |  |  | 22.5 | 13.4811 | 1989 | 3.1135 | 2.6013
Pre-11 | GF | 26.91 | 2.9102 | 1986 |  |  |  | 26.91 | 2.9102 | 1986 | 3.2925 | 1.0682
Pre-12 | GF | 37.8 | 9.8907 | 1992 |  |  |  | 37.8 | 9.8907 | 1992 | 3.6323 | 2.2916
Pre-13 | GF | 13.41 | 5.9446 | 1989 |  |  |  | 13.41 | 5.9446 | 1989 | 2.596 | 1.7825
Pre-14 | GF | 74.7 | 7.1936 | 1990 |  |  |  | 74.7 | 7.1936 | 1990 | 4.3135 | 1.9732
Pre-15 | GF | 90 | 17.5945 | 1989 |  |  |  | 90 | 17.5945 | 1989 | 4.4998 | 2.8676
Pre-16 | GF | 168.75 | 14.0262 | 1987 |  |  |  | 168.75 | 14.0262 | 1987 | 5.1284 | 2.6409
Pre-17 | GF | 90 | 14.2199 | 1998 |  |  |  | 90 | 14.2199 | 1998 | 4.4998 | 2.6546
Pre-18 | GF | 202.5 | 23.4475 | 1989 |  |  |  | 202.5 | 23.4475 | 1989 | 5.3107 | 3.1548
1184 | UG | 45 | 14.4048 | 2013 | 45 | 18.8693 | 2012 | 90 | 33.2742 | 2013 | 4.4998 | 3.5048
1481 | UG | 90 | 22.2789 | 2013 | 0 | 1.1114 | 2014 | 90 | 23.3903 | 2014 | 4.4998 | 3.1523
457 | UG | 22.5 | 9.3137 | 1990 | 22.5 | 3.2891 | 2006 | 45 | 12.6028 | 2006 | 3.8067 | 2.5339
407 | UG | 73.8 | 19.664 | 1982 | 0 | 0.60107 | 2004 | 73.8 | 20.2651 | 2004 | 4.3014 | 3.0089
706 | UG | 22.5 | 9.3137 | 1984 | 37.8 | 5.8346 | 2008 | 60.3 | 15.1483 | 2008 | 4.0993 | 2.7179
1070 | UG | 60.3 | 17.317 | 1984 | 0 | 0.83608 | 2011 | 60.3 | 18.1531 | 2011 | 4.0993 | 2.8988
1264 | UG | 60.3 | 17.317 | 1984 | 15.3 | 8.0579 | 2013 | 75.6 | 25.3749 | 2013 | 4.3255 | 3.2338
1208 | UG | 37.8 | 12.9083 | 1961 | 0 | 2.7992 | 2012 | 37.8 | 15.7075 | 2012 | 3.6323 | 2.7541
655 | UG | 47.79 | 14.9604 | 1974 | 0 | 0.756 | 2007 | 47.79 | 15.7164 | 2007 | 3.8668 | 2.7547
733 | UG | 37.8 | 12.9083 | 2007 | 37.8 | 6.8611 | 2009 | 75.6 | 19.7695 | 2009 | 4.3255 | 2.9841
1700 | UG | 22.5 | 9.3137 | 0 | 37.8 | 4.0239 | 2016 | 60.3 | 13.3376 | 2016 | 4.0993 | 2.5906
1569 | UG | 47.79 | 14.9604 | 1997 | 15.3 | 3.7373 | 2015 | 63.09 | 18.6977 | 2015 | 4.1446 | 2.9284
401 | UG | 2.7 | 2.4536 | 1986 | 6.3 | 0.36204 | 2004 | 9 | 2.8157 | 2004 | 2.1972 | 1.0352
1412 | UG | 9 | 5.2332 | 1986 | 3.6 | 4.3575 | 2015 | 12.6 | 9.5907 | 2015 | 2.5337 | 2.2608
1318 | UG | 80.1 | 20.704 | 1997 | 0 | 1.6878 | 2013 | 80.1 | 22.3918 | 2013 | 4.3833 | 3.1087
1194 | UG | 22.5 | 9.3137 | 1980 | 0 | 1.6086 | 2011 | 22.5 | 10.9223 | 2011 | 3.1135 | 2.3908
801 | UG | 37.8 | 12.9083 | 2008 | 37.8 | 6.3106 | 2009 | 75.6 | 19.219 | 2009 | 4.3255 | 2.9559
804 | UG | 25.2 | 10.002 | 1982 | 22.5 | 15.1771 | 2009 | 47.7 | 25.1791 | 2009 | 3.8649 | 3.226
365 | UG | 22.5 | 9.3137 | 1982 | 0 | 0.59607 | 2003 | 22.5 | 9.9098 | 2003 | 3.1135 | 2.2935
708 | UG | 22.5 | 9.3137 | 1982 | 22.5 | 6.8375 | 2007 | 45 | 16.1512 | 2007 | 3.8067 | 2.782
1568 | UG | 45 | 14.4048 | 1997 | 30.6 | 3.5849 | 2015 | 75.6 | 17.9897 | 2015 | 4.3255 | 2.8898
398 | UG | 60.3 | 17.317 | 1981 | 0 | 1.4547 | 2004 | 60.3 | 18.7717 | 2004 | 4.0993 | 2.9324
1642 | UG | 22.5 | 9.3137 | unknown | 37.8 | 10.1341 | 2015 | 60.3 | 19.4478 | 2015 | 4.0993 | 2.9677
522 | UG | 75.6 | 19.9644 | 1981 | 0 | 0.49327 | 2006 | 75.6 | 20.4577 | 2006 | 4.3255 | 3.0184
170 | UG | 34.56 | 12.2007 | unknown | 10.44 | 4.4337 | 2001 | 45 | 16.6345 | 2001 | 3.8067 | 2.8115
1312 | UG | 45 | 14.4048 | unknown | 22.5 | 6.0245 | 2013 | 67.5 | 20.4293 | 2013 | 4.2121 | 3.017
170 | UG | 27.09 | 10.4676 | unknown | 17.91 | 4.883 | 2001 | 45 | 15.3506 | 2001 | 3.8067 | 2.7312
1366 | UG | 45 | 14.4048 | 0 | 29.7 | 5.5737 | 2013 | 74.7 | 19.9785 | 2013 | 4.3135 | 2.9947
170 | UG | 22.5 | 9.3137 | unknown | 22.5 | 5.2097 | 2001 | 45 | 14.5234 | 2001 | 3.8067 | 2.6758
1350 | UG | 45 | 14.4048 | 0 | 29.7 | 6.53 | 2013 | 74.7 | 20.9349 | 2013 | 4.3135 | 3.0414
658 | UG | 6.75 | 4.3668 | 1996 | 15.75 | 7.2631 | 2008 | 22.5 | 11.6299 | 2008 | 3.1135 | 2.4536
897 | UG | 22.5 | 9.3137 | 1996 | 22.5 | 6.2372 | 2010 | 45 | 15.5509 | 2010 | 3.8067 | 2.7441
483 | UG | 37.8 | 12.9083 | 1986 | 37.8 | 3.6201 | 2005 | 75.6 | 16.5284 | 2005 | 4.3255 | 2.8051
1494 | UG | 22.5 | 9.3137 | 0 | 37.8 | 6.4297 | 2014 | 60.3 | 15.7435 | 2014 | 4.0993 | 2.7564
488 | UG | 171.9 | 33.4734 | 1982 | 0 | 0.40463 | 2006 | 171.9 | 33.878 | 2006 | 5.1469 | 3.5228
1692 | UG | 171.9 | 33.4734 | 0 | 0 | 2.2188 | 2016 | 171.9 | 35.6922 | 2016 | 5.1469 | 3.5749
318 | UG | 42.3 | 13.8549 | 1996 | 0 | 0.76702 | 2001 | 42.3 | 14.6219 | 2001 | 3.7448 | 2.6825
806 | UG | 42.3 | 13.8549 | 1996 | 0 | 0.68948 | 2008 | 42.3 | 14.5443 | 2008 | 3.7448 | 2.6772
1495 | UG | 42.3 | 13.8549 | 1996 | 37.8 | 5.1428 | 2014 | 80.1 | 18.9977 | 2014 | 4.3833 | 2.9443
1386 | UG | 84.6 | 21.4283 | 0 | 0 | 0.85934 | 2013 | 84.6 | 22.2877 | 2013 | 4.4379 | 3.104
928 | UG | 22.5 | 9.3137 | 1992 | 37.8 | 10.3644 | 2010 | 60.3 | 19.6781 | 2010 | 4.0993 | 2.9795
1450 | UG | 60.3 | 17.317 | 1992 | 24.3 | 5.153 | 2014 | 84.6 | 22.47 | 2014 | 4.4379 | 3.1122
170 | UG | 59.94 | 17.2519 | unknown | 0 | 1.1342 | 2001 | 59.94 | 18.3861 | 2001 | 4.0933 | 2.9116
649 | UG | 59.94 | 17.2519 | 1997 | 22.5 | 5.0181 | 2007 | 82.44 | 22.27 | 2007 | 4.4121 | 3.1032
1203 | UG | 22.5 | 9.3137 | 1977 | 37.8 | 12.4436 | 2012 | 60.3 | 21.7573 | 2012 | 4.0993 | 3.08
170 | UG | 13.5 | 6.7539 | 1972 | 0 | 2.9005 | 2001 | 13.5 | 9.6543 | 2001 | 2.6027 | 2.2674
363 | UG | 37.8 | 12.9083 | 1975 | 0 | 0.82194 | 2004 | 37.8 | 13.7303 | 2004 | 3.6323 | 2.6196
493 | UG | 37.8 | 12.9083 | 1975 | 37.8 | 3.4003 | 2006 | 75.6 | 16.3086 | 2006 | 4.3255 | 2.7917
685 | UG | 75.6 | 19.9644 | 1975 | 0 | 0.94607 | 2007 | 75.6 | 20.9105 | 2007 | 4.3255 | 3.0402
1574 | UG | 37.8 | 12.9083 | 2013 | 37.8 | 6.2662 | 2015 | 75.6 | 19.1746 | 2015 | 4.3255 | 2.9536
435 | UG | 15.03 | 7.2258 | 1990 | 29.7 | 3.0774 | 2004 | 44.73 | 10.3031 | 2004 | 3.8006 | 2.3324
652 | UG | 12.15 | 6.3207 | 1986 | 10.35 | 4.3802 | 2007 | 22.5 | 10.7009 | 2007 | 3.1135 | 2.3703
366 | UG | 22.5 | 9.3137 | 1981 | 0 | 0.60208 | 2003 | 22.5 | 9.9158 | 2003 | 3.1135 | 2.2941
1640 | UG | 22.5 | 9.3137 | 1981 | 37.8 | 8.3244 | 2015 | 60.3 | 17.6381 | 2015 | 4.0993 | 2.8701
367 | UG | 63 | 17.8009 | 1988 | 0 | 0.55589 | 2004 | 63 | 18.3568 | 2004 | 4.1431 | 2.91
650 | UG | 37.8 | 12.9083 | 1981 | 37.8 | 11.8954 | 2007 | 75.6 | 24.8037 | 2007 | 4.3255 | 3.211
902 | UG | 37.8 | 12.9083 | 2002 | 0 | 0.547 | 2009 | 37.8 | 13.4553 | 2009 | 3.6323 | 2.5994
1202 | UG | 22.5 | 9.3137 | 1989 | 37.8 | 10.745 | 2012 | 60.3 | 20.0587 | 2012 | 4.0993 | 2.9987
1338 | UG | 13.23 | 6.6686 | unknown | 22.5 | 6.6636 | 2013 | 35.73 | 13.3321 | 2013 | 3.576 | 2.5902
212 | UG | 69.12 | 18.87 | 1978 | 45 | 4.6265 | 2003 | 114.12 | 23.4964 | 2003 | 4.7373 | 3.1568
653 | UG | 114.12 | 25.8684 | 1977 | 0 | 0.56895 | 2007 | 114.12 | 26.4373 | 2007 | 4.7373 | 3.2748
1679 | UG | 114.12 | 25.8684 | 1977 | 0 | 3.0359 | 2016 | 114.12 | 28.9043 | 2016 | 4.7373 | 3.364
1382 | UG | 60.3 | 17.317 | unknown | 0 | 2.4484 | 2013 | 60.3 | 19.7655 | 2013 | 4.0993 | 2.9839
1638 | UG | 60.3 | 17.317 | unknown | 15.3 | 1.4308 | 2015 | 75.6 | 18.7478 | 2015 | 4.3255 | 2.9311
874 | UG | 7.56 | 4.6895 | 1997 | 14.94 | 3.6334 | 2009 | 22.5 | 8.3229 | 2009 | 3.1135 | 2.119
491 | UG | 75.6 | 19.9644 | 1984 | 0 | 0.19252 | 2006 | 75.6 | 20.1569 | 2006 | 4.3255 | 3.0035
1396 | UG | 37.8 | 12.9083 | 2009 | 0 | 0.37351 | 2013 | 37.8 | 13.2818 | 2013 | 3.6323 | 2.5864
1597 | UG | 37.8 | 12.9083 | 2009 | 37.8 | 4.2356 | 2015 | 75.6 | 17.1439 | 2015 | 4.3255 | 2.8416
1292 | UG | 25.29 | 10.0245 | unknown | 12.51 | 4.4712 | 2013 | 37.8 | 14.4956 | 2013 | 3.6323 | 2.6738
364 | UG | 80.1 | 20.704 | 1975 | 0 | 1.3175 | 2004 | 80.1 | 22.0215 | 2004 | 4.3833 | 3.092
1306 | UG | 37.8 | 12.9083 | 1985 | 37.8 | 5.9849 | 2013 | 75.6 | 18.8932 | 2013 | 4.3255 | 2.9388
858 | UG | 37.8 | 12.9083 | 2009 | 37.8 | 5.4359 | 2010 | 75.6 | 18.3442 | 2010 | 4.3255 | 2.9093
1454 | UG | 75.6 | 19.9644 | 2009 | 0 | 0.45762 | 2013 | 75.6 | 20.422 | 2013 | 4.3255 | 3.0166
637 | UG | 22.5 | 9.3137 | 1989 | 22.5 | 6.7669 | 2007 | 45 | 16.0806 | 2007 | 3.8067 | 2.7776
1254 | UG | 45 | 14.4048 | 1989 | 30.6 | 6.5284 | 2012 | 75.6 | 20.9333 | 2012 | 4.3255 | 3.0413
734 | UG | 37.8 | 12.9083 | 1974 | 37.8 | 11.2611 | 2011 | 75.6 | 24.1695 | 2011 | 4.3255 | 3.1851
1594 | UG | 75.6 | 19.9644 | 1974 | 0 | 17.2334 | 2017 | 75.6 | 37.1978 | 2017 | 4.3255 | 3.6163
1674 | UG | 25.2 | 10.002 | 0 | 37.8 | 10.3273 | 2016 | 63 | 20.3293 | 2016 | 4.1431 | 3.0121
711 | UG | 22.5 | 9.3137 | 1976 | 22.5 | 9.2618 | 2009 | 45 | 18.5755 | 2009 | 3.8067 | 2.9218
408 | UG | 84.6 | 21.4283 | 1976 | 0 | 0.58016 | 2004 | 84.6 | 22.0085 | 2004 | 4.4379 | 3.0914
698 | UG | 84.6 | 21.4283 | 1976 | 0 | 1.4407 | 2007 | 84.6 | 22.869 | 2007 | 4.4379 | 3.1298
696 | UG | 25.2 | 10.002 | 1981 | 0 | 0.2681 | 2007 | 25.2 | 10.2701 | 2007 | 3.2268 | 2.3292
1636 | UG | 22.5 | 9.3137 | 1981 | 37.8 | 6.6059 | 2015 | 60.3 | 15.9196 | 2015 | 4.0993 | 2.7676
1185 | UG | 63 | 17.8009 | 1988 | 0 | 2.8088 | 2011 | 63 | 20.6096 | 2011 | 4.1431 | 3.0258
568 | UG | 75.6 | 19.9644 | 1978 | 0 | 0.028819 | 2006 | 75.6 | 19.9932 | 2006 | 4.3255 | 2.9954
853 | UG | 45 | 14.4048 | 1991 | 30.6 | 4.2556 | 2009 | 75.6 | 18.6605 | 2009 | 4.3255 | 2.9264
1201 | UG | 25.2 | 10.002 | unknown | 37.8 | 7.6365 | 2012 | 63 | 17.6385 | 2012 | 4.1431 | 2.8701
654 | UG | 22.5 | 9.3137 | 1976 | 0 | 0.73673 | 2007 | 22.5 | 10.0504 | 2007 | 3.1135 | 2.3076
1394 | UG | 22.5 | 9.3137 | 1976 | 37.8 | 5.0058 | 2014 | 60.3 | 14.3195 | 2014 | 4.0993 | 2.6616
1294 | UG | 13.41 | 6.7255 | 0 | 22.5 | 4.562 | 2014 | 35.91 | 11.2875 | 2014 | 3.581 | 2.4237
1670 | UG | 75.6 | 19.9644 | 0 | 0 | 2.7944 | 2016 | 75.6 | 22.7587 | 2016 | 4.3255 | 3.1249
579 | UG | 27 | 10.4457 | unknown | 27 | 3.6516 | 2008 | 54 | 14.0973 | 2008 | 3.989 | 2.646
1670 | UG | 63.09 | 17.8169 | 0 | 37.8 | 18.3637 | 2016 | 100.89 | 36.1806 | 2016 | 4.614 | 3.5885
1083 | UG | 37.8 | 12.9083 | 1981 | 45 | 7.4125 | 2011 | 82.8 | 20.3208 | 2011 | 4.4164 | 3.0116
552 | UG | 37.8 | 12.9083 | 1991 | 0 | 1.1458 | 2006 | 37.8 | 14.0541 | 2006 | 3.6323 | 2.6429
1311 | UG | 37.8 | 12.9083 | 1991 | 37.8 | 5.9841 | 2013 | 75.6 | 18.8925 | 2013 | 4.3255 | 2.9388
1078 | UG | 64.35 | 18.0399 | 1957 | 0 | 1.0936 | 2011 | 64.35 | 19.1335 | 2011 | 4.1643 | 2.9514
495 | UG | 37.44 | 12.8309 | 1982 | 37.44 | 3.5908 | 2006 | 74.88 | 16.4216 | 2006 | 4.3159 | 2.7986
383 | UG | 54 | 16.1556 | 1984 | 45 | 3.9502 | 2005 | 99 | 20.1058 | 2005 | 4.5951 | 3.001
1020 | UG | 29.97 | 11.1545 | 1977 | 45 | 7.345 | 2010 | 74.97 | 18.4995 | 2010 | 4.3171 | 2.9177
1364 | UG | 29.7 | 11.0912 | 0 | 45 | 8.7951 | 2013 | 74.7 | 19.8863 | 2013 | 4.3135 | 2.99
503 | UG | 45 | 14.4048 | 1972 | 45 | 3.8033 | 2007 | 90 | 18.2082 | 2007 | 4.4998 | 2.9019
925 | UG | 90 | 22.2789 | 1972 | 0 | 3.3165 | 2011 | 90 | 25.5954 | 2011 | 4.4998 | 3.2424
821 | UG | 45 | 14.4048 | 2006 | 45 | 9.4177 | 2011 | 90 | 23.8226 | 2011 | 4.4998 | 3.1706
486 | UG | 11.97 | 6.2616 | 1993 | 2.43 | 0.34692 | 2005 | 14.4 | 6.6085 | 2005 | 2.6672 | 1.8884
779 | UG | 14.4 | 7.0337 | 1993 | 23.04 | 0.91576 | 2008 | 37.44 | 7.9495 | 2008 | 3.6227 | 2.0731
1416 | UG | 37.44 | 12.8309 | 1993 | 0 | 1.4182 | 2014 | 37.44 | 14.249 | 2014 | 3.6227 | 2.6567
554 | UG | 119.88 | 26.6823 | 1968 | 0 | 1.0611 | 2006 | 119.88 | 27.7434 | 2006 | 4.7865 | 3.323
1581 | UG | 11.7 | 6.1724 | unknown | 33.3 | 5.3848 | 2015 | 45 | 11.5572 | 2015 | 3.8067 | 2.4473
880 | UG | 29.7 | 11.0912 | 1966 | 30.24 | 4.5764 | 2010 | 59.94 | 15.6676 | 2010 | 4.0933 | 2.7516
1047 | UG | 14.4 | 7.0337 | 1965 | 15.3 | 6.2586 | 2012 | 29.7 | 13.2924 | 2012 | 3.3911 | 2.5872
1045 | UG | 69.84 | 18.9934 | 1971 | 21.6 | 3.8009 | 2011 | 91.44 | 22.7943 | 2011 | 4.5157 | 3.1265
1616 | UG | 74.88 | 19.8446 | unknown | 0 | 0.84819 | 2015 | 74.88 | 20.6927 | 2015 | 4.3159 | 3.0298
362 | UG | 84.6 | 21.4283 | 1971 | 0 | 0.78848 | 2004 | 84.6 | 22.2168 | 2004 | 4.4379 | 3.1008
924 | UG | 90 | 22.2789 | 1982 | 0 | 1.4264 | 2010 | 90 | 23.7053 | 2010 | 4.4998 | 3.1657
1241 | UG | 37.44 | 12.8309 | unknown | 0 | 2.625 | 2012 | 37.44 | 15.4559 | 2012 | 3.6227 | 2.738
438 | UG | 27 | 10.4457 | 1978 | 1.503 | 0.18095 | 2004 | 28.503 | 10.6266 | 2004 | 3.35 | 2.3634
748 | UG | 37.53 | 12.8503 | 1995 | 0 | 0.38858 | 2008 | 37.53 | 13.2388 | 2008 | 3.6251 | 2.5832
1319 | UG | 36 | 12.5181 | 0 | 19.44 | 3.2377 | 2014 | 55.44 | 15.7558 | 2014 | 4.0153 | 2.7572
892 | UG | 27 | 10.4457 | 1972 | 13.5 | 3.2491 | 2011 | 40.5 | 13.6948 | 2011 | 3.7013 | 2.617
504 | UG | 11.97 | 6.2616 | 2007 | 22.5 | 2.1923 | 2006 | 34.47 | 8.4539 | 2007 | 3.5401 | 2.1346
618 | UG | 22.5 | 9.3137 | 1995 | 14.94 | 2.3465 | 2006 | 37.44 | 11.6602 | 2006 | 3.6227 | 2.4562
712 | UG | 14.94 | 7.1985 | 1980 | 14.94 | 7.8904 | 2011 | 29.88 | 15.0889 | 2011 | 3.3972 | 2.714
726 | UG | 119.7 | 26.6571 | 1982 | 0 | 1.0316 | 2008 | 119.7 | 27.6887 | 2008 | 4.785 | 3.321
530 | UG | 37.44 | 12.8309 | 1982 | 37.44 | 4.5023 | 2006 | 74.88 | 17.3331 | 2006 | 4.3159 | 2.8526
755 | UG | 23.4 | 9.5464 | 1983 | 0 | 0.74649 | 2008 | 23.4 | 10.2929 | 2008 | 3.1527 | 2.3315
1081 | UG | 23.4 | 9.5464 | 1983 | 0 | 0.74616 | 2010 | 23.4 | 10.2925 | 2010 | 3.1527 | 2.3314
307 | UG | 11.97 | 6.2616 | 1985 | 1.98 | 2.5231 | 2003 | 13.95 | 8.7847 | 2003 | 2.6355 | 2.173
1466 | UG | 13.95 | 6.8946 | 1985 | 8.55 | 4.6348 | 2015 | 22.5 | 11.5295 | 2015 | 3.1135 | 2.4449
1091 | UG | 22.5 | 9.3137 | 1982 | 37.8 | 7.6638 | 2011 | 60.3 | 16.9775 | 2011 | 4.0993 | 2.8319
666 | UG | 37.44 | 12.8309 | 1987 | 37.8 | 3.7978 | 2008 | 75.24 | 16.6287 | 2008 | 4.3207 | 2.8111
556 | UG | 11.97 | 6.2616 | 1985 | 22.5 | 4.1694 | 2007 | 34.47 | 10.431 | 2007 | 3.5401 | 2.3448
452 | UG | 14.4 | 7.0337 | 1986 | 0 | 3.4437 | 2005 | 14.4 | 10.4774 | 2005 | 2.6672 | 2.3492
613 | UG | 22.5 | 9.3137 | 1999 | 0 | 0.43132 | 2006 | 22.5 | 9.745 | 2006 | 3.1135 | 2.2768
778 | UG | 74.88 | 19.8446 | 1988 | 0 | 0.48701 | 2008 | 74.88 | 20.3316 | 2008 | 4.3159 | 3.0122
1571 | UG | 74.88 | 19.8446 | 1988 | 0 | 1.592 | 2016 | 74.88 | 21.4366 | 2016 | 4.3159 | 3.0651
525 | UG | 154.8 | 31.338 | 1995 | 45 | 2.1078 | 2006 | 199.8 | 33.4458 | 2006 | 5.2973 | 3.5099
1324 | UG | 90 | 22.2789 | 2012 | 0 | 2.2693 | 2014 | 90 | 24.5482 | 2014 | 4.4998 | 3.2006
511 | UG | 225 | 39.6505 | 2004 | 0 | 0.42904 | 2004 | 225 | 40.0795 | 2004 | 5.4161 | 3.6909
1094 | UG | 225 | 39.6505 | 2004 | 0 | 1.0646 | 2011 | 225 | 40.7151 | 2011 | 5.4161 | 3.7066
775 | UG | 14.94 | 7.1985 | 2002 | 0 | 1.4059 | 2008 | 14.94 | 8.6044 | 2008 | 2.704 | 2.1523
1646 | UG | 7.2 | 4.5478 | unknown | 14.94 | 6.6896 | 2016 | 22.14 | 11.2373 | 2016 | 3.0974 | 2.4192
467 | UG | 11.97 | 6.2616 | 1996 | 31.5 | 3.4855 | 2005 | 43.47 | 9.7471 | 2005 | 3.7721 | 2.277
437 | UG | 42.03 | 13.7992 | 2001 | 45 | 3.6314 | 2008 | 87.03 | 17.4305 | 2008 | 4.4663 | 2.8582
1233 | UG | 87.03 | 21.8135 | 2001 | 0 | 3.8904 | 2011 | 87.03 | 25.7039 | 2011 | 4.4663 | 3.2466
361 | UG | 27.9 | 10.6634 | 1986 | 32.4 | 1.172 | 2002 | 60.3 | 11.8354 | 2002 | 4.0993 | 2.4711
645 | UG | 60.3 | 17.317 | 1986 | 0 | 0.22668 | 2006 | 60.3 | 17.5437 | 2006 | 4.0993 | 2.8647
720 | UG | 36.9 | 12.7141 | 1974 | 13.5 | 3.2147 | 2009 | 50.4 | 15.9288 | 2009 | 3.92 | 2.7681
1554 | UG | 22.5 | 9.3137 | 2013 | 22.5 | 4.0041 | 2015 | 45 | 13.3178 | 2015 | 3.8067 | 2.5891
1570 | UG | 22.5 | 9.3137 | 0 | 22.5 | 5.7129 | 2016 | 45 | 15.0266 | 2016 | 3.8067 | 2.7098
1280 | UG | 22.5 | 9.3137 | 0 | 22.5 | 3.9567 | 2013 | 45 | 13.2704 | 2013 | 3.8067 | 2.5855
659 | UG | 134.46 | 28.6802 | 1974 | 0 | 0.19039 | 2006 | 134.46 | 28.8706 | 2006 | 4.9013 | 3.3628
1240 | UG | 15.03 | 7.2258 | 0 | 0 | 2.4762 | 2013 | 15.03 | 9.702 | 2013 | 2.71 | 2.2723
317 | UG | 42.3 | 13.8549 | 1978 | 37.8 | 3.7336 | 2002 | 80.1 | 17.5885 | 2002 | 4.3833 | 2.8672
1510 | UG | 80.1 | 20.704 | 1978 | 0 | 1.0378 | 2014 | 80.1 | 21.7418 | 2014 | 4.3833 | 3.0792
1678 | UG | 450 | 61.3245 | 0 | 0 | 0.18769 | 2015 | 450 | 61.5122 | 2015 | 6.1092 | 4.1192
409 | UG | 56.7 | 16.6592 | unknown | 56.7 | 6.95 | 2004 | 113.4 | 23.6092 | 2004 | 4.7309 | 3.1616
620 | UG | 120.06 | 26.7075 | unknown | 0 | 0.052327 | 2006 | 120.06 | 26.7598 | 2006 | 4.788 | 3.2869
1085 | UG | 120.06 | 26.7075 | unknown | 0 | 0.079312 | 2010 | 120.06 | 26.7868 | 2010 | 4.788 | 3.2879
589 | UG | 81 | 20.85 | 1974 | 14.4 | 0.032007 | 2005 | 95.4 | 20.882 | 2005 | 4.5581 | 3.0389
836 | UG | 95.4 | 23.1108 | 1974 | 0 | 0.20825 | 2008 | 95.4 | 23.319 | 2008 | 4.5581 | 3.1493
1417 | UG | 90 | 22.2789 | 0 | 0 | 0.36632 | 2013 | 90 | 22.6452 | 2013 | 4.4998 | 3.1199
1575 | UG | 261.72 | 43.6067 | 0 | 0 | 0.084606 | 2014 | 261.72 | 43.6913 | 2014 | 5.5673 | 3.7771
1480 | UG | 180 | 34.4572 | 0 | 0 | 1.4186 | 2015 | 180 | 35.8758 | 2015 | 5.193 | 3.5801
1644 | UG | 720 | 82.4235 | 0 | 45 | 6.4882 | 2016 | 765 | 88.9117 | 2016 | 6.6399 | 4.4876
1276 | UG | 154.8 | 31.338 | unknown | 0 | 0.69755 | 2012 | 154.8 | 32.0355 | 2012 | 5.0421 | 3.4668
823 | UG | 54 | 16.1556 | unknown | 36 | 12.9391 | 2009 | 90 | 29.0947 | 2009 | 4.4998 | 3.3706
1601 | UG | 120.24 | 26.7327 | 0 | 0 | 4.0095 | 2015 | 120.24 | 30.7421 | 2015 | 4.7895 | 3.4256
1046 | UG | 54 | 16.1556 | unknown | 45 | 13.8381 | 2011 | 99 | 29.9937 | 2011 | 4.5951 | 3.401
873 | UG | 69.03 | 18.8545 | unknown | 45 | 10.835 | 2011 | 114.03 | 29.6896 | 2011 | 4.7365 | 3.3908
630 | UG | 101.97 | 24.0997 | unknown | 0 | 0.76182 | 2007 | 101.97 | 24.8615 | 2007 | 4.6247 | 3.2133
1107 | UG | 45 | 14.4048 | 2010 | 45 | 7.7 | 2014 | 90 | 22.1048 | 2014 | 4.4998 | 3.0958
682 | UG | 27 | 10.4457 | 2005 | 27 | 4.2252 | 2009 | 54 | 14.6709 | 2009 | 3.989 | 2.6859
677 | UG | 279 | 45.3965 | unknown | 45 | 5.9673 | 2009 | 324 | 51.3638 | 2009 | 5.7807 | 3.9389
643 | UG | 77.4 | 20.2621 | unknown | 42.57 | 4.4087 | 2009 | 119.97 | 24.6708 | 2009 | 4.7872 | 3.2056
* Type is either Greenfield (“GF”) or Upgrade (“UG”), where Upgrade refers to additional facilities that increase the capacity of an existing Greenfield project
** For Iteration 4, Greenfield Cost for an Upgrade project is estimated using the Iteration 3 power curve for greenfield and upgrade projects

## GF + UG Iteration 5
Alberta Electric System Operator
2018 ISO Tariff Application
Appendix X - Option 4 POD Cost Function
Fifth-Interation Calculation of Power Curve for Greenfield and Upgrade Projects
September 14, 2017 |  | INSTALLED
Project | Type * | Greenfield MW | Greenfield Cost ** | Greenfield Year | Upgrade MW | Upgrade Cost | Upgrade Year | Total MW | Total Cost | Total Year | LN(MW) | LN(Cost) |  | ln(y)=m*ln(x) + b Linear Regression
476 | GF | 22.5 | 16.8618 | 2006 |  |  |  | 22.5 | 16.8618 | 2006 | 3.1135 | 2.8251 | m | 0.63312 | 0.26033 | b
478 | GF | 15.03 | 6.0182 | 2006 |  |  |  | 15.03 | 6.0182 | 2006 | 2.71 | 1.7948 | se | 0.028801 | 0.11495 | seb
473 | GF | 45 | 14.999 | 2006 |  |  |  | 45 | 14.999 | 2006 | 3.8067 | 2.708 | R2 | 0.63065 | 0.35344 | sev
1042 | GF | 22.5 | 11.1648 | 2011 |  |  |  | 22.5 | 11.1648 | 2011 | 3.1135 | 2.4128 | F | 483.2191 | 283 | df
443 | GF | 35.1 | 11.7056 | 2004 |  |  |  | 35.1 | 11.7056 | 2004 | 3.5582 | 2.4601 | ssreg | 60.363 | 35.3519 | ssresid
1195 | GF | 45 | 31.6599 | 2012 |  |  |  | 45 | 31.6599 | 2012 | 3.8067 | 3.4551
420 | GF | 22.5 | 9.6396 | 2004 |  |  |  | 22.5 | 9.6396 | 2004 | 3.1135 | 2.2659 |  | y=cx^m, where c=e^b
440 | GF | 37.8 | 17.2269 | 2007 |  |  |  | 37.8 | 17.2269 | 2007 | 3.6323 | 2.8465 | m | 0.63312 | 0.243% | change
1102 | GF | 45 | 16.2936 | 2012 |  |  |  | 45 | 16.2936 | 2012 | 3.8067 | 2.7908 | c | 1.2974 | -0.5019% | from
324 | GF | 22.5 | 8.9094 | 2003 |  |  |  | 22.5 | 8.9094 | 2003 | 3.1135 | 2.1871 |  |  |  | prior
1103 | GF | 23.4 | 17.2995 | 2012 |  |  |  | 23.4 | 17.2995 | 2012 | 3.1527 | 2.8507 |  |  |  | iteration
386 | GF | 14.94 | 9.9511 | 2004 |  |  |  | 14.94 | 9.9511 | 2004 | 2.704 | 2.2977
80 | GF | 14.94 | 6.0754 | 2001 |  |  |  | 14.94 | 6.0754 | 2001 | 2.704 | 1.8042
1052 | GF | 37.8 | 10.9027 | 2013 |  |  |  | 37.8 | 10.9027 | 2013 | 3.6323 | 2.389
347 | GF | 75.6 | 9.3005 | 2004 |  |  |  | 75.6 | 9.3005 | 2004 | 4.3255 | 2.2301
1358 | GF | 59.4 | 13.0727 | 2013 |  |  |  | 59.4 | 13.0727 | 2013 | 4.0843 | 2.5705
584 | GF | 37.8 | 34.9037 | 2012 |  |  |  | 37.8 | 34.9037 | 2012 | 3.6323 | 3.5526
422 | GF | 45 | 13.6508 | 2004 |  |  |  | 45 | 13.6508 | 2004 | 3.8067 | 2.6138
944 | GF | 135 | 26.8161 | 2011 |  |  |  | 135 | 26.8161 | 2011 | 4.9053 | 3.289
387 | GF | 14.94 | 9.5131 | 2004 |  |  |  | 14.94 | 9.5131 | 2004 | 2.704 | 2.2527
587 | GF | 22.5 | 20.2415 | 2007 |  |  |  | 22.5 | 20.2415 | 2007 | 3.1135 | 3.0077
585 | GF | 37.8 | 11.2912 | 2008 |  |  |  | 37.8 | 11.2912 | 2008 | 3.6323 | 2.424
831 | GF | 37.8 | 20.9656 | 2011 |  |  |  | 37.8 | 20.9656 | 2011 | 3.6323 | 3.0429
340 | GF | 45 | 13.3096 | 2002 |  |  |  | 45 | 13.3096 | 2002 | 3.8067 | 2.5885
334 | GF | 22.5 | 7.9464 | 2003 |  |  |  | 22.5 | 7.9464 | 2003 | 3.1135 | 2.0727
343 | GF | 22.5 | 13.9997 | 2006 |  |  |  | 22.5 | 13.9997 | 2006 | 3.1135 | 2.639
358 | GF | 35.1 | 7.2249 | 2004 |  |  |  | 35.1 | 7.2249 | 2004 | 3.5582 | 1.9775
702 | GF | 37.8 | 5.2102 | 2008 |  |  |  | 37.8 | 5.2102 | 2008 | 3.6323 | 1.6506
526 | GF | 22.5 | 13.7588 | 2009 |  |  |  | 22.5 | 13.7588 | 2009 | 3.1135 | 2.6217
288 | GF | 22.5 | 4.4534 | 2001 |  |  |  | 22.5 | 4.4534 | 2001 | 3.1135 | 1.4937
851 | GF | 29.97 | 12.9318 | 2016 |  |  |  | 29.97 | 12.9318 | 2016 | 3.4002 | 2.5597
648 | GF | 45 | 18.253 | 2009 |  |  |  | 45 | 18.253 | 2009 | 3.8067 | 2.9043
855 | GF | 37.8 | 28.6671 | 2013 |  |  |  | 37.8 | 28.6671 | 2013 | 3.6323 | 3.3557
700 | GF | 37.8 | 7.0658 | 2008 |  |  |  | 37.8 | 7.0658 | 2008 | 3.6323 | 1.9553
683 | GF | 90 | 16.0323 | 2011 |  |  |  | 90 | 16.0323 | 2011 | 4.4998 | 2.7746
559 | GF | 360 | 56.8595 | 2014 |  |  |  | 360 | 56.8595 | 2014 | 5.8861 | 4.0406
1074 | GF | 90 | 43.1388 | 2012 |  |  |  | 90 | 43.1388 | 2012 | 4.4998 | 3.7644
34 | GF | 45 | 7.5134 | 1999 |  |  |  | 45 | 7.5134 | 1999 | 3.8067 | 2.0167
433 | GF | 90 | 22.3083 | 2005 |  |  |  | 90 | 22.3083 | 2005 | 4.4998 | 3.105
79A | GF | 37.44 | 5.0823 | 2001 |  |  |  | 37.44 | 5.0823 | 2001 | 3.6227 | 1.6258
10A | GF | 22.5 | 8.916 | 1998 |  |  |  | 22.5 | 8.916 | 1998 | 3.1135 | 2.1878
345 | GF | 45 | 8.369 | 2004 |  |  |  | 45 | 8.369 | 2004 | 3.8067 | 2.1245
1049 | GF | 90 | 54.5518 | 2011 |  |  |  | 90 | 54.5518 | 2011 | 4.4998 | 3.9992
230 | GF | 45 | 10.7399 | 2003 |  |  |  | 45 | 10.7399 | 2003 | 3.8067 | 2.374
79B | GF | 14.94 | 3.3788 | 2001 |  |  |  | 14.94 | 3.3788 | 2001 | 2.704 | 1.2175
10B | GF | 22.5 | 9.7991 | 1999 |  |  |  | 22.5 | 9.7991 | 1999 | 3.1135 | 2.2823
8 | GF | 42.03 | 11.9841 | 2000 |  |  |  | 42.03 | 11.9841 | 2000 | 3.7384 | 2.4836
487 | GF | 37.44 | 16.8138 | 2009 |  |  |  | 37.44 | 16.8138 | 2009 | 3.6227 | 2.8222
385 | GF | 14.94 | 8.5881 | 2004 |  |  |  | 14.94 | 8.5881 | 2004 | 2.704 | 2.1504
865 | GF | 29.97 | 8.6092 | 2016 |  |  |  | 29.97 | 8.6092 | 2016 | 3.4002 | 2.1528
863 | GF | 29.97 | 8.2434 | 2016 |  |  |  | 29.97 | 8.2434 | 2016 | 3.4002 | 2.1094
527 | GF | 22.5 | 6.9319 | 2008 |  |  |  | 22.5 | 6.9319 | 2008 | 3.1135 | 1.9361
595 | GF | 37.8 | 19.0874 | 2008 |  |  |  | 37.8 | 19.0874 | 2008 | 3.6323 | 2.949
528 | GF | 22.5 | 5.2658 | 2008 |  |  |  | 22.5 | 5.2658 | 2008 | 3.1135 | 1.6612
529 | GF | 22.5 | 7.7922 | 2008 |  |  |  | 22.5 | 7.7922 | 2008 | 3.1135 | 2.0531
1095 | GF | 22.5 | 11.9234 | 2012 |  |  |  | 22.5 | 11.9234 | 2012 | 3.1135 | 2.4785
561 | GF | 135 | 58.1001 | 2011 |  |  |  | 135 | 58.1001 | 2011 | 4.9053 | 4.0622
1018 | GF | 22.5 | 10.6346 | 2013 |  |  |  | 22.5 | 10.6346 | 2013 | 3.1135 | 2.3641
360 | GF | 37.8 | 7.1175 | 2005 |  |  |  | 37.8 | 7.1175 | 2005 | 3.6323 | 1.9626
1106 | GF | 22.5 | 20.2179 | 2013 |  |  |  | 22.5 | 20.2179 | 2013 | 3.1135 | 3.0066
899 | GF | 45 | 15.1725 | 2011 |  |  |  | 45 | 15.1725 | 2011 | 3.8067 | 2.7195
1191 | GF | 14.94 | 12.6281 | 2012 |  |  |  | 14.94 | 12.6281 | 2012 | 2.704 | 2.5359
1115 | GF | 22.5 | 24.3628 | 2013 |  |  |  | 22.5 | 24.3628 | 2013 | 3.1135 | 3.1931
1053 | GF | 14.94 | 14.7144 | 2012 |  |  |  | 14.94 | 14.7144 | 2012 | 2.704 | 2.6888
864 | GF | 29.97 | 9.8258 | 2013 |  |  |  | 29.97 | 9.8258 | 2013 | 3.4002 | 2.285
834 | GF | 45 | 25.7984 | 2011 |  |  |  | 45 | 25.7984 | 2011 | 3.8067 | 3.2503
722 | GF | 22.5 | 13.5015 | 2009 |  |  |  | 22.5 | 13.5015 | 2009 | 3.1135 | 2.6028
927 | GF | 67.5 | 25.8871 | 2011 |  |  |  | 67.5 | 25.8871 | 2011 | 4.2121 | 3.2537
1068 | GF | 22.5 | 26.9182 | 2012 |  |  |  | 22.5 | 26.9182 | 2012 | 3.1135 | 3.2928
506 | GF | 113.4 | 19.7523 | 2007 |  |  |  | 113.4 | 19.7523 | 2007 | 4.7309 | 2.9833
456 | GF | 45 | 17.647 | 2009 |  |  |  | 45 | 17.647 | 2009 | 3.8067 | 2.8706
130 | GF | 45 | 8.437 | 2000 |  |  |  | 45 | 8.437 | 2000 | 3.8067 | 2.1326
308 | GF | 54 | 8.8754 | 2006 |  |  |  | 54 | 8.8754 | 2006 | 3.989 | 2.1833
829 | GF | 45 | 27.7611 | 2012 |  |  |  | 45 | 27.7611 | 2012 | 3.8067 | 3.3236
425 | GF | 27 | 11.7254 | 2008 |  |  |  | 27 | 11.7254 | 2008 | 3.2958 | 2.4618
333 | GF | 27 | 7.5607 | 2004 |  |  |  | 27 | 7.5607 | 2004 | 3.2958 | 2.023
769 | GF | 135 | 33.576 | 2009 |  |  |  | 135 | 33.576 | 2009 | 4.9053 | 3.5138
948 | GF | 225 | 12.6537 | 2014 |  |  |  | 225 | 12.6537 | 2014 | 5.4161 | 2.5379
1128 | GF | 225 | 63.5562 | 2013 |  |  |  | 225 | 63.5562 | 2013 | 5.4161 | 4.1519
1214 | GF | 90 | 22.6317 | 2013 |  |  |  | 90 | 22.6317 | 2013 | 4.4998 | 3.1194
1225 | GF | 37.8 | 18.6367 | 2014 |  |  |  | 37.8 | 18.6367 | 2014 | 3.6323 | 2.9251
1263 | GF | 27 | 19.6117 | 2015 |  |  |  | 27 | 19.6117 | 2015 | 3.2958 | 2.9761
1309 | GF | 45 | 16.1093 | 2014 |  |  |  | 45 | 16.1093 | 2014 | 3.8067 | 2.7794
1349 | GF | 29.7 | 8.968 | 2014 |  |  |  | 29.7 | 8.968 | 2014 | 3.3911 | 2.1937
1358 | GF | 59.4 | 13.0727 | 2013 |  |  |  | 59.4 | 13.0727 | 2013 | 4.0843 | 2.5705
1404 | GF | 150.984 | 35.2763 | 2016 |  |  |  | 150.984 | 35.2763 | 2016 | 5.0172 | 3.5632
1482 | GF | 90 | 18.7658 | 2015 |  |  |  | 90 | 18.7658 | 2015 | 4.4998 | 2.932
1515 | GF | 37.8 | 12.9927 | 2015 |  |  |  | 37.8 | 12.9927 | 2015 | 3.6323 | 2.5644
1618 | GF | 45 | 15.966 | 2016 |  |  |  | 45 | 15.966 | 2016 | 3.8067 | 2.7705
1634 | GF | 45 | 17.1728 | 2015 |  |  |  | 45 | 17.1728 | 2015 | 3.8067 | 2.8433
1258 | GF | 75.6 | 53.5183 | 2016 |  |  |  | 75.6 | 53.5183 | 2016 | 4.3255 | 3.98
1284 | GF | 37.8 | 7.0843 | 2013 |  |  |  | 37.8 | 7.0843 | 2013 | 3.6323 | 1.9579
Pre-01 | GF | 6.75 | 2.4934 | 1989 |  |  |  | 6.75 | 2.4934 | 1989 | 1.9095 | 0.91364
Pre-02 | GF | 4.5 | 1.494 | 1986 |  |  |  | 4.5 | 1.494 | 1986 | 1.5041 | 0.40147
Pre-03 | GF | 10.08 | 1.9369 | 1989 |  |  |  | 10.08 | 1.9369 | 1989 | 2.3106 | 0.66111
Pre-04 | GF | 13.5 | 8.5265 | 1990 |  |  |  | 13.5 | 8.5265 | 1990 | 2.6027 | 2.1432
Pre-05 | GF | 16.11 | 4.0522 | 1987 |  |  |  | 16.11 | 4.0522 | 1987 | 2.7794 | 1.3993
Pre-06 | GF | 29.88 | 9.6482 | 1988 |  |  |  | 29.88 | 9.6482 | 1988 | 3.3972 | 2.2668
Pre-07 | GF | 22.5 | 5.0294 | 1996 |  |  |  | 22.5 | 5.0294 | 1996 | 3.1135 | 1.6153
Pre-08 | GF | 37.8 | 6.3729 | 1986 |  |  |  | 37.8 | 6.3729 | 1986 | 3.6323 | 1.8521
Pre-09 | GF | 22.5 | 2.9443 | 1996 |  |  |  | 22.5 | 2.9443 | 1996 | 3.1135 | 1.0799
Pre-10 | GF | 22.5 | 13.4811 | 1989 |  |  |  | 22.5 | 13.4811 | 1989 | 3.1135 | 2.6013
Pre-11 | GF | 26.91 | 2.9102 | 1986 |  |  |  | 26.91 | 2.9102 | 1986 | 3.2925 | 1.0682
Pre-12 | GF | 37.8 | 9.8907 | 1992 |  |  |  | 37.8 | 9.8907 | 1992 | 3.6323 | 2.2916
Pre-13 | GF | 13.41 | 5.9446 | 1989 |  |  |  | 13.41 | 5.9446 | 1989 | 2.596 | 1.7825
Pre-14 | GF | 74.7 | 7.1936 | 1990 |  |  |  | 74.7 | 7.1936 | 1990 | 4.3135 | 1.9732
Pre-15 | GF | 90 | 17.5945 | 1989 |  |  |  | 90 | 17.5945 | 1989 | 4.4998 | 2.8676
Pre-16 | GF | 168.75 | 14.0262 | 1987 |  |  |  | 168.75 | 14.0262 | 1987 | 5.1284 | 2.6409
Pre-17 | GF | 90 | 14.2199 | 1998 |  |  |  | 90 | 14.2199 | 1998 | 4.4998 | 2.6546
Pre-18 | GF | 202.5 | 23.4475 | 1989 |  |  |  | 202.5 | 23.4475 | 1989 | 5.3107 | 3.1548
1184 | UG | 45 | 14.4338 | 2013 | 45 | 18.8693 | 2012 | 90 | 33.3031 | 2013 | 4.4998 | 3.5057
1481 | UG | 90 | 22.3617 | 2013 | 0 | 1.1114 | 2014 | 90 | 23.4732 | 2014 | 4.4998 | 3.1559
457 | UG | 22.5 | 9.3166 | 1990 | 22.5 | 3.2891 | 2006 | 45 | 12.6057 | 2006 | 3.8067 | 2.5341
407 | UG | 73.8 | 19.7275 | 1982 | 0 | 0.60107 | 2004 | 73.8 | 20.3286 | 2004 | 4.3014 | 3.012
706 | UG | 22.5 | 9.3166 | 1984 | 37.8 | 5.8346 | 2008 | 60.3 | 15.1512 | 2008 | 4.0993 | 2.7181
1070 | UG | 60.3 | 17.3643 | 1984 | 0 | 0.83608 | 2011 | 60.3 | 18.2004 | 2011 | 4.0993 | 2.9014
1264 | UG | 60.3 | 17.3643 | 1984 | 15.3 | 8.0579 | 2013 | 75.6 | 25.4222 | 2013 | 4.3255 | 3.2356
1208 | UG | 37.8 | 12.9288 | 1961 | 0 | 2.7992 | 2012 | 37.8 | 15.728 | 2012 | 3.6323 | 2.7554
655 | UG | 47.79 | 14.9927 | 1974 | 0 | 0.756 | 2007 | 47.79 | 15.7487 | 2007 | 3.8668 | 2.7568
733 | UG | 37.8 | 12.9288 | 2007 | 37.8 | 6.8611 | 2009 | 75.6 | 19.7899 | 2009 | 4.3255 | 2.9852
1700 | UG | 22.5 | 9.3166 | 0 | 37.8 | 4.0239 | 2016 | 60.3 | 13.3404 | 2016 | 4.0993 | 2.5908
1569 | UG | 47.79 | 14.9927 | 1997 | 15.3 | 3.7373 | 2015 | 63.09 | 18.73 | 2015 | 4.1446 | 2.9301
401 | UG | 2.7 | 2.4417 | 1986 | 6.3 | 0.36204 | 2004 | 9 | 2.8037 | 2004 | 2.1972 | 1.0309
1412 | UG | 9 | 5.2231 | 1986 | 3.6 | 4.3575 | 2015 | 12.6 | 9.5805 | 2015 | 2.5337 | 2.2597
1318 | UG | 80.1 | 20.775 | 1997 | 0 | 1.6878 | 2013 | 80.1 | 22.4628 | 2013 | 4.3833 | 3.1119
1194 | UG | 22.5 | 9.3166 | 1980 | 0 | 1.6086 | 2011 | 22.5 | 10.9252 | 2011 | 3.1135 | 2.3911
801 | UG | 37.8 | 12.9288 | 2008 | 37.8 | 6.3106 | 2009 | 75.6 | 19.2394 | 2009 | 4.3255 | 2.957
804 | UG | 25.2 | 10.0079 | 1982 | 22.5 | 15.1771 | 2009 | 47.7 | 25.185 | 2009 | 3.8649 | 3.2262
365 | UG | 22.5 | 9.3166 | 1982 | 0 | 0.59607 | 2003 | 22.5 | 9.9126 | 2003 | 3.1135 | 2.2938
708 | UG | 22.5 | 9.3166 | 1982 | 22.5 | 6.8375 | 2007 | 45 | 16.154 | 2007 | 3.8067 | 2.7822
1568 | UG | 45 | 14.4338 | 1997 | 30.6 | 3.5849 | 2015 | 75.6 | 18.0187 | 2015 | 4.3255 | 2.8914
398 | UG | 60.3 | 17.3643 | 1981 | 0 | 1.4547 | 2004 | 60.3 | 18.819 | 2004 | 4.0993 | 2.9349
1642 | UG | 22.5 | 9.3166 | unknown | 37.8 | 10.1341 | 2015 | 60.3 | 19.4507 | 2015 | 4.0993 | 2.9679
522 | UG | 75.6 | 20.03 | 1981 | 0 | 0.49327 | 2006 | 75.6 | 20.5233 | 2006 | 4.3255 | 3.0216
170 | UG | 34.56 | 12.2173 | unknown | 10.44 | 4.4337 | 2001 | 45 | 16.6511 | 2001 | 3.8067 | 2.8125
1312 | UG | 45 | 14.4338 | unknown | 22.5 | 6.0245 | 2013 | 67.5 | 20.4583 | 2013 | 4.2121 | 3.0184
170 | UG | 27.09 | 10.4756 | unknown | 17.91 | 4.883 | 2001 | 45 | 15.3586 | 2001 | 3.8067 | 2.7317
1366 | UG | 45 | 14.4338 | 0 | 29.7 | 5.5737 | 2013 | 74.7 | 20.0075 | 2013 | 4.3135 | 2.9961
170 | UG | 22.5 | 9.3166 | unknown | 22.5 | 5.2097 | 2001 | 45 | 14.5263 | 2001 | 3.8067 | 2.676
1350 | UG | 45 | 14.4338 | 0 | 29.7 | 6.53 | 2013 | 74.7 | 20.9638 | 2013 | 4.3135 | 3.0428
658 | UG | 6.75 | 4.3553 | 1996 | 15.75 | 7.2631 | 2008 | 22.5 | 11.6184 | 2008 | 3.1135 | 2.4526
897 | UG | 22.5 | 9.3166 | 1996 | 22.5 | 6.2372 | 2010 | 45 | 15.5538 | 2010 | 3.8067 | 2.7443
483 | UG | 37.8 | 12.9288 | 1986 | 37.8 | 3.6201 | 2005 | 75.6 | 16.5488 | 2005 | 4.3255 | 2.8063
1494 | UG | 22.5 | 9.3166 | 0 | 37.8 | 6.4297 | 2014 | 60.3 | 15.7463 | 2014 | 4.0993 | 2.7566
488 | UG | 171.9 | 33.6512 | 1982 | 0 | 0.40463 | 2006 | 171.9 | 34.0558 | 2006 | 5.1469 | 3.528
1692 | UG | 171.9 | 33.6512 | 0 | 0 | 2.2188 | 2016 | 171.9 | 35.87 | 2016 | 5.1469 | 3.5799
318 | UG | 42.3 | 13.8806 | 1996 | 0 | 0.76702 | 2001 | 42.3 | 14.6476 | 2001 | 3.7448 | 2.6843
806 | UG | 42.3 | 13.8806 | 1996 | 0 | 0.68948 | 2008 | 42.3 | 14.5701 | 2008 | 3.7448 | 2.679
1495 | UG | 42.3 | 13.8806 | 1996 | 37.8 | 5.1428 | 2014 | 80.1 | 19.0234 | 2014 | 4.3833 | 2.9457
1386 | UG | 84.6 | 21.5047 | 0 | 0 | 0.85934 | 2013 | 84.6 | 22.364 | 2013 | 4.4379 | 3.1075
928 | UG | 22.5 | 9.3166 | 1992 | 37.8 | 10.3644 | 2010 | 60.3 | 19.6809 | 2010 | 4.0993 | 2.9797
1450 | UG | 60.3 | 17.3643 | 1992 | 24.3 | 5.153 | 2014 | 84.6 | 22.5173 | 2014 | 4.4379 | 3.1143
170 | UG | 59.94 | 17.2988 | unknown | 0 | 1.1342 | 2001 | 59.94 | 18.433 | 2001 | 4.0933 | 2.9141
649 | UG | 59.94 | 17.2988 | 1997 | 22.5 | 5.0181 | 2007 | 82.44 | 22.3168 | 2007 | 4.4121 | 3.1053
1203 | UG | 22.5 | 9.3166 | 1977 | 37.8 | 12.4436 | 2012 | 60.3 | 21.7602 | 2012 | 4.0993 | 3.0801
170 | UG | 13.5 | 6.7475 | 1972 | 0 | 2.9005 | 2001 | 13.5 | 9.648 | 2001 | 2.6027 | 2.2667
363 | UG | 37.8 | 12.9288 | 1975 | 0 | 0.82194 | 2004 | 37.8 | 13.7507 | 2004 | 3.6323 | 2.6211
493 | UG | 37.8 | 12.9288 | 1975 | 37.8 | 3.4003 | 2006 | 75.6 | 16.329 | 2006 | 4.3255 | 2.7929
685 | UG | 75.6 | 20.03 | 1975 | 0 | 0.94607 | 2007 | 75.6 | 20.9761 | 2007 | 4.3255 | 3.0434
1574 | UG | 37.8 | 12.9288 | 2013 | 37.8 | 6.2662 | 2015 | 75.6 | 19.195 | 2015 | 4.3255 | 2.9546
435 | UG | 15.03 | 7.2208 | 1990 | 29.7 | 3.0774 | 2004 | 44.73 | 10.2982 | 2004 | 3.8006 | 2.332
652 | UG | 12.15 | 6.3131 | 1986 | 10.35 | 4.3802 | 2007 | 22.5 | 10.6933 | 2007 | 3.1135 | 2.3696
366 | UG | 22.5 | 9.3166 | 1981 | 0 | 0.60208 | 2003 | 22.5 | 9.9186 | 2003 | 3.1135 | 2.2944
1640 | UG | 22.5 | 9.3166 | 1981 | 37.8 | 8.3244 | 2015 | 60.3 | 17.641 | 2015 | 4.0993 | 2.8702
367 | UG | 63 | 17.8514 | 1988 | 0 | 0.55589 | 2004 | 63 | 18.4073 | 2004 | 4.1431 | 2.9127
650 | UG | 37.8 | 12.9288 | 1981 | 37.8 | 11.8954 | 2007 | 75.6 | 24.8241 | 2007 | 4.3255 | 3.2118
902 | UG | 37.8 | 12.9288 | 2002 | 0 | 0.547 | 2009 | 37.8 | 13.4758 | 2009 | 3.6323 | 2.6009
1202 | UG | 22.5 | 9.3166 | 1989 | 37.8 | 10.745 | 2012 | 60.3 | 20.0616 | 2012 | 4.0993 | 2.9988
1338 | UG | 13.23 | 6.6619 | unknown | 22.5 | 6.6636 | 2013 | 35.73 | 13.3255 | 2013 | 3.576 | 2.5897
212 | UG | 69.12 | 18.9279 | 1978 | 45 | 4.6265 | 2003 | 114.12 | 23.5543 | 2003 | 4.7373 | 3.1593
653 | UG | 114.12 | 25.9797 | 1977 | 0 | 0.56895 | 2007 | 114.12 | 26.5486 | 2007 | 4.7373 | 3.279
1679 | UG | 114.12 | 25.9797 | 1977 | 0 | 3.0359 | 2016 | 114.12 | 29.0156 | 2016 | 4.7373 | 3.3678
1382 | UG | 60.3 | 17.3643 | unknown | 0 | 2.4484 | 2013 | 60.3 | 19.8127 | 2013 | 4.0993 | 2.9863
1638 | UG | 60.3 | 17.3643 | unknown | 15.3 | 1.4308 | 2015 | 75.6 | 18.7951 | 2015 | 4.3255 | 2.9336
874 | UG | 7.56 | 4.6784 | 1997 | 14.94 | 3.6334 | 2009 | 22.5 | 8.3118 | 2009 | 3.1135 | 2.1177
491 | UG | 75.6 | 20.03 | 1984 | 0 | 0.19252 | 2006 | 75.6 | 20.2225 | 2006 | 4.3255 | 3.0068
1396 | UG | 37.8 | 12.9288 | 2009 | 0 | 0.37351 | 2013 | 37.8 | 13.3023 | 2013 | 3.6323 | 2.5879
1597 | UG | 37.8 | 12.9288 | 2009 | 37.8 | 4.2356 | 2015 | 75.6 | 17.1643 | 2015 | 4.3255 | 2.8428
1292 | UG | 25.29 | 10.0304 | unknown | 12.51 | 4.4712 | 2013 | 37.8 | 14.5016 | 2013 | 3.6323 | 2.6743
364 | UG | 80.1 | 20.775 | 1975 | 0 | 1.3175 | 2004 | 80.1 | 22.0925 | 2004 | 4.3833 | 3.0952
1306 | UG | 37.8 | 12.9288 | 1985 | 37.8 | 5.9849 | 2013 | 75.6 | 18.9136 | 2013 | 4.3255 | 2.9399
858 | UG | 37.8 | 12.9288 | 2009 | 37.8 | 5.4359 | 2010 | 75.6 | 18.3646 | 2010 | 4.3255 | 2.9104
1454 | UG | 75.6 | 20.03 | 2009 | 0 | 0.45762 | 2013 | 75.6 | 20.4876 | 2013 | 4.3255 | 3.0198
637 | UG | 22.5 | 9.3166 | 1989 | 22.5 | 6.7669 | 2007 | 45 | 16.0835 | 2007 | 3.8067 | 2.7778
1254 | UG | 45 | 14.4338 | 1989 | 30.6 | 6.5284 | 2012 | 75.6 | 20.9622 | 2012 | 4.3255 | 3.0427
734 | UG | 37.8 | 12.9288 | 1974 | 37.8 | 11.2611 | 2011 | 75.6 | 24.1899 | 2011 | 4.3255 | 3.1859
1594 | UG | 75.6 | 20.03 | 1974 | 0 | 17.2334 | 2017 | 75.6 | 37.2635 | 2017 | 4.3255 | 3.618
1674 | UG | 25.2 | 10.0079 | 0 | 37.8 | 10.3273 | 2016 | 63 | 20.3351 | 2016 | 4.1431 | 3.0124
711 | UG | 22.5 | 9.3166 | 1976 | 22.5 | 9.2618 | 2009 | 45 | 18.5784 | 2009 | 3.8067 | 2.922
408 | UG | 84.6 | 21.5047 | 1976 | 0 | 0.58016 | 2004 | 84.6 | 22.0849 | 2004 | 4.4379 | 3.0949
698 | UG | 84.6 | 21.5047 | 1976 | 0 | 1.4407 | 2007 | 84.6 | 22.9454 | 2007 | 4.4379 | 3.1331
696 | UG | 25.2 | 10.0079 | 1981 | 0 | 0.2681 | 2007 | 25.2 | 10.276 | 2007 | 3.2268 | 2.3298
1636 | UG | 22.5 | 9.3166 | 1981 | 37.8 | 6.6059 | 2015 | 60.3 | 15.9225 | 2015 | 4.0993 | 2.7677
1185 | UG | 63 | 17.8514 | 1988 | 0 | 2.8088 | 2011 | 63 | 20.6602 | 2011 | 4.1431 | 3.0282
568 | UG | 75.6 | 20.03 | 1978 | 0 | 0.028819 | 2006 | 75.6 | 20.0588 | 2006 | 4.3255 | 2.9987
853 | UG | 45 | 14.4338 | 1991 | 30.6 | 4.2556 | 2009 | 75.6 | 18.6894 | 2009 | 4.3255 | 2.928
1201 | UG | 25.2 | 10.0079 | unknown | 37.8 | 7.6365 | 2012 | 63 | 17.6443 | 2012 | 4.1431 | 2.8704
654 | UG | 22.5 | 9.3166 | 1976 | 0 | 0.73673 | 2007 | 22.5 | 10.0533 | 2007 | 3.1135 | 2.3079
1394 | UG | 22.5 | 9.3166 | 1976 | 37.8 | 5.0058 | 2014 | 60.3 | 14.3223 | 2014 | 4.0993 | 2.6618
1294 | UG | 13.41 | 6.719 | 0 | 22.5 | 4.562 | 2014 | 35.91 | 11.281 | 2014 | 3.581 | 2.4231
1670 | UG | 75.6 | 20.03 | 0 | 0 | 2.7944 | 2016 | 75.6 | 22.8244 | 2016 | 4.3255 | 3.1278
579 | UG | 27 | 10.4536 | unknown | 27 | 3.6516 | 2008 | 54 | 14.1052 | 2008 | 3.989 | 2.6465
1670 | UG | 63.09 | 17.8675 | 0 | 37.8 | 18.3637 | 2016 | 100.89 | 36.2312 | 2016 | 4.614 | 3.5899
1083 | UG | 37.8 | 12.9288 | 1981 | 45 | 7.4125 | 2011 | 82.8 | 20.3413 | 2011 | 4.4164 | 3.0127
552 | UG | 37.8 | 12.9288 | 1991 | 0 | 1.1458 | 2006 | 37.8 | 14.0745 | 2006 | 3.6323 | 2.6444
1311 | UG | 37.8 | 12.9288 | 1991 | 37.8 | 5.9841 | 2013 | 75.6 | 18.9129 | 2013 | 4.3255 | 2.9398
1078 | UG | 64.35 | 18.092 | 1957 | 0 | 1.0936 | 2011 | 64.35 | 19.1857 | 2011 | 4.1643 | 2.9542
495 | UG | 37.44 | 12.8509 | 1982 | 37.44 | 3.5908 | 2006 | 74.88 | 16.4416 | 2006 | 4.3159 | 2.7998
383 | UG | 54 | 16.1953 | 1984 | 45 | 3.9502 | 2005 | 99 | 20.1455 | 2005 | 4.5951 | 3.003
1020 | UG | 29.97 | 11.1658 | 1977 | 45 | 7.345 | 2010 | 74.97 | 18.5108 | 2010 | 4.3171 | 2.9184
1364 | UG | 29.7 | 11.1022 | 0 | 45 | 8.7951 | 2013 | 74.7 | 19.8973 | 2013 | 4.3135 | 2.9906
503 | UG | 45 | 14.4338 | 1972 | 45 | 3.8033 | 2007 | 90 | 18.2371 | 2007 | 4.4998 | 2.9035
925 | UG | 90 | 22.3617 | 1972 | 0 | 3.3165 | 2011 | 90 | 25.6782 | 2011 | 4.4998 | 3.2456
821 | UG | 45 | 14.4338 | 2006 | 45 | 9.4177 | 2011 | 90 | 23.8515 | 2011 | 4.4998 | 3.1718
486 | UG | 11.97 | 6.2538 | 1993 | 2.43 | 0.34692 | 2005 | 14.4 | 6.6008 | 2005 | 2.6672 | 1.8872
779 | UG | 14.4 | 7.0282 | 1993 | 23.04 | 0.91576 | 2008 | 37.44 | 7.9439 | 2008 | 3.6227 | 2.0724
1416 | UG | 37.44 | 12.8509 | 1993 | 0 | 1.4182 | 2014 | 37.44 | 14.269 | 2014 | 3.6227 | 2.6581
554 | UG | 119.88 | 26.8003 | 1968 | 0 | 1.0611 | 2006 | 119.88 | 27.8614 | 2006 | 4.7865 | 3.3272
1581 | UG | 11.7 | 6.1644 | unknown | 33.3 | 5.3848 | 2015 | 45 | 11.5492 | 2015 | 3.8067 | 2.4466
880 | UG | 29.7 | 11.1022 | 1966 | 30.24 | 4.5764 | 2010 | 59.94 | 15.6786 | 2010 | 4.0933 | 2.7523
1047 | UG | 14.4 | 7.0282 | 1965 | 15.3 | 6.2586 | 2012 | 29.7 | 13.2868 | 2012 | 3.3911 | 2.5868
1045 | UG | 69.84 | 19.0522 | 1971 | 21.6 | 3.8009 | 2011 | 91.44 | 22.8531 | 2011 | 4.5157 | 3.1291
1616 | UG | 74.88 | 19.9093 | unknown | 0 | 0.84819 | 2015 | 74.88 | 20.7575 | 2015 | 4.3159 | 3.0329
362 | UG | 84.6 | 21.5047 | 1971 | 0 | 0.78848 | 2004 | 84.6 | 22.2932 | 2004 | 4.4379 | 3.1043
924 | UG | 90 | 22.3617 | 1982 | 0 | 1.4264 | 2010 | 90 | 23.7882 | 2010 | 4.4998 | 3.1692
1241 | UG | 37.44 | 12.8509 | unknown | 0 | 2.625 | 2012 | 37.44 | 15.4759 | 2012 | 3.6227 | 2.7393
438 | UG | 27 | 10.4536 | 1978 | 1.503 | 0.18095 | 2004 | 28.503 | 10.6345 | 2004 | 3.35 | 2.3641
748 | UG | 37.53 | 12.8704 | 1995 | 0 | 0.38858 | 2008 | 37.53 | 13.2589 | 2008 | 3.6251 | 2.5847
1319 | UG | 36 | 12.5364 | 0 | 19.44 | 3.2377 | 2014 | 55.44 | 15.7741 | 2014 | 4.0153 | 2.7584
892 | UG | 27 | 10.4536 | 1972 | 13.5 | 3.2491 | 2011 | 40.5 | 13.7027 | 2011 | 3.7013 | 2.6176
504 | UG | 11.97 | 6.2538 | 2007 | 22.5 | 2.1923 | 2006 | 34.47 | 8.4462 | 2007 | 3.5401 | 2.1337
618 | UG | 22.5 | 9.3166 | 1995 | 14.94 | 2.3465 | 2006 | 37.44 | 11.663 | 2006 | 3.6227 | 2.4564
712 | UG | 14.94 | 7.1935 | 1980 | 14.94 | 7.8904 | 2011 | 29.88 | 15.0839 | 2011 | 3.3972 | 2.7136
726 | UG | 119.7 | 26.7749 | 1982 | 0 | 1.0316 | 2008 | 119.7 | 27.8065 | 2008 | 4.785 | 3.3253
530 | UG | 37.44 | 12.8509 | 1982 | 37.44 | 4.5023 | 2006 | 74.88 | 17.3531 | 2006 | 4.3159 | 2.8538
755 | UG | 23.4 | 9.5502 | 1983 | 0 | 0.74649 | 2008 | 23.4 | 10.2967 | 2008 | 3.1527 | 2.3318
1081 | UG | 23.4 | 9.5502 | 1983 | 0 | 0.74616 | 2010 | 23.4 | 10.2964 | 2010 | 3.1527 | 2.3318
307 | UG | 11.97 | 6.2538 | 1985 | 1.98 | 2.5231 | 2003 | 13.95 | 8.7769 | 2003 | 2.6355 | 2.1721
1466 | UG | 13.95 | 6.8887 | 1985 | 8.55 | 4.6348 | 2015 | 22.5 | 11.5235 | 2015 | 3.1135 | 2.4444
1091 | UG | 22.5 | 9.3166 | 1982 | 37.8 | 7.6638 | 2011 | 60.3 | 16.9804 | 2011 | 4.0993 | 2.8321
666 | UG | 37.44 | 12.8509 | 1987 | 37.8 | 3.7978 | 2008 | 75.24 | 16.6487 | 2008 | 4.3207 | 2.8123
556 | UG | 11.97 | 6.2538 | 1985 | 22.5 | 4.1694 | 2007 | 34.47 | 10.4232 | 2007 | 3.5401 | 2.344
452 | UG | 14.4 | 7.0282 | 1986 | 0 | 3.4437 | 2005 | 14.4 | 10.4719 | 2005 | 2.6672 | 2.3487
613 | UG | 22.5 | 9.3166 | 1999 | 0 | 0.43132 | 2006 | 22.5 | 9.7479 | 2006 | 3.1135 | 2.2771
778 | UG | 74.88 | 19.9093 | 1988 | 0 | 0.48701 | 2008 | 74.88 | 20.3963 | 2008 | 4.3159 | 3.0154
1571 | UG | 74.88 | 19.9093 | 1988 | 0 | 1.592 | 2016 | 74.88 | 21.5014 | 2016 | 4.3159 | 3.0681
525 | UG | 154.8 | 31.4964 | 1995 | 45 | 2.1078 | 2006 | 199.8 | 33.6042 | 2006 | 5.2973 | 3.5147
1324 | UG | 90 | 22.3617 | 2012 | 0 | 2.2693 | 2014 | 90 | 24.631 | 2014 | 4.4998 | 3.204
511 | UG | 225 | 39.8875 | 2004 | 0 | 0.42904 | 2004 | 225 | 40.3165 | 2004 | 5.4161 | 3.6968
1094 | UG | 225 | 39.8875 | 2004 | 0 | 1.0646 | 2011 | 225 | 40.9521 | 2011 | 5.4161 | 3.7124
775 | UG | 14.94 | 7.1935 | 2002 | 0 | 1.4059 | 2008 | 14.94 | 8.5994 | 2008 | 2.704 | 2.1517
1646 | UG | 7.2 | 4.5365 | unknown | 14.94 | 6.6896 | 2016 | 22.14 | 11.226 | 2016 | 3.0974 | 2.4182
467 | UG | 11.97 | 6.2538 | 1996 | 31.5 | 3.4855 | 2005 | 43.47 | 9.7393 | 2005 | 3.7721 | 2.2762
437 | UG | 42.03 | 13.8246 | 2001 | 45 | 3.6314 | 2008 | 87.03 | 17.456 | 2008 | 4.4663 | 2.8597
1233 | UG | 87.03 | 21.8928 | 2001 | 0 | 3.8904 | 2011 | 87.03 | 25.7832 | 2011 | 4.4663 | 3.2497
361 | UG | 27.9 | 10.6723 | 1986 | 32.4 | 1.172 | 2002 | 60.3 | 11.8443 | 2002 | 4.0993 | 2.4718
645 | UG | 60.3 | 17.3643 | 1986 | 0 | 0.22668 | 2006 | 60.3 | 17.591 | 2006 | 4.0993 | 2.8674
720 | UG | 36.9 | 12.7335 | 1974 | 13.5 | 3.2147 | 2009 | 50.4 | 15.9482 | 2009 | 3.92 | 2.7693
1554 | UG | 22.5 | 9.3166 | 2013 | 22.5 | 4.0041 | 2015 | 45 | 13.3207 | 2015 | 3.8067 | 2.5893
1570 | UG | 22.5 | 9.3166 | 0 | 22.5 | 5.7129 | 2016 | 45 | 15.0294 | 2016 | 3.8067 | 2.71
1280 | UG | 22.5 | 9.3166 | 0 | 22.5 | 3.9567 | 2013 | 45 | 13.2733 | 2013 | 3.8067 | 2.5858
659 | UG | 134.46 | 28.8152 | 1974 | 0 | 0.19039 | 2006 | 134.46 | 29.0056 | 2006 | 4.9013 | 3.3675
1240 | UG | 15.03 | 7.2208 | 0 | 0 | 2.4762 | 2013 | 15.03 | 9.6971 | 2013 | 2.71 | 2.2718
317 | UG | 42.3 | 13.8806 | 1978 | 37.8 | 3.7336 | 2002 | 80.1 | 17.6142 | 2002 | 4.3833 | 2.8687
1510 | UG | 80.1 | 20.775 | 1978 | 0 | 1.0378 | 2014 | 80.1 | 21.8128 | 2014 | 4.3833 | 3.0825
1678 | UG | 450 | 61.7961 | 0 | 0 | 0.18769 | 2015 | 450 | 61.9838 | 2015 | 6.1092 | 4.1269
409 | UG | 56.7 | 16.7022 | unknown | 56.7 | 6.95 | 2004 | 113.4 | 23.6522 | 2004 | 4.7309 | 3.1635
620 | UG | 120.06 | 26.8257 | unknown | 0 | 0.052327 | 2006 | 120.06 | 26.878 | 2006 | 4.788 | 3.2913
1085 | UG | 120.06 | 26.8257 | unknown | 0 | 0.079312 | 2010 | 120.06 | 26.905 | 2010 | 4.788 | 3.2923
589 | UG | 81 | 20.9221 | 1974 | 14.4 | 0.032007 | 2005 | 95.4 | 20.9541 | 2005 | 4.5581 | 3.0423
836 | UG | 95.4 | 23.2 | 1974 | 0 | 0.20825 | 2008 | 95.4 | 23.4082 | 2008 | 4.5581 | 3.1531
1417 | UG | 90 | 22.3617 | 0 | 0 | 0.36632 | 2013 | 90 | 22.728 | 2013 | 4.4998 | 3.1236
1575 | UG | 261.72 | 43.8836 | 0 | 0 | 0.084606 | 2014 | 261.72 | 43.9682 | 2014 | 5.5673 | 3.7835
1480 | UG | 180 | 34.6441 | 0 | 0 | 1.4186 | 2015 | 180 | 36.0628 | 2015 | 5.193 | 3.5853
1644 | UG | 720 | 83.1532 | 0 | 45 | 6.4882 | 2016 | 765 | 89.6414 | 2016 | 6.6399 | 4.4958
1276 | UG | 154.8 | 31.4964 | unknown | 0 | 0.69755 | 2012 | 154.8 | 32.1939 | 2012 | 5.0421 | 3.4718
823 | UG | 54 | 16.1953 | unknown | 36 | 12.9391 | 2009 | 90 | 29.1344 | 2009 | 4.4998 | 3.3719
1601 | UG | 120.24 | 26.8511 | 0 | 0 | 4.0095 | 2015 | 120.24 | 30.8606 | 2015 | 4.7895 | 3.4295
1046 | UG | 54 | 16.1953 | unknown | 45 | 13.8381 | 2011 | 99 | 30.0334 | 2011 | 4.5951 | 3.4023
873 | UG | 69.03 | 18.9123 | unknown | 45 | 10.835 | 2011 | 114.03 | 29.7473 | 2011 | 4.7365 | 3.3927
630 | UG | 101.97 | 24.1967 | unknown | 0 | 0.76182 | 2007 | 101.97 | 24.9585 | 2007 | 4.6247 | 3.2172
1107 | UG | 45 | 14.4338 | 2010 | 45 | 7.7 | 2014 | 90 | 22.1338 | 2014 | 4.4998 | 3.0971
682 | UG | 27 | 10.4536 | 2005 | 27 | 4.2252 | 2009 | 54 | 14.6788 | 2009 | 3.989 | 2.6864
677 | UG | 279 | 45.6919 | unknown | 45 | 5.9673 | 2009 | 324 | 51.6592 | 2009 | 5.7807 | 3.9447
643 | UG | 77.4 | 20.3299 | unknown | 42.57 | 4.4087 | 2009 | 119.97 | 24.7386 | 2009 | 4.7872 | 3.2084
* Type is either Greenfield (“GF”) or Upgrade (“UG”), where Upgrade refers to additional facilities that increase the capacity of an existing Greenfield project
** For Iteration 5, Greenfield Cost for an Upgrade project is estimated using the Iteration 4 power curve for greenfield and upgrade projects

## GF + UG Iteration 6
Alberta Electric System Operator
2018 ISO Tariff Application
Appendix X - Option 4 POD Cost Function
Sixth-Interation Calculation of Power Curve for Greenfield and Upgrade Projects
September 14, 2017 |  | INSTALLED
Project | Type * | Greenfield MW | Greenfield Cost ** | Greenfield Year | Upgrade MW | Upgrade Cost | Upgrade Year | Total MW | Total Cost | Total Year | LN(MW) | LN(Cost) |  | ln(y)=m*ln(x) + b Linear Regression
476 | GF | 22.5 | 16.8618 | 2006 |  |  |  | 22.5 | 16.8618 | 2006 | 3.1135 | 2.8251 | m | 0.63398 | 0.25733 | b
478 | GF | 15.03 | 6.0182 | 2006 |  |  |  | 15.03 | 6.0182 | 2006 | 2.71 | 1.7948 | se | 0.028806 | 0.11497 | seb
473 | GF | 45 | 14.999 | 2006 |  |  |  | 45 | 14.999 | 2006 | 3.8067 | 2.708 | R2 | 0.63121 | 0.3535 | sev
1042 | GF | 22.5 | 11.1648 | 2011 |  |  |  | 22.5 | 11.1648 | 2011 | 3.1135 | 2.4128 | F | 484.3838 | 283 | df
443 | GF | 35.1 | 11.7056 | 2004 |  |  |  | 35.1 | 11.7056 | 2004 | 3.5582 | 2.4601 | ssreg | 60.5284 | 35.3636 | ssresid
1195 | GF | 45 | 31.6599 | 2012 |  |  |  | 45 | 31.6599 | 2012 | 3.8067 | 3.4551
420 | GF | 22.5 | 9.6396 | 2004 |  |  |  | 22.5 | 9.6396 | 2004 | 3.1135 | 2.2659 |  | y=cx^m, where c=e^b
440 | GF | 37.8 | 17.2269 | 2007 |  |  |  | 37.8 | 17.2269 | 2007 | 3.6323 | 2.8465 | m | 0.63398 | 0.137% | change
1102 | GF | 45 | 16.2936 | 2012 |  |  |  | 45 | 16.2936 | 2012 | 3.8067 | 2.7908 | c | 1.2935 | -0.2991% | from
324 | GF | 22.5 | 8.9094 | 2003 |  |  |  | 22.5 | 8.9094 | 2003 | 3.1135 | 2.1871 |  |  |  | prior
1103 | GF | 23.4 | 17.2995 | 2012 |  |  |  | 23.4 | 17.2995 | 2012 | 3.1527 | 2.8507 |  |  |  | iteration
386 | GF | 14.94 | 9.9511 | 2004 |  |  |  | 14.94 | 9.9511 | 2004 | 2.704 | 2.2977
80 | GF | 14.94 | 6.0754 | 2001 |  |  |  | 14.94 | 6.0754 | 2001 | 2.704 | 1.8042
1052 | GF | 37.8 | 10.9027 | 2013 |  |  |  | 37.8 | 10.9027 | 2013 | 3.6323 | 2.389
347 | GF | 75.6 | 9.3005 | 2004 |  |  |  | 75.6 | 9.3005 | 2004 | 4.3255 | 2.2301
1358 | GF | 59.4 | 13.0727 | 2013 |  |  |  | 59.4 | 13.0727 | 2013 | 4.0843 | 2.5705
584 | GF | 37.8 | 34.9037 | 2012 |  |  |  | 37.8 | 34.9037 | 2012 | 3.6323 | 3.5526
422 | GF | 45 | 13.6508 | 2004 |  |  |  | 45 | 13.6508 | 2004 | 3.8067 | 2.6138
944 | GF | 135 | 26.8161 | 2011 |  |  |  | 135 | 26.8161 | 2011 | 4.9053 | 3.289
387 | GF | 14.94 | 9.5131 | 2004 |  |  |  | 14.94 | 9.5131 | 2004 | 2.704 | 2.2527
587 | GF | 22.5 | 20.2415 | 2007 |  |  |  | 22.5 | 20.2415 | 2007 | 3.1135 | 3.0077
585 | GF | 37.8 | 11.2912 | 2008 |  |  |  | 37.8 | 11.2912 | 2008 | 3.6323 | 2.424
831 | GF | 37.8 | 20.9656 | 2011 |  |  |  | 37.8 | 20.9656 | 2011 | 3.6323 | 3.0429
340 | GF | 45 | 13.3096 | 2002 |  |  |  | 45 | 13.3096 | 2002 | 3.8067 | 2.5885
334 | GF | 22.5 | 7.9464 | 2003 |  |  |  | 22.5 | 7.9464 | 2003 | 3.1135 | 2.0727
343 | GF | 22.5 | 13.9997 | 2006 |  |  |  | 22.5 | 13.9997 | 2006 | 3.1135 | 2.639
358 | GF | 35.1 | 7.2249 | 2004 |  |  |  | 35.1 | 7.2249 | 2004 | 3.5582 | 1.9775
702 | GF | 37.8 | 5.2102 | 2008 |  |  |  | 37.8 | 5.2102 | 2008 | 3.6323 | 1.6506
526 | GF | 22.5 | 13.7588 | 2009 |  |  |  | 22.5 | 13.7588 | 2009 | 3.1135 | 2.6217
288 | GF | 22.5 | 4.4534 | 2001 |  |  |  | 22.5 | 4.4534 | 2001 | 3.1135 | 1.4937
851 | GF | 29.97 | 12.9318 | 2016 |  |  |  | 29.97 | 12.9318 | 2016 | 3.4002 | 2.5597
648 | GF | 45 | 18.253 | 2009 |  |  |  | 45 | 18.253 | 2009 | 3.8067 | 2.9043
855 | GF | 37.8 | 28.6671 | 2013 |  |  |  | 37.8 | 28.6671 | 2013 | 3.6323 | 3.3557
700 | GF | 37.8 | 7.0658 | 2008 |  |  |  | 37.8 | 7.0658 | 2008 | 3.6323 | 1.9553
683 | GF | 90 | 16.0323 | 2011 |  |  |  | 90 | 16.0323 | 2011 | 4.4998 | 2.7746
559 | GF | 360 | 56.8595 | 2014 |  |  |  | 360 | 56.8595 | 2014 | 5.8861 | 4.0406
1074 | GF | 90 | 43.1388 | 2012 |  |  |  | 90 | 43.1388 | 2012 | 4.4998 | 3.7644
34 | GF | 45 | 7.5134 | 1999 |  |  |  | 45 | 7.5134 | 1999 | 3.8067 | 2.0167
433 | GF | 90 | 22.3083 | 2005 |  |  |  | 90 | 22.3083 | 2005 | 4.4998 | 3.105
79A | GF | 37.44 | 5.0823 | 2001 |  |  |  | 37.44 | 5.0823 | 2001 | 3.6227 | 1.6258
10A | GF | 22.5 | 8.916 | 1998 |  |  |  | 22.5 | 8.916 | 1998 | 3.1135 | 2.1878
345 | GF | 45 | 8.369 | 2004 |  |  |  | 45 | 8.369 | 2004 | 3.8067 | 2.1245
1049 | GF | 90 | 54.5518 | 2011 |  |  |  | 90 | 54.5518 | 2011 | 4.4998 | 3.9992
230 | GF | 45 | 10.7399 | 2003 |  |  |  | 45 | 10.7399 | 2003 | 3.8067 | 2.374
79B | GF | 14.94 | 3.3788 | 2001 |  |  |  | 14.94 | 3.3788 | 2001 | 2.704 | 1.2175
10B | GF | 22.5 | 9.7991 | 1999 |  |  |  | 22.5 | 9.7991 | 1999 | 3.1135 | 2.2823
8 | GF | 42.03 | 11.9841 | 2000 |  |  |  | 42.03 | 11.9841 | 2000 | 3.7384 | 2.4836
487 | GF | 37.44 | 16.8138 | 2009 |  |  |  | 37.44 | 16.8138 | 2009 | 3.6227 | 2.8222
385 | GF | 14.94 | 8.5881 | 2004 |  |  |  | 14.94 | 8.5881 | 2004 | 2.704 | 2.1504
865 | GF | 29.97 | 8.6092 | 2016 |  |  |  | 29.97 | 8.6092 | 2016 | 3.4002 | 2.1528
863 | GF | 29.97 | 8.2434 | 2016 |  |  |  | 29.97 | 8.2434 | 2016 | 3.4002 | 2.1094
527 | GF | 22.5 | 6.9319 | 2008 |  |  |  | 22.5 | 6.9319 | 2008 | 3.1135 | 1.9361
595 | GF | 37.8 | 19.0874 | 2008 |  |  |  | 37.8 | 19.0874 | 2008 | 3.6323 | 2.949
528 | GF | 22.5 | 5.2658 | 2008 |  |  |  | 22.5 | 5.2658 | 2008 | 3.1135 | 1.6612
529 | GF | 22.5 | 7.7922 | 2008 |  |  |  | 22.5 | 7.7922 | 2008 | 3.1135 | 2.0531
1095 | GF | 22.5 | 11.9234 | 2012 |  |  |  | 22.5 | 11.9234 | 2012 | 3.1135 | 2.4785
561 | GF | 135 | 58.1001 | 2011 |  |  |  | 135 | 58.1001 | 2011 | 4.9053 | 4.0622
1018 | GF | 22.5 | 10.6346 | 2013 |  |  |  | 22.5 | 10.6346 | 2013 | 3.1135 | 2.3641
360 | GF | 37.8 | 7.1175 | 2005 |  |  |  | 37.8 | 7.1175 | 2005 | 3.6323 | 1.9626
1106 | GF | 22.5 | 20.2179 | 2013 |  |  |  | 22.5 | 20.2179 | 2013 | 3.1135 | 3.0066
899 | GF | 45 | 15.1725 | 2011 |  |  |  | 45 | 15.1725 | 2011 | 3.8067 | 2.7195
1191 | GF | 14.94 | 12.6281 | 2012 |  |  |  | 14.94 | 12.6281 | 2012 | 2.704 | 2.5359
1115 | GF | 22.5 | 24.3628 | 2013 |  |  |  | 22.5 | 24.3628 | 2013 | 3.1135 | 3.1931
1053 | GF | 14.94 | 14.7144 | 2012 |  |  |  | 14.94 | 14.7144 | 2012 | 2.704 | 2.6888
864 | GF | 29.97 | 9.8258 | 2013 |  |  |  | 29.97 | 9.8258 | 2013 | 3.4002 | 2.285
834 | GF | 45 | 25.7984 | 2011 |  |  |  | 45 | 25.7984 | 2011 | 3.8067 | 3.2503
722 | GF | 22.5 | 13.5015 | 2009 |  |  |  | 22.5 | 13.5015 | 2009 | 3.1135 | 2.6028
927 | GF | 67.5 | 25.8871 | 2011 |  |  |  | 67.5 | 25.8871 | 2011 | 4.2121 | 3.2537
1068 | GF | 22.5 | 26.9182 | 2012 |  |  |  | 22.5 | 26.9182 | 2012 | 3.1135 | 3.2928
506 | GF | 113.4 | 19.7523 | 2007 |  |  |  | 113.4 | 19.7523 | 2007 | 4.7309 | 2.9833
456 | GF | 45 | 17.647 | 2009 |  |  |  | 45 | 17.647 | 2009 | 3.8067 | 2.8706
130 | GF | 45 | 8.437 | 2000 |  |  |  | 45 | 8.437 | 2000 | 3.8067 | 2.1326
308 | GF | 54 | 8.8754 | 2006 |  |  |  | 54 | 8.8754 | 2006 | 3.989 | 2.1833
829 | GF | 45 | 27.7611 | 2012 |  |  |  | 45 | 27.7611 | 2012 | 3.8067 | 3.3236
425 | GF | 27 | 11.7254 | 2008 |  |  |  | 27 | 11.7254 | 2008 | 3.2958 | 2.4618
333 | GF | 27 | 7.5607 | 2004 |  |  |  | 27 | 7.5607 | 2004 | 3.2958 | 2.023
769 | GF | 135 | 33.576 | 2009 |  |  |  | 135 | 33.576 | 2009 | 4.9053 | 3.5138
948 | GF | 225 | 12.6537 | 2014 |  |  |  | 225 | 12.6537 | 2014 | 5.4161 | 2.5379
1128 | GF | 225 | 63.5562 | 2013 |  |  |  | 225 | 63.5562 | 2013 | 5.4161 | 4.1519
1214 | GF | 90 | 22.6317 | 2013 |  |  |  | 90 | 22.6317 | 2013 | 4.4998 | 3.1194
1225 | GF | 37.8 | 18.6367 | 2014 |  |  |  | 37.8 | 18.6367 | 2014 | 3.6323 | 2.9251
1263 | GF | 27 | 19.6117 | 2015 |  |  |  | 27 | 19.6117 | 2015 | 3.2958 | 2.9761
1309 | GF | 45 | 16.1093 | 2014 |  |  |  | 45 | 16.1093 | 2014 | 3.8067 | 2.7794
1349 | GF | 29.7 | 8.968 | 2014 |  |  |  | 29.7 | 8.968 | 2014 | 3.3911 | 2.1937
1358 | GF | 59.4 | 13.0727 | 2013 |  |  |  | 59.4 | 13.0727 | 2013 | 4.0843 | 2.5705
1404 | GF | 150.984 | 35.2763 | 2016 |  |  |  | 150.984 | 35.2763 | 2016 | 5.0172 | 3.5632
1482 | GF | 90 | 18.7658 | 2015 |  |  |  | 90 | 18.7658 | 2015 | 4.4998 | 2.932
1515 | GF | 37.8 | 12.9927 | 2015 |  |  |  | 37.8 | 12.9927 | 2015 | 3.6323 | 2.5644
1618 | GF | 45 | 15.966 | 2016 |  |  |  | 45 | 15.966 | 2016 | 3.8067 | 2.7705
1634 | GF | 45 | 17.1728 | 2015 |  |  |  | 45 | 17.1728 | 2015 | 3.8067 | 2.8433
1258 | GF | 75.6 | 53.5183 | 2016 |  |  |  | 75.6 | 53.5183 | 2016 | 4.3255 | 3.98
1284 | GF | 37.8 | 7.0843 | 2013 |  |  |  | 37.8 | 7.0843 | 2013 | 3.6323 | 1.9579
Pre-01 | GF | 6.75 | 2.4934 | 1989 |  |  |  | 6.75 | 2.4934 | 1989 | 1.9095 | 0.91364
Pre-02 | GF | 4.5 | 1.494 | 1986 |  |  |  | 4.5 | 1.494 | 1986 | 1.5041 | 0.40147
Pre-03 | GF | 10.08 | 1.9369 | 1989 |  |  |  | 10.08 | 1.9369 | 1989 | 2.3106 | 0.66111
Pre-04 | GF | 13.5 | 8.5265 | 1990 |  |  |  | 13.5 | 8.5265 | 1990 | 2.6027 | 2.1432
Pre-05 | GF | 16.11 | 4.0522 | 1987 |  |  |  | 16.11 | 4.0522 | 1987 | 2.7794 | 1.3993
Pre-06 | GF | 29.88 | 9.6482 | 1988 |  |  |  | 29.88 | 9.6482 | 1988 | 3.3972 | 2.2668
Pre-07 | GF | 22.5 | 5.0294 | 1996 |  |  |  | 22.5 | 5.0294 | 1996 | 3.1135 | 1.6153
Pre-08 | GF | 37.8 | 6.3729 | 1986 |  |  |  | 37.8 | 6.3729 | 1986 | 3.6323 | 1.8521
Pre-09 | GF | 22.5 | 2.9443 | 1996 |  |  |  | 22.5 | 2.9443 | 1996 | 3.1135 | 1.0799
Pre-10 | GF | 22.5 | 13.4811 | 1989 |  |  |  | 22.5 | 13.4811 | 1989 | 3.1135 | 2.6013
Pre-11 | GF | 26.91 | 2.9102 | 1986 |  |  |  | 26.91 | 2.9102 | 1986 | 3.2925 | 1.0682
Pre-12 | GF | 37.8 | 9.8907 | 1992 |  |  |  | 37.8 | 9.8907 | 1992 | 3.6323 | 2.2916
Pre-13 | GF | 13.41 | 5.9446 | 1989 |  |  |  | 13.41 | 5.9446 | 1989 | 2.596 | 1.7825
Pre-14 | GF | 74.7 | 7.1936 | 1990 |  |  |  | 74.7 | 7.1936 | 1990 | 4.3135 | 1.9732
Pre-15 | GF | 90 | 17.5945 | 1989 |  |  |  | 90 | 17.5945 | 1989 | 4.4998 | 2.8676
Pre-16 | GF | 168.75 | 14.0262 | 1987 |  |  |  | 168.75 | 14.0262 | 1987 | 5.1284 | 2.6409
Pre-17 | GF | 90 | 14.2199 | 1998 |  |  |  | 90 | 14.2199 | 1998 | 4.4998 | 2.6546
Pre-18 | GF | 202.5 | 23.4475 | 1989 |  |  |  | 202.5 | 23.4475 | 1989 | 5.3107 | 3.1548
1184 | UG | 45 | 14.4455 | 2013 | 45 | 18.8693 | 2012 | 90 | 33.3149 | 2013 | 4.4998 | 3.506
1481 | UG | 90 | 22.4037 | 2013 | 0 | 1.1114 | 2014 | 90 | 23.5151 | 2014 | 4.4998 | 3.1576
457 | UG | 22.5 | 9.3142 | 1990 | 22.5 | 3.2891 | 2006 | 45 | 12.6033 | 2006 | 3.8067 | 2.534
407 | UG | 73.8 | 19.7585 | 1982 | 0 | 0.60107 | 2004 | 73.8 | 20.3596 | 2004 | 4.3014 | 3.0136
706 | UG | 22.5 | 9.3142 | 1984 | 37.8 | 5.8346 | 2008 | 60.3 | 15.1488 | 2008 | 4.0993 | 2.7179
1070 | UG | 60.3 | 17.3862 | 1984 | 0 | 0.83608 | 2011 | 60.3 | 18.2223 | 2011 | 4.0993 | 2.9026
1264 | UG | 60.3 | 17.3862 | 1984 | 15.3 | 8.0579 | 2013 | 75.6 | 25.4441 | 2013 | 4.3255 | 3.2365
1208 | UG | 37.8 | 12.9358 | 1961 | 0 | 2.7992 | 2012 | 37.8 | 15.735 | 2012 | 3.6323 | 2.7559
655 | UG | 47.79 | 15.0063 | 1974 | 0 | 0.756 | 2007 | 47.79 | 15.7623 | 2007 | 3.8668 | 2.7576
733 | UG | 37.8 | 12.9358 | 2007 | 37.8 | 6.8611 | 2009 | 75.6 | 19.7969 | 2009 | 4.3255 | 2.9855
1700 | UG | 22.5 | 9.3142 | 0 | 37.8 | 4.0239 | 2016 | 60.3 | 13.3381 | 2016 | 4.0993 | 2.5906
1569 | UG | 47.79 | 15.0063 | 1997 | 15.3 | 3.7373 | 2015 | 63.09 | 18.7435 | 2015 | 4.1446 | 2.9308
401 | UG | 2.7 | 2.4331 | 1986 | 6.3 | 0.36204 | 2004 | 9 | 2.7952 | 2004 | 2.1972 | 1.0279
1412 | UG | 9 | 5.2144 | 1986 | 3.6 | 4.3575 | 2015 | 12.6 | 9.5719 | 2015 | 2.5337 | 2.2588
1318 | UG | 80.1 | 20.8103 | 1997 | 0 | 1.6878 | 2013 | 80.1 | 22.4981 | 2013 | 4.3833 | 3.1134
1194 | UG | 22.5 | 9.3142 | 1980 | 0 | 1.6086 | 2011 | 22.5 | 10.9228 | 2011 | 3.1135 | 2.3909
801 | UG | 37.8 | 12.9358 | 2008 | 37.8 | 6.3106 | 2009 | 75.6 | 19.2464 | 2009 | 4.3255 | 2.9573
804 | UG | 25.2 | 10.0071 | 1982 | 22.5 | 15.1771 | 2009 | 47.7 | 25.1842 | 2009 | 3.8649 | 3.2262
365 | UG | 22.5 | 9.3142 | 1982 | 0 | 0.59607 | 2003 | 22.5 | 9.9103 | 2003 | 3.1135 | 2.2936
708 | UG | 22.5 | 9.3142 | 1982 | 22.5 | 6.8375 | 2007 | 45 | 16.1517 | 2007 | 3.8067 | 2.782
1568 | UG | 45 | 14.4455 | 1997 | 30.6 | 3.5849 | 2015 | 75.6 | 18.0304 | 2015 | 4.3255 | 2.8921
398 | UG | 60.3 | 17.3862 | 1981 | 0 | 1.4547 | 2004 | 60.3 | 18.8409 | 2004 | 4.0993 | 2.936
1642 | UG | 22.5 | 9.3142 | unknown | 37.8 | 10.1341 | 2015 | 60.3 | 19.4483 | 2015 | 4.0993 | 2.9678
522 | UG | 75.6 | 20.0623 | 1981 | 0 | 0.49327 | 2006 | 75.6 | 20.5555 | 2006 | 4.3255 | 3.0231
170 | UG | 34.56 | 12.2223 | unknown | 10.44 | 4.4337 | 2001 | 45 | 16.6561 | 2001 | 3.8067 | 2.8128
1312 | UG | 45 | 14.4455 | unknown | 22.5 | 6.0245 | 2013 | 67.5 | 20.47 | 2013 | 4.2121 | 3.019
170 | UG | 27.09 | 10.4759 | unknown | 17.91 | 4.883 | 2001 | 45 | 15.3589 | 2001 | 3.8067 | 2.7317
1366 | UG | 45 | 14.4455 | 0 | 29.7 | 5.5737 | 2013 | 74.7 | 20.0192 | 2013 | 4.3135 | 2.9967
170 | UG | 22.5 | 9.3142 | unknown | 22.5 | 5.2097 | 2001 | 45 | 14.5239 | 2001 | 3.8067 | 2.6758
1350 | UG | 45 | 14.4455 | 0 | 29.7 | 6.53 | 2013 | 74.7 | 20.9756 | 2013 | 4.3135 | 3.0434
658 | UG | 6.75 | 4.3461 | 1996 | 15.75 | 7.2631 | 2008 | 22.5 | 11.6092 | 2008 | 3.1135 | 2.4518
897 | UG | 22.5 | 9.3142 | 1996 | 22.5 | 6.2372 | 2010 | 45 | 15.5514 | 2010 | 3.8067 | 2.7442
483 | UG | 37.8 | 12.9358 | 1986 | 37.8 | 3.6201 | 2005 | 75.6 | 16.5559 | 2005 | 4.3255 | 2.8067
1494 | UG | 22.5 | 9.3142 | 0 | 37.8 | 6.4297 | 2014 | 60.3 | 15.744 | 2014 | 4.0993 | 2.7565
488 | UG | 171.9 | 33.7479 | 1982 | 0 | 0.40463 | 2006 | 171.9 | 34.1525 | 2006 | 5.1469 | 3.5308
1692 | UG | 171.9 | 33.7479 | 0 | 0 | 2.2188 | 2016 | 171.9 | 35.9667 | 2016 | 5.1469 | 3.5826
318 | UG | 42.3 | 13.8906 | 1996 | 0 | 0.76702 | 2001 | 42.3 | 14.6576 | 2001 | 3.7448 | 2.685
806 | UG | 42.3 | 13.8906 | 1996 | 0 | 0.68948 | 2008 | 42.3 | 14.58 | 2008 | 3.7448 | 2.6797
1495 | UG | 42.3 | 13.8906 | 1996 | 37.8 | 5.1428 | 2014 | 80.1 | 19.0334 | 2014 | 4.3833 | 2.9462
1386 | UG | 84.6 | 21.543 | 0 | 0 | 0.85934 | 2013 | 84.6 | 22.4024 | 2013 | 4.4379 | 3.1092
928 | UG | 22.5 | 9.3142 | 1992 | 37.8 | 10.3644 | 2010 | 60.3 | 19.6786 | 2010 | 4.0993 | 2.9795
1450 | UG | 60.3 | 17.3862 | 1992 | 24.3 | 5.153 | 2014 | 84.6 | 22.5392 | 2014 | 4.4379 | 3.1153
170 | UG | 59.94 | 17.3204 | unknown | 0 | 1.1342 | 2001 | 59.94 | 18.4547 | 2001 | 4.0933 | 2.9153
649 | UG | 59.94 | 17.3204 | 1997 | 22.5 | 5.0181 | 2007 | 82.44 | 22.3385 | 2007 | 4.4121 | 3.1063
1203 | UG | 22.5 | 9.3142 | 1977 | 37.8 | 12.4436 | 2012 | 60.3 | 21.7578 | 2012 | 4.0993 | 3.08
170 | UG | 13.5 | 6.7405 | 1972 | 0 | 2.9005 | 2001 | 13.5 | 9.641 | 2001 | 2.6027 | 2.266
363 | UG | 37.8 | 12.9358 | 1975 | 0 | 0.82194 | 2004 | 37.8 | 13.7577 | 2004 | 3.6323 | 2.6216
493 | UG | 37.8 | 12.9358 | 1975 | 37.8 | 3.4003 | 2006 | 75.6 | 16.3361 | 2006 | 4.3255 | 2.7934
685 | UG | 75.6 | 20.0623 | 1975 | 0 | 0.94607 | 2007 | 75.6 | 21.0083 | 2007 | 4.3255 | 3.0449
1574 | UG | 37.8 | 12.9358 | 2013 | 37.8 | 6.2662 | 2015 | 75.6 | 19.202 | 2015 | 4.3255 | 2.955
435 | UG | 15.03 | 7.2146 | 1990 | 29.7 | 3.0774 | 2004 | 44.73 | 10.2919 | 2004 | 3.8006 | 2.3314
652 | UG | 12.15 | 6.3055 | 1986 | 10.35 | 4.3802 | 2007 | 22.5 | 10.6857 | 2007 | 3.1135 | 2.3689
366 | UG | 22.5 | 9.3142 | 1981 | 0 | 0.60208 | 2003 | 22.5 | 9.9163 | 2003 | 3.1135 | 2.2942
1640 | UG | 22.5 | 9.3142 | 1981 | 37.8 | 8.3244 | 2015 | 60.3 | 17.6386 | 2015 | 4.0993 | 2.8701
367 | UG | 63 | 17.8751 | 1988 | 0 | 0.55589 | 2004 | 63 | 18.431 | 2004 | 4.1431 | 2.914
650 | UG | 37.8 | 12.9358 | 1981 | 37.8 | 11.8954 | 2007 | 75.6 | 24.8312 | 2007 | 4.3255 | 3.2121
902 | UG | 37.8 | 12.9358 | 2002 | 0 | 0.547 | 2009 | 37.8 | 13.4828 | 2009 | 3.6323 | 2.6014
1202 | UG | 22.5 | 9.3142 | 1989 | 37.8 | 10.745 | 2012 | 60.3 | 20.0593 | 2012 | 4.0993 | 2.9987
1338 | UG | 13.23 | 6.6548 | unknown | 22.5 | 6.6636 | 2013 | 35.73 | 13.3184 | 2013 | 3.576 | 2.5891
212 | UG | 69.12 | 18.9557 | 1978 | 45 | 4.6265 | 2003 | 114.12 | 23.5822 | 2003 | 4.7373 | 3.1605
653 | UG | 114.12 | 26.0379 | 1977 | 0 | 0.56895 | 2007 | 114.12 | 26.6069 | 2007 | 4.7373 | 3.2812
1679 | UG | 114.12 | 26.0379 | 1977 | 0 | 3.0359 | 2016 | 114.12 | 29.0739 | 2016 | 4.7373 | 3.3698
1382 | UG | 60.3 | 17.3862 | unknown | 0 | 2.4484 | 2013 | 60.3 | 19.8347 | 2013 | 4.0993 | 2.9874
1638 | UG | 60.3 | 17.3862 | unknown | 15.3 | 1.4308 | 2015 | 75.6 | 18.817 | 2015 | 4.3255 | 2.9348
874 | UG | 7.56 | 4.6694 | 1997 | 14.94 | 3.6334 | 2009 | 22.5 | 8.3028 | 2009 | 3.1135 | 2.1166
491 | UG | 75.6 | 20.0623 | 1984 | 0 | 0.19252 | 2006 | 75.6 | 20.2548 | 2006 | 4.3255 | 3.0084
1396 | UG | 37.8 | 12.9358 | 2009 | 0 | 0.37351 | 2013 | 37.8 | 13.3093 | 2013 | 3.6323 | 2.5885
1597 | UG | 37.8 | 12.9358 | 2009 | 37.8 | 4.2356 | 2015 | 75.6 | 17.1714 | 2015 | 4.3255 | 2.8432
1292 | UG | 25.29 | 10.0297 | unknown | 12.51 | 4.4712 | 2013 | 37.8 | 14.5009 | 2013 | 3.6323 | 2.6742
364 | UG | 80.1 | 20.8103 | 1975 | 0 | 1.3175 | 2004 | 80.1 | 22.1278 | 2004 | 4.3833 | 3.0968
1306 | UG | 37.8 | 12.9358 | 1985 | 37.8 | 5.9849 | 2013 | 75.6 | 18.9207 | 2013 | 4.3255 | 2.9403
858 | UG | 37.8 | 12.9358 | 2009 | 37.8 | 5.4359 | 2010 | 75.6 | 18.3717 | 2010 | 4.3255 | 2.9108
1454 | UG | 75.6 | 20.0623 | 2009 | 0 | 0.45762 | 2013 | 75.6 | 20.5199 | 2013 | 4.3255 | 3.0214
637 | UG | 22.5 | 9.3142 | 1989 | 22.5 | 6.7669 | 2007 | 45 | 16.0811 | 2007 | 3.8067 | 2.7776
1254 | UG | 45 | 14.4455 | 1989 | 30.6 | 6.5284 | 2012 | 75.6 | 20.974 | 2012 | 4.3255 | 3.0433
734 | UG | 37.8 | 12.9358 | 1974 | 37.8 | 11.2611 | 2011 | 75.6 | 24.1969 | 2011 | 4.3255 | 3.1862
1594 | UG | 75.6 | 20.0623 | 1974 | 0 | 17.2334 | 2017 | 75.6 | 37.2957 | 2017 | 4.3255 | 3.6189
1674 | UG | 25.2 | 10.0071 | 0 | 37.8 | 10.3273 | 2016 | 63 | 20.3344 | 2016 | 4.1431 | 3.0123
711 | UG | 22.5 | 9.3142 | 1976 | 22.5 | 9.2618 | 2009 | 45 | 18.576 | 2009 | 3.8067 | 2.9219
408 | UG | 84.6 | 21.543 | 1976 | 0 | 0.58016 | 2004 | 84.6 | 22.1232 | 2004 | 4.4379 | 3.0966
698 | UG | 84.6 | 21.543 | 1976 | 0 | 1.4407 | 2007 | 84.6 | 22.9837 | 2007 | 4.4379 | 3.1348
696 | UG | 25.2 | 10.0071 | 1981 | 0 | 0.2681 | 2007 | 25.2 | 10.2752 | 2007 | 3.2268 | 2.3297
1636 | UG | 22.5 | 9.3142 | 1981 | 37.8 | 6.6059 | 2015 | 60.3 | 15.9201 | 2015 | 4.0993 | 2.7676
1185 | UG | 63 | 17.8751 | 1988 | 0 | 2.8088 | 2011 | 63 | 20.6839 | 2011 | 4.1431 | 3.0294
568 | UG | 75.6 | 20.0623 | 1978 | 0 | 0.028819 | 2006 | 75.6 | 20.0911 | 2006 | 4.3255 | 3.0003
853 | UG | 45 | 14.4455 | 1991 | 30.6 | 4.2556 | 2009 | 75.6 | 18.7011 | 2009 | 4.3255 | 2.9286
1201 | UG | 25.2 | 10.0071 | unknown | 37.8 | 7.6365 | 2012 | 63 | 17.6436 | 2012 | 4.1431 | 2.8704
654 | UG | 22.5 | 9.3142 | 1976 | 0 | 0.73673 | 2007 | 22.5 | 10.0509 | 2007 | 3.1135 | 2.3077
1394 | UG | 22.5 | 9.3142 | 1976 | 37.8 | 5.0058 | 2014 | 60.3 | 14.32 | 2014 | 4.0993 | 2.6617
1294 | UG | 13.41 | 6.712 | 0 | 22.5 | 4.562 | 2014 | 35.91 | 11.274 | 2014 | 3.581 | 2.4225
1670 | UG | 75.6 | 20.0623 | 0 | 0 | 2.7944 | 2016 | 75.6 | 22.8566 | 2016 | 4.3255 | 3.1292
579 | UG | 27 | 10.4539 | unknown | 27 | 3.6516 | 2008 | 54 | 14.1055 | 2008 | 3.989 | 2.6466
1670 | UG | 63.09 | 17.8913 | 0 | 37.8 | 18.3637 | 2016 | 100.89 | 36.255 | 2016 | 4.614 | 3.5906
1083 | UG | 37.8 | 12.9358 | 1981 | 45 | 7.4125 | 2011 | 82.8 | 20.3483 | 2011 | 4.4164 | 3.013
552 | UG | 37.8 | 12.9358 | 1991 | 0 | 1.1458 | 2006 | 37.8 | 14.0816 | 2006 | 3.6323 | 2.6449
1311 | UG | 37.8 | 12.9358 | 1991 | 37.8 | 5.9841 | 2013 | 75.6 | 18.9199 | 2013 | 4.3255 | 2.9402
1078 | UG | 64.35 | 18.1167 | 1957 | 0 | 1.0936 | 2011 | 64.35 | 19.2103 | 2011 | 4.1643 | 2.9554
495 | UG | 37.44 | 12.8577 | 1982 | 37.44 | 3.5908 | 2006 | 74.88 | 16.4485 | 2006 | 4.3159 | 2.8002
383 | UG | 54 | 16.213 | 1984 | 45 | 3.9502 | 2005 | 99 | 20.1632 | 2005 | 4.5951 | 3.0039
1020 | UG | 29.97 | 11.1679 | 1977 | 45 | 7.345 | 2010 | 74.97 | 18.5129 | 2010 | 4.3171 | 2.9185
1364 | UG | 29.7 | 11.1041 | 0 | 45 | 8.7951 | 2013 | 74.7 | 19.8992 | 2013 | 4.3135 | 2.9907
503 | UG | 45 | 14.4455 | 1972 | 45 | 3.8033 | 2007 | 90 | 18.2488 | 2007 | 4.4998 | 2.9041
925 | UG | 90 | 22.4037 | 1972 | 0 | 3.3165 | 2011 | 90 | 25.7202 | 2011 | 4.4998 | 3.2473
821 | UG | 45 | 14.4455 | 2006 | 45 | 9.4177 | 2011 | 90 | 23.8633 | 2011 | 4.4998 | 3.1723
486 | UG | 11.97 | 6.2462 | 1993 | 2.43 | 0.34692 | 2005 | 14.4 | 6.5931 | 2005 | 2.6672 | 1.886
779 | UG | 14.4 | 7.0216 | 1993 | 23.04 | 0.91576 | 2008 | 37.44 | 7.9374 | 2008 | 3.6227 | 2.0716
1416 | UG | 37.44 | 12.8577 | 1993 | 0 | 1.4182 | 2014 | 37.44 | 14.2758 | 2014 | 3.6227 | 2.6586
554 | UG | 119.88 | 26.8624 | 1968 | 0 | 1.0611 | 2006 | 119.88 | 27.9235 | 2006 | 4.7865 | 3.3295
1581 | UG | 11.7 | 6.1566 | unknown | 33.3 | 5.3848 | 2015 | 45 | 11.5415 | 2015 | 3.8067 | 2.4459
880 | UG | 29.7 | 11.1041 | 1966 | 30.24 | 4.5764 | 2010 | 59.94 | 15.6805 | 2010 | 4.0933 | 2.7524
1047 | UG | 14.4 | 7.0216 | 1965 | 15.3 | 6.2586 | 2012 | 29.7 | 13.2802 | 2012 | 3.3911 | 2.5863
1045 | UG | 69.84 | 19.0805 | 1971 | 21.6 | 3.8009 | 2011 | 91.44 | 22.8814 | 2011 | 4.5157 | 3.1303
1616 | UG | 74.88 | 19.9411 | unknown | 0 | 0.84819 | 2015 | 74.88 | 20.7893 | 2015 | 4.3159 | 3.0344
362 | UG | 84.6 | 21.543 | 1971 | 0 | 0.78848 | 2004 | 84.6 | 22.3315 | 2004 | 4.4379 | 3.106
924 | UG | 90 | 22.4037 | 1982 | 0 | 1.4264 | 2010 | 90 | 23.8301 | 2010 | 4.4998 | 3.171
1241 | UG | 37.44 | 12.8577 | unknown | 0 | 2.625 | 2012 | 37.44 | 15.4827 | 2012 | 3.6227 | 2.7397
438 | UG | 27 | 10.4539 | 1978 | 1.503 | 0.18095 | 2004 | 28.503 | 10.6348 | 2004 | 3.35 | 2.3641
748 | UG | 37.53 | 12.8772 | 1995 | 0 | 0.38858 | 2008 | 37.53 | 13.2658 | 2008 | 3.6251 | 2.5852
1319 | UG | 36 | 12.5423 | 0 | 19.44 | 3.2377 | 2014 | 55.44 | 15.78 | 2014 | 4.0153 | 2.7587
892 | UG | 27 | 10.4539 | 1972 | 13.5 | 3.2491 | 2011 | 40.5 | 13.703 | 2011 | 3.7013 | 2.6176
504 | UG | 11.97 | 6.2462 | 2007 | 22.5 | 2.1923 | 2006 | 34.47 | 8.4385 | 2007 | 3.5401 | 2.1328
618 | UG | 22.5 | 9.3142 | 1995 | 14.94 | 2.3465 | 2006 | 37.44 | 11.6607 | 2006 | 3.6227 | 2.4562
712 | UG | 14.94 | 7.1872 | 1980 | 14.94 | 7.8904 | 2011 | 29.88 | 15.0776 | 2011 | 3.3972 | 2.7132
726 | UG | 119.7 | 26.8369 | 1982 | 0 | 1.0316 | 2008 | 119.7 | 27.8685 | 2008 | 4.785 | 3.3275
530 | UG | 37.44 | 12.8577 | 1982 | 37.44 | 4.5023 | 2006 | 74.88 | 17.3599 | 2006 | 4.3159 | 2.8542
755 | UG | 23.4 | 9.5484 | 1983 | 0 | 0.74649 | 2008 | 23.4 | 10.2949 | 2008 | 3.1527 | 2.3316
1081 | UG | 23.4 | 9.5484 | 1983 | 0 | 0.74616 | 2010 | 23.4 | 10.2946 | 2010 | 3.1527 | 2.3316
307 | UG | 11.97 | 6.2462 | 1985 | 1.98 | 2.5231 | 2003 | 13.95 | 8.7693 | 2003 | 2.6355 | 2.1713
1466 | UG | 13.95 | 6.8819 | 1985 | 8.55 | 4.6348 | 2015 | 22.5 | 11.5167 | 2015 | 3.1135 | 2.4438
1091 | UG | 22.5 | 9.3142 | 1982 | 37.8 | 7.6638 | 2011 | 60.3 | 16.9781 | 2011 | 4.0993 | 2.8319
666 | UG | 37.44 | 12.8577 | 1987 | 37.8 | 3.7978 | 2008 | 75.24 | 16.6555 | 2008 | 4.3207 | 2.8127
556 | UG | 11.97 | 6.2462 | 1985 | 22.5 | 4.1694 | 2007 | 34.47 | 10.4156 | 2007 | 3.5401 | 2.3433
452 | UG | 14.4 | 7.0216 | 1986 | 0 | 3.4437 | 2005 | 14.4 | 10.4653 | 2005 | 2.6672 | 2.3481
613 | UG | 22.5 | 9.3142 | 1999 | 0 | 0.43132 | 2006 | 22.5 | 9.7455 | 2006 | 3.1135 | 2.2768
778 | UG | 74.88 | 19.9411 | 1988 | 0 | 0.48701 | 2008 | 74.88 | 20.4281 | 2008 | 4.3159 | 3.0169
1571 | UG | 74.88 | 19.9411 | 1988 | 0 | 1.592 | 2016 | 74.88 | 21.5331 | 2016 | 4.3159 | 3.0696
525 | UG | 154.8 | 31.5818 | 1995 | 45 | 2.1078 | 2006 | 199.8 | 33.6896 | 2006 | 5.2973 | 3.5172
1324 | UG | 90 | 22.4037 | 2012 | 0 | 2.2693 | 2014 | 90 | 24.673 | 2014 | 4.4998 | 3.2057
511 | UG | 225 | 40.0186 | 2004 | 0 | 0.42904 | 2004 | 225 | 40.4476 | 2004 | 5.4161 | 3.7
1094 | UG | 225 | 40.0186 | 2004 | 0 | 1.0646 | 2011 | 225 | 41.0832 | 2011 | 5.4161 | 3.7156
775 | UG | 14.94 | 7.1872 | 2002 | 0 | 1.4059 | 2008 | 14.94 | 8.593 | 2008 | 2.704 | 2.151
1646 | UG | 7.2 | 4.5274 | unknown | 14.94 | 6.6896 | 2016 | 22.14 | 11.217 | 2016 | 3.0974 | 2.4174
467 | UG | 11.97 | 6.2462 | 1996 | 31.5 | 3.4855 | 2005 | 43.47 | 9.7317 | 2005 | 3.7721 | 2.2754
437 | UG | 42.03 | 13.8344 | 2001 | 45 | 3.6314 | 2008 | 87.03 | 17.4657 | 2008 | 4.4663 | 2.8602
1233 | UG | 87.03 | 21.9328 | 2001 | 0 | 3.8904 | 2011 | 87.03 | 25.8232 | 2011 | 4.4663 | 3.2513
361 | UG | 27.9 | 10.6732 | 1986 | 32.4 | 1.172 | 2002 | 60.3 | 11.8451 | 2002 | 4.0993 | 2.4719
645 | UG | 60.3 | 17.3862 | 1986 | 0 | 0.22668 | 2006 | 60.3 | 17.6129 | 2006 | 4.0993 | 2.8686
720 | UG | 36.9 | 12.7399 | 1974 | 13.5 | 3.2147 | 2009 | 50.4 | 15.9546 | 2009 | 3.92 | 2.7697
1554 | UG | 22.5 | 9.3142 | 2013 | 22.5 | 4.0041 | 2015 | 45 | 13.3183 | 2015 | 3.8067 | 2.5891
1570 | UG | 22.5 | 9.3142 | 0 | 22.5 | 5.7129 | 2016 | 45 | 15.0271 | 2016 | 3.8067 | 2.7099
1280 | UG | 22.5 | 9.3142 | 0 | 22.5 | 3.9567 | 2013 | 45 | 13.2709 | 2013 | 3.8067 | 2.5856
659 | UG | 134.46 | 28.8871 | 1974 | 0 | 0.19039 | 2006 | 134.46 | 29.0775 | 2006 | 4.9013 | 3.37
1240 | UG | 15.03 | 7.2146 | 0 | 0 | 2.4762 | 2013 | 15.03 | 9.6908 | 2013 | 2.71 | 2.2712
317 | UG | 42.3 | 13.8906 | 1978 | 37.8 | 3.7336 | 2002 | 80.1 | 17.6242 | 2002 | 4.3833 | 2.8693
1510 | UG | 80.1 | 20.8103 | 1978 | 0 | 1.0378 | 2014 | 80.1 | 21.8481 | 2014 | 4.3833 | 3.0841
1678 | UG | 450 | 62.0653 | 0 | 0 | 0.18769 | 2015 | 450 | 62.253 | 2015 | 6.1092 | 4.1312
409 | UG | 56.7 | 16.7217 | unknown | 56.7 | 6.95 | 2004 | 113.4 | 23.6717 | 2004 | 4.7309 | 3.1643
620 | UG | 120.06 | 26.888 | unknown | 0 | 0.052327 | 2006 | 120.06 | 26.9403 | 2006 | 4.788 | 3.2936
1085 | UG | 120.06 | 26.888 | unknown | 0 | 0.079312 | 2010 | 120.06 | 26.9673 | 2010 | 4.788 | 3.2946
589 | UG | 81 | 20.958 | 1974 | 14.4 | 0.032007 | 2005 | 95.4 | 20.99 | 2005 | 4.5581 | 3.044
836 | UG | 95.4 | 23.2456 | 1974 | 0 | 0.20825 | 2008 | 95.4 | 23.4539 | 2008 | 4.5581 | 3.155
1417 | UG | 90 | 22.4037 | 0 | 0 | 0.36632 | 2013 | 90 | 22.77 | 2013 | 4.4998 | 3.1254
1575 | UG | 261.72 | 44.0381 | 0 | 0 | 0.084606 | 2014 | 261.72 | 44.1227 | 2014 | 5.5673 | 3.787
1480 | UG | 180 | 34.7461 | 0 | 0 | 1.4186 | 2015 | 180 | 36.1648 | 2015 | 5.193 | 3.5881
1644 | UG | 720 | 83.5757 | 0 | 45 | 6.4882 | 2016 | 765 | 90.0639 | 2016 | 6.6399 | 4.5005
1276 | UG | 154.8 | 31.5818 | unknown | 0 | 0.69755 | 2012 | 154.8 | 32.2793 | 2012 | 5.0421 | 3.4744
823 | UG | 54 | 16.213 | unknown | 36 | 12.9391 | 2009 | 90 | 29.1521 | 2009 | 4.4998 | 3.3725
1601 | UG | 120.24 | 26.9135 | 0 | 0 | 4.0095 | 2015 | 120.24 | 30.9229 | 2015 | 4.7895 | 3.4315
1046 | UG | 54 | 16.213 | unknown | 45 | 13.8381 | 2011 | 99 | 30.0511 | 2011 | 4.5951 | 3.4029
873 | UG | 69.03 | 18.9401 | unknown | 45 | 10.835 | 2011 | 114.03 | 29.7751 | 2011 | 4.7365 | 3.3937
630 | UG | 101.97 | 24.2468 | unknown | 0 | 0.76182 | 2007 | 101.97 | 25.0086 | 2007 | 4.6247 | 3.2192
1107 | UG | 45 | 14.4455 | 2010 | 45 | 7.7 | 2014 | 90 | 22.1455 | 2014 | 4.4998 | 3.0976
682 | UG | 27 | 10.4539 | 2005 | 27 | 4.2252 | 2009 | 54 | 14.6791 | 2009 | 3.989 | 2.6864
677 | UG | 279 | 45.8573 | unknown | 45 | 5.9673 | 2009 | 324 | 51.8246 | 2009 | 5.7807 | 3.9479
643 | UG | 77.4 | 20.3634 | unknown | 42.57 | 4.4087 | 2009 | 119.97 | 24.772 | 2009 | 4.7872 | 3.2097
* Type is either Greenfield (“GF”) or Upgrade (“UG”), where Upgrade refers to additional facilities that increase the capacity of an existing Greenfield project
** For Iteration 6, Greenfield Cost for an Upgrade project is estimated using the Iteration 5 power curve for greenfield and upgrade projects

## GF + UG Iteration 7
Alberta Electric System Operator
2018 ISO Tariff Application
Appendix X - Option 4 POD Cost Function
Seventh-Interation Calculation of Power Curve for Greenfield and Upgrade Projects
September 14, 2017 |  | INSTALLED
Project | Type * | Greenfield MW | Greenfield Cost ** | Greenfield Year | Upgrade MW | Upgrade Cost | Upgrade Year | Total MW | Total Cost | Total Year | LN(MW) | LN(Cost) |  | ln(y)=m*ln(x) + b Linear Regression
476 | GF | 22.5 | 16.8618 | 2006 |  |  |  | 22.5 | 16.8618 | 2006 | 3.1135 | 2.8251 | m | 0.63444 | 0.25569 | b
478 | GF | 15.03 | 6.0182 | 2006 |  |  |  | 15.03 | 6.0182 | 2006 | 2.71 | 1.7948 | se | 0.028808 | 0.11498 | seb
473 | GF | 45 | 14.999 | 2006 |  |  |  | 45 | 14.999 | 2006 | 3.8067 | 2.708 | R2 | 0.63151 | 0.35353 | sev
1042 | GF | 22.5 | 11.1648 | 2011 |  |  |  | 22.5 | 11.1648 | 2011 | 3.1135 | 2.4128 | F | 485.0016 | 283 | df
443 | GF | 35.1 | 11.7056 | 2004 |  |  |  | 35.1 | 11.7056 | 2004 | 3.5582 | 2.4601 | ssreg | 60.6159 | 35.3696 | ssresid
1195 | GF | 45 | 31.6599 | 2012 |  |  |  | 45 | 31.6599 | 2012 | 3.8067 | 3.4551
420 | GF | 22.5 | 9.6396 | 2004 |  |  |  | 22.5 | 9.6396 | 2004 | 3.1135 | 2.2659 |  | y=cx^m, where c=e^b
440 | GF | 37.8 | 17.2269 | 2007 |  |  |  | 37.8 | 17.2269 | 2007 | 3.6323 | 2.8465 | m | 0.63444 | 0.07224% | change
1102 | GF | 45 | 16.2936 | 2012 |  |  |  | 45 | 16.2936 | 2012 | 3.8067 | 2.7908 | c | 1.2914 | -0.1639% | from
324 | GF | 22.5 | 8.9094 | 2003 |  |  |  | 22.5 | 8.9094 | 2003 | 3.1135 | 2.1871 |  |  |  | prior
1103 | GF | 23.4 | 17.2995 | 2012 |  |  |  | 23.4 | 17.2995 | 2012 | 3.1527 | 2.8507 |  |  |  | iteration
386 | GF | 14.94 | 9.9511 | 2004 |  |  |  | 14.94 | 9.9511 | 2004 | 2.704 | 2.2977
80 | GF | 14.94 | 6.0754 | 2001 |  |  |  | 14.94 | 6.0754 | 2001 | 2.704 | 1.8042
1052 | GF | 37.8 | 10.9027 | 2013 |  |  |  | 37.8 | 10.9027 | 2013 | 3.6323 | 2.389
347 | GF | 75.6 | 9.3005 | 2004 |  |  |  | 75.6 | 9.3005 | 2004 | 4.3255 | 2.2301
1358 | GF | 59.4 | 13.0727 | 2013 |  |  |  | 59.4 | 13.0727 | 2013 | 4.0843 | 2.5705
584 | GF | 37.8 | 34.9037 | 2012 |  |  |  | 37.8 | 34.9037 | 2012 | 3.6323 | 3.5526
422 | GF | 45 | 13.6508 | 2004 |  |  |  | 45 | 13.6508 | 2004 | 3.8067 | 2.6138
944 | GF | 135 | 26.8161 | 2011 |  |  |  | 135 | 26.8161 | 2011 | 4.9053 | 3.289
387 | GF | 14.94 | 9.5131 | 2004 |  |  |  | 14.94 | 9.5131 | 2004 | 2.704 | 2.2527
587 | GF | 22.5 | 20.2415 | 2007 |  |  |  | 22.5 | 20.2415 | 2007 | 3.1135 | 3.0077
585 | GF | 37.8 | 11.2912 | 2008 |  |  |  | 37.8 | 11.2912 | 2008 | 3.6323 | 2.424
831 | GF | 37.8 | 20.9656 | 2011 |  |  |  | 37.8 | 20.9656 | 2011 | 3.6323 | 3.0429
340 | GF | 45 | 13.3096 | 2002 |  |  |  | 45 | 13.3096 | 2002 | 3.8067 | 2.5885
334 | GF | 22.5 | 7.9464 | 2003 |  |  |  | 22.5 | 7.9464 | 2003 | 3.1135 | 2.0727
343 | GF | 22.5 | 13.9997 | 2006 |  |  |  | 22.5 | 13.9997 | 2006 | 3.1135 | 2.639
358 | GF | 35.1 | 7.2249 | 2004 |  |  |  | 35.1 | 7.2249 | 2004 | 3.5582 | 1.9775
702 | GF | 37.8 | 5.2102 | 2008 |  |  |  | 37.8 | 5.2102 | 2008 | 3.6323 | 1.6506
526 | GF | 22.5 | 13.7588 | 2009 |  |  |  | 22.5 | 13.7588 | 2009 | 3.1135 | 2.6217
288 | GF | 22.5 | 4.4534 | 2001 |  |  |  | 22.5 | 4.4534 | 2001 | 3.1135 | 1.4937
851 | GF | 29.97 | 12.9318 | 2016 |  |  |  | 29.97 | 12.9318 | 2016 | 3.4002 | 2.5597
648 | GF | 45 | 18.253 | 2009 |  |  |  | 45 | 18.253 | 2009 | 3.8067 | 2.9043
855 | GF | 37.8 | 28.6671 | 2013 |  |  |  | 37.8 | 28.6671 | 2013 | 3.6323 | 3.3557
700 | GF | 37.8 | 7.0658 | 2008 |  |  |  | 37.8 | 7.0658 | 2008 | 3.6323 | 1.9553
683 | GF | 90 | 16.0323 | 2011 |  |  |  | 90 | 16.0323 | 2011 | 4.4998 | 2.7746
559 | GF | 360 | 56.8595 | 2014 |  |  |  | 360 | 56.8595 | 2014 | 5.8861 | 4.0406
1074 | GF | 90 | 43.1388 | 2012 |  |  |  | 90 | 43.1388 | 2012 | 4.4998 | 3.7644
34 | GF | 45 | 7.5134 | 1999 |  |  |  | 45 | 7.5134 | 1999 | 3.8067 | 2.0167
433 | GF | 90 | 22.3083 | 2005 |  |  |  | 90 | 22.3083 | 2005 | 4.4998 | 3.105
79A | GF | 37.44 | 5.0823 | 2001 |  |  |  | 37.44 | 5.0823 | 2001 | 3.6227 | 1.6258
10A | GF | 22.5 | 8.916 | 1998 |  |  |  | 22.5 | 8.916 | 1998 | 3.1135 | 2.1878
345 | GF | 45 | 8.369 | 2004 |  |  |  | 45 | 8.369 | 2004 | 3.8067 | 2.1245
1049 | GF | 90 | 54.5518 | 2011 |  |  |  | 90 | 54.5518 | 2011 | 4.4998 | 3.9992
230 | GF | 45 | 10.7399 | 2003 |  |  |  | 45 | 10.7399 | 2003 | 3.8067 | 2.374
79B | GF | 14.94 | 3.3788 | 2001 |  |  |  | 14.94 | 3.3788 | 2001 | 2.704 | 1.2175
10B | GF | 22.5 | 9.7991 | 1999 |  |  |  | 22.5 | 9.7991 | 1999 | 3.1135 | 2.2823
8 | GF | 42.03 | 11.9841 | 2000 |  |  |  | 42.03 | 11.9841 | 2000 | 3.7384 | 2.4836
487 | GF | 37.44 | 16.8138 | 2009 |  |  |  | 37.44 | 16.8138 | 2009 | 3.6227 | 2.8222
385 | GF | 14.94 | 8.5881 | 2004 |  |  |  | 14.94 | 8.5881 | 2004 | 2.704 | 2.1504
865 | GF | 29.97 | 8.6092 | 2016 |  |  |  | 29.97 | 8.6092 | 2016 | 3.4002 | 2.1528
863 | GF | 29.97 | 8.2434 | 2016 |  |  |  | 29.97 | 8.2434 | 2016 | 3.4002 | 2.1094
527 | GF | 22.5 | 6.9319 | 2008 |  |  |  | 22.5 | 6.9319 | 2008 | 3.1135 | 1.9361
595 | GF | 37.8 | 19.0874 | 2008 |  |  |  | 37.8 | 19.0874 | 2008 | 3.6323 | 2.949
528 | GF | 22.5 | 5.2658 | 2008 |  |  |  | 22.5 | 5.2658 | 2008 | 3.1135 | 1.6612
529 | GF | 22.5 | 7.7922 | 2008 |  |  |  | 22.5 | 7.7922 | 2008 | 3.1135 | 2.0531
1095 | GF | 22.5 | 11.9234 | 2012 |  |  |  | 22.5 | 11.9234 | 2012 | 3.1135 | 2.4785
561 | GF | 135 | 58.1001 | 2011 |  |  |  | 135 | 58.1001 | 2011 | 4.9053 | 4.0622
1018 | GF | 22.5 | 10.6346 | 2013 |  |  |  | 22.5 | 10.6346 | 2013 | 3.1135 | 2.3641
360 | GF | 37.8 | 7.1175 | 2005 |  |  |  | 37.8 | 7.1175 | 2005 | 3.6323 | 1.9626
1106 | GF | 22.5 | 20.2179 | 2013 |  |  |  | 22.5 | 20.2179 | 2013 | 3.1135 | 3.0066
899 | GF | 45 | 15.1725 | 2011 |  |  |  | 45 | 15.1725 | 2011 | 3.8067 | 2.7195
1191 | GF | 14.94 | 12.6281 | 2012 |  |  |  | 14.94 | 12.6281 | 2012 | 2.704 | 2.5359
1115 | GF | 22.5 | 24.3628 | 2013 |  |  |  | 22.5 | 24.3628 | 2013 | 3.1135 | 3.1931
1053 | GF | 14.94 | 14.7144 | 2012 |  |  |  | 14.94 | 14.7144 | 2012 | 2.704 | 2.6888
864 | GF | 29.97 | 9.8258 | 2013 |  |  |  | 29.97 | 9.8258 | 2013 | 3.4002 | 2.285
834 | GF | 45 | 25.7984 | 2011 |  |  |  | 45 | 25.7984 | 2011 | 3.8067 | 3.2503
722 | GF | 22.5 | 13.5015 | 2009 |  |  |  | 22.5 | 13.5015 | 2009 | 3.1135 | 2.6028
927 | GF | 67.5 | 25.8871 | 2011 |  |  |  | 67.5 | 25.8871 | 2011 | 4.2121 | 3.2537
1068 | GF | 22.5 | 26.9182 | 2012 |  |  |  | 22.5 | 26.9182 | 2012 | 3.1135 | 3.2928
506 | GF | 113.4 | 19.7523 | 2007 |  |  |  | 113.4 | 19.7523 | 2007 | 4.7309 | 2.9833
456 | GF | 45 | 17.647 | 2009 |  |  |  | 45 | 17.647 | 2009 | 3.8067 | 2.8706
130 | GF | 45 | 8.437 | 2000 |  |  |  | 45 | 8.437 | 2000 | 3.8067 | 2.1326
308 | GF | 54 | 8.8754 | 2006 |  |  |  | 54 | 8.8754 | 2006 | 3.989 | 2.1833
829 | GF | 45 | 27.7611 | 2012 |  |  |  | 45 | 27.7611 | 2012 | 3.8067 | 3.3236
425 | GF | 27 | 11.7254 | 2008 |  |  |  | 27 | 11.7254 | 2008 | 3.2958 | 2.4618
333 | GF | 27 | 7.5607 | 2004 |  |  |  | 27 | 7.5607 | 2004 | 3.2958 | 2.023
769 | GF | 135 | 33.576 | 2009 |  |  |  | 135 | 33.576 | 2009 | 4.9053 | 3.5138
948 | GF | 225 | 12.6537 | 2014 |  |  |  | 225 | 12.6537 | 2014 | 5.4161 | 2.5379
1128 | GF | 225 | 63.5562 | 2013 |  |  |  | 225 | 63.5562 | 2013 | 5.4161 | 4.1519
1214 | GF | 90 | 22.6317 | 2013 |  |  |  | 90 | 22.6317 | 2013 | 4.4998 | 3.1194
1225 | GF | 37.8 | 18.6367 | 2014 |  |  |  | 37.8 | 18.6367 | 2014 | 3.6323 | 2.9251
1263 | GF | 27 | 19.6117 | 2015 |  |  |  | 27 | 19.6117 | 2015 | 3.2958 | 2.9761
1309 | GF | 45 | 16.1093 | 2014 |  |  |  | 45 | 16.1093 | 2014 | 3.8067 | 2.7794
1349 | GF | 29.7 | 8.968 | 2014 |  |  |  | 29.7 | 8.968 | 2014 | 3.3911 | 2.1937
1358 | GF | 59.4 | 13.0727 | 2013 |  |  |  | 59.4 | 13.0727 | 2013 | 4.0843 | 2.5705
1404 | GF | 150.984 | 35.2763 | 2016 |  |  |  | 150.984 | 35.2763 | 2016 | 5.0172 | 3.5632
1482 | GF | 90 | 18.7658 | 2015 |  |  |  | 90 | 18.7658 | 2015 | 4.4998 | 2.932
1515 | GF | 37.8 | 12.9927 | 2015 |  |  |  | 37.8 | 12.9927 | 2015 | 3.6323 | 2.5644
1618 | GF | 45 | 15.966 | 2016 |  |  |  | 45 | 15.966 | 2016 | 3.8067 | 2.7705
1634 | GF | 45 | 17.1728 | 2015 |  |  |  | 45 | 17.1728 | 2015 | 3.8067 | 2.8433
1258 | GF | 75.6 | 53.5183 | 2016 |  |  |  | 75.6 | 53.5183 | 2016 | 4.3255 | 3.98
1284 | GF | 37.8 | 7.0843 | 2013 |  |  |  | 37.8 | 7.0843 | 2013 | 3.6323 | 1.9579
Pre-01 | GF | 6.75 | 2.4934 | 1989 |  |  |  | 6.75 | 2.4934 | 1989 | 1.9095 | 0.91364
Pre-02 | GF | 4.5 | 1.494 | 1986 |  |  |  | 4.5 | 1.494 | 1986 | 1.5041 | 0.40147
Pre-03 | GF | 10.08 | 1.9369 | 1989 |  |  |  | 10.08 | 1.9369 | 1989 | 2.3106 | 0.66111
Pre-04 | GF | 13.5 | 8.5265 | 1990 |  |  |  | 13.5 | 8.5265 | 1990 | 2.6027 | 2.1432
Pre-05 | GF | 16.11 | 4.0522 | 1987 |  |  |  | 16.11 | 4.0522 | 1987 | 2.7794 | 1.3993
Pre-06 | GF | 29.88 | 9.6482 | 1988 |  |  |  | 29.88 | 9.6482 | 1988 | 3.3972 | 2.2668
Pre-07 | GF | 22.5 | 5.0294 | 1996 |  |  |  | 22.5 | 5.0294 | 1996 | 3.1135 | 1.6153
Pre-08 | GF | 37.8 | 6.3729 | 1986 |  |  |  | 37.8 | 6.3729 | 1986 | 3.6323 | 1.8521
Pre-09 | GF | 22.5 | 2.9443 | 1996 |  |  |  | 22.5 | 2.9443 | 1996 | 3.1135 | 1.0799
Pre-10 | GF | 22.5 | 13.4811 | 1989 |  |  |  | 22.5 | 13.4811 | 1989 | 3.1135 | 2.6013
Pre-11 | GF | 26.91 | 2.9102 | 1986 |  |  |  | 26.91 | 2.9102 | 1986 | 3.2925 | 1.0682
Pre-12 | GF | 37.8 | 9.8907 | 1992 |  |  |  | 37.8 | 9.8907 | 1992 | 3.6323 | 2.2916
Pre-13 | GF | 13.41 | 5.9446 | 1989 |  |  |  | 13.41 | 5.9446 | 1989 | 2.596 | 1.7825
Pre-14 | GF | 74.7 | 7.1936 | 1990 |  |  |  | 74.7 | 7.1936 | 1990 | 4.3135 | 1.9732
Pre-15 | GF | 90 | 17.5945 | 1989 |  |  |  | 90 | 17.5945 | 1989 | 4.4998 | 2.8676
Pre-16 | GF | 168.75 | 14.0262 | 1987 |  |  |  | 168.75 | 14.0262 | 1987 | 5.1284 | 2.6409
Pre-17 | GF | 90 | 14.2199 | 1998 |  |  |  | 90 | 14.2199 | 1998 | 4.4998 | 2.6546
Pre-18 | GF | 202.5 | 23.4475 | 1989 |  |  |  | 202.5 | 23.4475 | 1989 | 5.3107 | 3.1548
1184 | UG | 45 | 14.4499 | 2013 | 45 | 18.8693 | 2012 | 90 | 33.3193 | 2013 | 4.4998 | 3.5061
1481 | UG | 90 | 22.424 | 2013 | 0 | 1.1114 | 2014 | 90 | 23.5355 | 2014 | 4.4998 | 3.1585
457 | UG | 22.5 | 9.3115 | 1990 | 22.5 | 3.2891 | 2006 | 45 | 12.6006 | 2006 | 3.8067 | 2.5337
407 | UG | 73.8 | 19.773 | 1982 | 0 | 0.60107 | 2004 | 73.8 | 20.3741 | 2004 | 4.3014 | 3.0143
706 | UG | 22.5 | 9.3115 | 1984 | 37.8 | 5.8346 | 2008 | 60.3 | 15.1461 | 2008 | 4.0993 | 2.7177
1070 | UG | 60.3 | 17.3959 | 1984 | 0 | 0.83608 | 2011 | 60.3 | 18.232 | 2011 | 4.0993 | 2.9032
1264 | UG | 60.3 | 17.3959 | 1984 | 15.3 | 8.0579 | 2013 | 75.6 | 25.4538 | 2013 | 4.3255 | 3.2369
1208 | UG | 37.8 | 12.9378 | 1961 | 0 | 2.7992 | 2012 | 37.8 | 15.737 | 2012 | 3.6323 | 2.756
655 | UG | 47.79 | 15.0116 | 1974 | 0 | 0.756 | 2007 | 47.79 | 15.7676 | 2007 | 3.8668 | 2.758
733 | UG | 37.8 | 12.9378 | 2007 | 37.8 | 6.8611 | 2009 | 75.6 | 19.7989 | 2009 | 4.3255 | 2.9856
7 | UG | 22.5 | 9.3115 | 0 | 37.8 | 4.0239 | 2016 | 60.3 | 13.3353 | 2016 | 4.0993 | 2.5904
1569 | UG | 47.79 | 15.0116 | 1997 | 15.3 | 3.7373 | 2015 | 63.09 | 18.7489 | 2015 | 4.1446 | 2.9311
401 | UG | 2.7 | 2.4279 | 1986 | 6.3 | 0.36204 | 2004 | 9 | 2.79 | 2004 | 2.1972 | 1.026
1412 | UG | 9 | 5.2087 | 1986 | 3.6 | 4.3575 | 2015 | 12.6 | 9.5662 | 2015 | 2.5337 | 2.2582
1318 | UG | 80.1 | 20.8271 | 1997 | 0 | 1.6878 | 2013 | 80.1 | 22.5149 | 2013 | 4.3833 | 3.1142
1194 | UG | 22.5 | 9.3115 | 1980 | 0 | 1.6086 | 2011 | 22.5 | 10.9201 | 2011 | 3.1135 | 2.3906
801 | UG | 37.8 | 12.9378 | 2008 | 37.8 | 6.3106 | 2009 | 75.6 | 19.2484 | 2009 | 4.3255 | 2.9574
804 | UG | 25.2 | 10.0051 | 1982 | 22.5 | 15.1771 | 2009 | 47.7 | 25.1822 | 2009 | 3.8649 | 3.2261
365 | UG | 22.5 | 9.3115 | 1982 | 0 | 0.59607 | 2003 | 22.5 | 9.9075 | 2003 | 3.1135 | 2.2933
708 | UG | 22.5 | 9.3115 | 1982 | 22.5 | 6.8375 | 2007 | 45 | 16.1489 | 2007 | 3.8067 | 2.7819
1568 | UG | 45 | 14.4499 | 1997 | 30.6 | 3.5849 | 2015 | 75.6 | 18.0348 | 2015 | 4.3255 | 2.8923
398 | UG | 60.3 | 17.3959 | 1981 | 0 | 1.4547 | 2004 | 60.3 | 18.8506 | 2004 | 4.0993 | 2.9365
1642 | UG | 22.5 | 9.3115 | unknown | 37.8 | 10.1341 | 2015 | 60.3 | 19.4456 | 2015 | 4.0993 | 2.9676
522 | UG | 75.6 | 20.0774 | 1981 | 0 | 0.49327 | 2006 | 75.6 | 20.5707 | 2006 | 4.3255 | 3.0239
170 | UG | 34.56 | 12.2233 | unknown | 10.44 | 4.4337 | 2001 | 45 | 16.657 | 2001 | 3.8067 | 2.8128
1312 | UG | 45 | 14.4499 | unknown | 22.5 | 6.0245 | 2013 | 67.5 | 20.4744 | 2013 | 4.2121 | 3.0192
170 | UG | 27.09 | 10.4745 | unknown | 17.91 | 4.883 | 2001 | 45 | 15.3575 | 2001 | 3.8067 | 2.7316
1366 | UG | 45 | 14.4499 | 0 | 29.7 | 5.5737 | 2013 | 74.7 | 20.0236 | 2013 | 4.3135 | 2.9969
170 | UG | 22.5 | 9.3115 | unknown | 22.5 | 5.2097 | 2001 | 45 | 14.5212 | 2001 | 3.8067 | 2.6756
1350 | UG | 45 | 14.4499 | 0 | 29.7 | 6.53 | 2013 | 74.7 | 20.98 | 2013 | 4.3135 | 3.0436
658 | UG | 6.75 | 4.3403 | 1996 | 15.75 | 7.2631 | 2008 | 22.5 | 11.6034 | 2008 | 3.1135 | 2.4513
897 | UG | 22.5 | 9.3115 | 1996 | 22.5 | 6.2372 | 2010 | 45 | 15.5487 | 2010 | 3.8067 | 2.744
483 | UG | 37.8 | 12.9378 | 1986 | 37.8 | 3.6201 | 2005 | 75.6 | 16.5579 | 2005 | 4.3255 | 2.8069
1494 | UG | 22.5 | 9.3115 | 0 | 37.8 | 6.4297 | 2014 | 60.3 | 15.7412 | 2014 | 4.0993 | 2.7563
488 | UG | 171.9 | 33.7975 | 1982 | 0 | 0.40463 | 2006 | 171.9 | 34.2021 | 2006 | 5.1469 | 3.5323
1692 | UG | 171.9 | 33.7975 | 0 | 0 | 2.2188 | 2016 | 171.9 | 36.0163 | 2016 | 5.1469 | 3.584
318 | UG | 42.3 | 13.8941 | 1996 | 0 | 0.76702 | 2001 | 42.3 | 14.6611 | 2001 | 3.7448 | 2.6852
806 | UG | 42.3 | 13.8941 | 1996 | 0 | 0.68948 | 2008 | 42.3 | 14.5835 | 2008 | 3.7448 | 2.6799
1495 | UG | 42.3 | 13.8941 | 1996 | 37.8 | 5.1428 | 2014 | 80.1 | 19.0369 | 2014 | 4.3833 | 2.9464
1386 | UG | 84.6 | 21.5614 | 0 | 0 | 0.85934 | 2013 | 84.6 | 22.4208 | 2013 | 4.4379 | 3.11
928 | UG | 22.5 | 9.3115 | 1992 | 37.8 | 10.3644 | 2010 | 60.3 | 19.6758 | 2010 | 4.0993 | 2.9794
1450 | UG | 60.3 | 17.3959 | 1992 | 24.3 | 5.153 | 2014 | 84.6 | 22.5489 | 2014 | 4.4379 | 3.1157
170 | UG | 59.94 | 17.33 | unknown | 0 | 1.1342 | 2001 | 59.94 | 18.4643 | 2001 | 4.0933 | 2.9158
649 | UG | 59.94 | 17.33 | 1997 | 22.5 | 5.0181 | 2007 | 82.44 | 22.3481 | 2007 | 4.4121 | 3.1067
1203 | UG | 22.5 | 9.3115 | 1977 | 37.8 | 12.4436 | 2012 | 60.3 | 21.7551 | 2012 | 4.0993 | 3.0798
170 | UG | 13.5 | 6.7355 | 1972 | 0 | 2.9005 | 2001 | 13.5 | 9.636 | 2001 | 2.6027 | 2.2655
363 | UG | 37.8 | 12.9378 | 1975 | 0 | 0.82194 | 2004 | 37.8 | 13.7597 | 2004 | 3.6323 | 2.6217
493 | UG | 37.8 | 12.9378 | 1975 | 37.8 | 3.4003 | 2006 | 75.6 | 16.3381 | 2006 | 4.3255 | 2.7935
685 | UG | 75.6 | 20.0774 | 1975 | 0 | 0.94607 | 2007 | 75.6 | 21.0235 | 2007 | 4.3255 | 3.0456
1574 | UG | 37.8 | 12.9378 | 2013 | 37.8 | 6.2662 | 2015 | 75.6 | 19.204 | 2015 | 4.3255 | 2.9551
435 | UG | 15.03 | 7.2099 | 1990 | 29.7 | 3.0774 | 2004 | 44.73 | 10.2873 | 2004 | 3.8006 | 2.3309
652 | UG | 12.15 | 6.3003 | 1986 | 10.35 | 4.3802 | 2007 | 22.5 | 10.6805 | 2007 | 3.1135 | 2.3684
366 | UG | 22.5 | 9.3115 | 1981 | 0 | 0.60208 | 2003 | 22.5 | 9.9135 | 2003 | 3.1135 | 2.2939
1640 | UG | 22.5 | 9.3115 | 1981 | 37.8 | 8.3244 | 2015 | 60.3 | 17.6359 | 2015 | 4.0993 | 2.8699
367 | UG | 63 | 17.8858 | 1988 | 0 | 0.55589 | 2004 | 63 | 18.4417 | 2004 | 4.1431 | 2.9146
650 | UG | 37.8 | 12.9378 | 1981 | 37.8 | 11.8954 | 2007 | 75.6 | 24.8332 | 2007 | 4.3255 | 3.2122
902 | UG | 37.8 | 12.9378 | 2002 | 0 | 0.547 | 2009 | 37.8 | 13.4848 | 2009 | 3.6323 | 2.6016
1202 | UG | 22.5 | 9.3115 | 1989 | 37.8 | 10.745 | 2012 | 60.3 | 20.0565 | 2012 | 4.0993 | 2.9986
1338 | UG | 13.23 | 6.6498 | unknown | 22.5 | 6.6636 | 2013 | 35.73 | 13.3134 | 2013 | 3.576 | 2.5888
212 | UG | 69.12 | 18.9686 | 1978 | 45 | 4.6265 | 2003 | 114.12 | 23.595 | 2003 | 4.7373 | 3.161
653 | UG | 114.12 | 26.0669 | 1977 | 0 | 0.56895 | 2007 | 114.12 | 26.6359 | 2007 | 4.7373 | 3.2823
1679 | UG | 114.12 | 26.0669 | 1977 | 0 | 3.0359 | 2016 | 114.12 | 29.1029 | 2016 | 4.7373 | 3.3708
1382 | UG | 60.3 | 17.3959 | unknown | 0 | 2.4484 | 2013 | 60.3 | 19.8444 | 2013 | 4.0993 | 2.9879
1638 | UG | 60.3 | 17.3959 | unknown | 15.3 | 1.4308 | 2015 | 75.6 | 18.8267 | 2015 | 4.3255 | 2.9353
874 | UG | 7.56 | 4.6636 | 1997 | 14.94 | 3.6334 | 2009 | 22.5 | 8.297 | 2009 | 3.1135 | 2.1159
491 | UG | 75.6 | 20.0774 | 1984 | 0 | 0.19252 | 2006 | 75.6 | 20.2699 | 2006 | 4.3255 | 3.0091
1396 | UG | 37.8 | 12.9378 | 2009 | 0 | 0.37351 | 2013 | 37.8 | 13.3113 | 2013 | 3.6323 | 2.5886
1597 | UG | 37.8 | 12.9378 | 2009 | 37.8 | 4.2356 | 2015 | 75.6 | 17.1734 | 2015 | 4.3255 | 2.8434
1292 | UG | 25.29 | 10.0277 | unknown | 12.51 | 4.4712 | 2013 | 37.8 | 14.4989 | 2013 | 3.6323 | 2.6741
364 | UG | 80.1 | 20.8271 | 1975 | 0 | 1.3175 | 2004 | 80.1 | 22.1445 | 2004 | 4.3833 | 3.0976
1306 | UG | 37.8 | 12.9378 | 1985 | 37.8 | 5.9849 | 2013 | 75.6 | 18.9227 | 2013 | 4.3255 | 2.9404
858 | UG | 37.8 | 12.9378 | 2009 | 37.8 | 5.4359 | 2010 | 75.6 | 18.3737 | 2010 | 4.3255 | 2.9109
1454 | UG | 75.6 | 20.0774 | 2009 | 0 | 0.45762 | 2013 | 75.6 | 20.535 | 2013 | 4.3255 | 3.0221
637 | UG | 22.5 | 9.3115 | 1989 | 22.5 | 6.7669 | 2007 | 45 | 16.0784 | 2007 | 3.8067 | 2.7775
1254 | UG | 45 | 14.4499 | 1989 | 30.6 | 6.5284 | 2012 | 75.6 | 20.9784 | 2012 | 4.3255 | 3.0435
734 | UG | 37.8 | 12.9378 | 1974 | 37.8 | 11.2611 | 2011 | 75.6 | 24.1989 | 2011 | 4.3255 | 3.1863
1594 | UG | 75.6 | 20.0774 | 1974 | 0 | 17.2334 | 2017 | 75.6 | 37.3109 | 2017 | 4.3255 | 3.6193
1674 | UG | 25.2 | 10.0051 | 0 | 37.8 | 10.3273 | 2016 | 63 | 20.3324 | 2016 | 4.1431 | 3.0122
711 | UG | 22.5 | 9.3115 | 1976 | 22.5 | 9.2618 | 2009 | 45 | 18.5733 | 2009 | 3.8067 | 2.9217
408 | UG | 84.6 | 21.5614 | 1976 | 0 | 0.58016 | 2004 | 84.6 | 22.1416 | 2004 | 4.4379 | 3.0975
698 | UG | 84.6 | 21.5614 | 1976 | 0 | 1.4407 | 2007 | 84.6 | 23.0021 | 2007 | 4.4379 | 3.1356
696 | UG | 25.2 | 10.0051 | 1981 | 0 | 0.2681 | 2007 | 25.2 | 10.2732 | 2007 | 3.2268 | 2.3295
1636 | UG | 22.5 | 9.3115 | 1981 | 37.8 | 6.6059 | 2015 | 60.3 | 15.9174 | 2015 | 4.0993 | 2.7674
1185 | UG | 63 | 17.8858 | 1988 | 0 | 2.8088 | 2011 | 63 | 20.6946 | 2011 | 4.1431 | 3.0299
568 | UG | 75.6 | 20.0774 | 1978 | 0 | 0.028819 | 2006 | 75.6 | 20.1062 | 2006 | 4.3255 | 3.001
853 | UG | 45 | 14.4499 | 1991 | 30.6 | 4.2556 | 2009 | 75.6 | 18.7056 | 2009 | 4.3255 | 2.9288
1201 | UG | 25.2 | 10.0051 | unknown | 37.8 | 7.6365 | 2012 | 63 | 17.6416 | 2012 | 4.1431 | 2.8703
654 | UG | 22.5 | 9.3115 | 1976 | 0 | 0.73673 | 2007 | 22.5 | 10.0482 | 2007 | 3.1135 | 2.3074
1394 | UG | 22.5 | 9.3115 | 1976 | 37.8 | 5.0058 | 2014 | 60.3 | 14.3172 | 2014 | 4.0993 | 2.6615
1294 | UG | 13.41 | 6.707 | 0 | 22.5 | 4.562 | 2014 | 35.91 | 11.269 | 2014 | 3.581 | 2.4221
1670 | UG | 75.6 | 20.0774 | 0 | 0 | 2.7944 | 2016 | 75.6 | 22.8718 | 2016 | 4.3255 | 3.1299
579 | UG | 27 | 10.4524 | unknown | 27 | 3.6516 | 2008 | 54 | 14.1041 | 2008 | 3.989 | 2.6465
1670 | UG | 63.09 | 17.902 | 0 | 37.8 | 18.3637 | 2016 | 100.89 | 36.2657 | 2016 | 4.614 | 3.5909
1083 | UG | 37.8 | 12.9378 | 1981 | 45 | 7.4125 | 2011 | 82.8 | 20.3503 | 2011 | 4.4164 | 3.0131
552 | UG | 37.8 | 12.9378 | 1991 | 0 | 1.1458 | 2006 | 37.8 | 14.0836 | 2006 | 3.6323 | 2.645
1311 | UG | 37.8 | 12.9378 | 1991 | 37.8 | 5.9841 | 2013 | 75.6 | 18.9219 | 2013 | 4.3255 | 2.9403
1078 | UG | 64.35 | 18.1278 | 1957 | 0 | 1.0936 | 2011 | 64.35 | 19.2215 | 2011 | 4.1643 | 2.956
495 | UG | 37.44 | 12.8595 | 1982 | 37.44 | 3.5908 | 2006 | 74.88 | 16.4503 | 2006 | 4.3159 | 2.8003
383 | UG | 54 | 16.2205 | 1984 | 45 | 3.9502 | 2005 | 99 | 20.1707 | 2005 | 4.5951 | 3.0042
1020 | UG | 29.97 | 11.1674 | 1977 | 45 | 7.345 | 2010 | 74.97 | 18.5124 | 2010 | 4.3171 | 2.9184
1364 | UG | 29.7 | 11.1035 | 0 | 45 | 8.7951 | 2013 | 74.7 | 19.8986 | 2013 | 4.3135 | 2.9907
503 | UG | 45 | 14.4499 | 1972 | 45 | 3.8033 | 2007 | 90 | 18.2533 | 2007 | 4.4998 | 2.9043
925 | UG | 90 | 22.424 | 1972 | 0 | 3.3165 | 2011 | 90 | 25.7405 | 2011 | 4.4998 | 3.2481
821 | UG | 45 | 14.4499 | 2006 | 45 | 9.4177 | 2011 | 90 | 23.8677 | 2011 | 4.4998 | 3.1725
486 | UG | 11.97 | 6.241 | 1993 | 2.43 | 0.34692 | 2005 | 14.4 | 6.5879 | 2005 | 2.6672 | 1.8852
779 | UG | 14.4 | 7.0168 | 1993 | 23.04 | 0.91576 | 2008 | 37.44 | 7.9326 | 2008 | 3.6227 | 2.071
1416 | UG | 37.44 | 12.8595 | 1993 | 0 | 1.4182 | 2014 | 37.44 | 14.2777 | 2014 | 3.6227 | 2.6587
554 | UG | 119.88 | 26.8935 | 1968 | 0 | 1.0611 | 2006 | 119.88 | 27.9546 | 2006 | 4.7865 | 3.3306
1581 | UG | 11.7 | 6.1513 | unknown | 33.3 | 5.3848 | 2015 | 45 | 11.5362 | 2015 | 3.8067 | 2.4455
880 | UG | 29.7 | 11.1035 | 1966 | 30.24 | 4.5764 | 2010 | 59.94 | 15.6799 | 2010 | 4.0933 | 2.7524
1047 | UG | 14.4 | 7.0168 | 1965 | 15.3 | 6.2586 | 2012 | 29.7 | 13.2754 | 2012 | 3.3911 | 2.5859
1045 | UG | 69.84 | 19.0936 | 1971 | 21.6 | 3.8009 | 2011 | 91.44 | 22.8945 | 2011 | 4.5157 | 3.1309
1616 | UG | 74.88 | 19.956 | unknown | 0 | 0.84819 | 2015 | 74.88 | 20.8042 | 2015 | 4.3159 | 3.0352
362 | UG | 84.6 | 21.5614 | 1971 | 0 | 0.78848 | 2004 | 84.6 | 22.3499 | 2004 | 4.4379 | 3.1068
924 | UG | 90 | 22.424 | 1982 | 0 | 1.4264 | 2010 | 90 | 23.8505 | 2010 | 4.4998 | 3.1718
1241 | UG | 37.44 | 12.8595 | unknown | 0 | 2.625 | 2012 | 37.44 | 15.4845 | 2012 | 3.6227 | 2.7398
438 | UG | 27 | 10.4524 | 1978 | 1.503 | 0.18095 | 2004 | 28.503 | 10.6334 | 2004 | 3.35 | 2.364
748 | UG | 37.53 | 12.8791 | 1995 | 0 | 0.38858 | 2008 | 37.53 | 13.2677 | 2008 | 3.6251 | 2.5853
1319 | UG | 36 | 12.5437 | 0 | 19.44 | 3.2377 | 2014 | 55.44 | 15.7814 | 2014 | 4.0153 | 2.7588
892 | UG | 27 | 10.4524 | 1972 | 13.5 | 3.2491 | 2011 | 40.5 | 13.7015 | 2011 | 3.7013 | 2.6175
504 | UG | 11.97 | 6.241 | 2007 | 22.5 | 2.1923 | 2006 | 34.47 | 8.4333 | 2007 | 3.5401 | 2.1322
618 | UG | 22.5 | 9.3115 | 1995 | 14.94 | 2.3465 | 2006 | 37.44 | 11.6579 | 2006 | 3.6227 | 2.456
712 | UG | 14.94 | 7.1825 | 1980 | 14.94 | 7.8904 | 2011 | 29.88 | 15.0729 | 2011 | 3.3972 | 2.7129
726 | UG | 119.7 | 26.8679 | 1982 | 0 | 1.0316 | 2008 | 119.7 | 27.8995 | 2008 | 4.785 | 3.3286
530 | UG | 37.44 | 12.8595 | 1982 | 37.44 | 4.5023 | 2006 | 74.88 | 17.3618 | 2006 | 4.3159 | 2.8543
755 | UG | 23.4 | 9.5459 | 1983 | 0 | 0.74649 | 2008 | 23.4 | 10.2924 | 2008 | 3.1527 | 2.3314
1081 | UG | 23.4 | 9.5459 | 1983 | 0 | 0.74616 | 2010 | 23.4 | 10.2921 | 2010 | 3.1527 | 2.3314
307 | UG | 11.97 | 6.241 | 1985 | 1.98 | 2.5231 | 2003 | 13.95 | 8.764 | 2003 | 2.6355 | 2.1707
1466 | UG | 13.95 | 6.877 | 1985 | 8.55 | 4.6348 | 2015 | 22.5 | 11.5118 | 2015 | 3.1135 | 2.4434
1091 | UG | 22.5 | 9.3115 | 1982 | 37.8 | 7.6638 | 2011 | 60.3 | 16.9753 | 2011 | 4.0993 | 2.8318
666 | UG | 37.44 | 12.8595 | 1987 | 37.8 | 3.7978 | 2008 | 75.24 | 16.6573 | 2008 | 4.3207 | 2.8129
556 | UG | 11.97 | 6.241 | 1985 | 22.5 | 4.1694 | 2007 | 34.47 | 10.4103 | 2007 | 3.5401 | 2.3428
452 | UG | 14.4 | 7.0168 | 1986 | 0 | 3.4437 | 2005 | 14.4 | 10.4605 | 2005 | 2.6672 | 2.3476
613 | UG | 22.5 | 9.3115 | 1999 | 0 | 0.43132 | 2006 | 22.5 | 9.7428 | 2006 | 3.1135 | 2.2765
778 | UG | 74.88 | 19.956 | 1988 | 0 | 0.48701 | 2008 | 74.88 | 20.443 | 2008 | 4.3159 | 3.0176
1571 | UG | 74.88 | 19.956 | 1988 | 0 | 1.592 | 2016 | 74.88 | 21.548 | 2016 | 4.3159 | 3.0703
525 | UG | 154.8 | 31.6253 | 1995 | 45 | 2.1078 | 2006 | 199.8 | 33.7331 | 2006 | 5.2973 | 3.5185
1324 | UG | 90 | 22.424 | 2012 | 0 | 2.2693 | 2014 | 90 | 24.6933 | 2014 | 4.4998 | 3.2065
511 | UG | 225 | 40.0867 | 2004 | 0 | 0.42904 | 2004 | 225 | 40.5158 | 2004 | 5.4161 | 3.7017
1094 | UG | 225 | 40.0867 | 2004 | 0 | 1.0646 | 2011 | 225 | 41.1514 | 2011 | 5.4161 | 3.7173
775 | UG | 14.94 | 7.1825 | 2002 | 0 | 1.4059 | 2008 | 14.94 | 8.5884 | 2008 | 2.704 | 2.1504
1646 | UG | 7.2 | 4.5216 | unknown | 14.94 | 6.6896 | 2016 | 22.14 | 11.2112 | 2016 | 3.0974 | 2.4169
467 | UG | 11.97 | 6.241 | 1996 | 31.5 | 3.4855 | 2005 | 43.47 | 9.7265 | 2005 | 3.7721 | 2.2748
437 | UG | 42.03 | 13.8378 | 2001 | 45 | 3.6314 | 2008 | 87.03 | 17.4692 | 2008 | 4.4663 | 2.8604
1233 | UG | 87.03 | 21.952 | 2001 | 0 | 3.8904 | 2011 | 87.03 | 25.8424 | 2011 | 4.4663 | 3.252
361 | UG | 27.9 | 10.672 | 1986 | 32.4 | 1.172 | 2002 | 60.3 | 11.844 | 2002 | 4.0993 | 2.4718
645 | UG | 60.3 | 17.3959 | 1986 | 0 | 0.22668 | 2006 | 60.3 | 17.6226 | 2006 | 4.0993 | 2.8692
720 | UG | 36.9 | 12.7416 | 1974 | 13.5 | 3.2147 | 2009 | 50.4 | 15.9563 | 2009 | 3.92 | 2.7699
1554 | UG | 22.5 | 9.3115 | 2013 | 22.5 | 4.0041 | 2015 | 45 | 13.3156 | 2015 | 3.8067 | 2.5889
1570 | UG | 22.5 | 9.3115 | 0 | 22.5 | 5.7129 | 2016 | 45 | 15.0243 | 2016 | 3.8067 | 2.7097
1280 | UG | 22.5 | 9.3115 | 0 | 22.5 | 3.9567 | 2013 | 45 | 13.2682 | 2013 | 3.8067 | 2.5854
659 | UG | 134.46 | 28.9234 | 1974 | 0 | 0.19039 | 2006 | 134.46 | 29.1138 | 2006 | 4.9013 | 3.3712
1240 | UG | 15.03 | 7.2099 | 0 | 0 | 2.4762 | 2013 | 15.03 | 9.6861 | 2013 | 2.71 | 2.2707
317 | UG | 42.3 | 13.8941 | 1978 | 37.8 | 3.7336 | 2002 | 80.1 | 17.6277 | 2002 | 4.3833 | 2.8695
1510 | UG | 80.1 | 20.8271 | 1978 | 0 | 1.0378 | 2014 | 80.1 | 21.8649 | 2014 | 4.3833 | 3.0849
1678 | UG | 450 | 62.2083 | 0 | 0 | 0.18769 | 2015 | 450 | 62.396 | 2015 | 6.1092 | 4.1335
409 | UG | 56.7 | 16.7301 | unknown | 56.7 | 6.95 | 2004 | 113.4 | 23.6801 | 2004 | 4.7309 | 3.1646
620 | UG | 120.06 | 26.9191 | unknown | 0 | 0.052327 | 2006 | 120.06 | 26.9714 | 2006 | 4.788 | 3.2948
1085 | UG | 120.06 | 26.9191 | unknown | 0 | 0.079312 | 2010 | 120.06 | 26.9984 | 2010 | 4.788 | 3.2958
589 | UG | 81 | 20.9751 | 1974 | 14.4 | 0.032007 | 2005 | 95.4 | 21.0071 | 2005 | 4.5581 | 3.0449
836 | UG | 95.4 | 23.2679 | 1974 | 0 | 0.20825 | 2008 | 95.4 | 23.4761 | 2008 | 4.5581 | 3.156
1417 | UG | 90 | 22.424 | 0 | 0 | 0.36632 | 2013 | 90 | 22.7903 | 2013 | 4.4998 | 3.1263
1575 | UG | 261.72 | 44.1189 | 0 | 0 | 0.084606 | 2014 | 261.72 | 44.2035 | 2014 | 5.5673 | 3.7888
1480 | UG | 180 | 34.7986 | 0 | 0 | 1.4186 | 2015 | 180 | 36.2172 | 2015 | 5.193 | 3.5895
1644 | UG | 720 | 83.8025 | 0 | 45 | 6.4882 | 2016 | 765 | 90.2907 | 2016 | 6.6399 | 4.503
1276 | UG | 154.8 | 31.6253 | unknown | 0 | 0.69755 | 2012 | 154.8 | 32.3229 | 2012 | 5.0421 | 3.4758
823 | UG | 54 | 16.2205 | unknown | 36 | 12.9391 | 2009 | 90 | 29.1596 | 2009 | 4.4998 | 3.3728
1601 | UG | 120.24 | 26.9447 | 0 | 0 | 4.0095 | 2015 | 120.24 | 30.9541 | 2015 | 4.7895 | 3.4325
1046 | UG | 54 | 16.2205 | unknown | 45 | 13.8381 | 2011 | 99 | 30.0586 | 2011 | 4.5951 | 3.4032
873 | UG | 69.03 | 18.9529 | unknown | 45 | 10.835 | 2011 | 114.03 | 29.7879 | 2011 | 4.7365 | 3.3941
630 | UG | 101.97 | 24.2714 | unknown | 0 | 0.76182 | 2007 | 101.97 | 25.0332 | 2007 | 4.6247 | 3.2202
1107 | UG | 45 | 14.4499 | 2010 | 45 | 7.7 | 2014 | 90 | 22.1499 | 2014 | 4.4998 | 3.0978
682 | UG | 27 | 10.4524 | 2005 | 27 | 4.2252 | 2009 | 54 | 14.6777 | 2009 | 3.989 | 2.6863
677 | UG | 279 | 45.944 | unknown | 45 | 5.9673 | 2009 | 324 | 51.9112 | 2009 | 5.7807 | 3.9495
643 | UG | 77.4 | 20.3792 | unknown | 42.57 | 4.4087 | 2009 | 119.97 | 24.7879 | 2009 | 4.7872 | 3.2104
* Type is either Greenfield (“GF”) or Upgrade (“UG”), where Upgrade refers to additional facilities that increase the capacity of an existing Greenfield project
** For Iteration 7, Greenfield Cost for an Upgrade project is estimated using the Iteration 6 power curve for greenfield and upgrade projects

## GF + UG Iteration 8
Alberta Electric System Operator
2018 ISO Tariff Application
Appendix X - Option 4 POD Cost Function
Eight-Interation Calculation of Power Curve for Greenfield and Upgrade Projects
September 14, 2017 |  | INSTALLED
Project | Type * | Greenfield MW | Greenfield Cost ** | Greenfield Year | Upgrade MW | Upgrade Cost | Upgrade Year | Total MW | Total Cost | Total Year | LN(MW) | LN(Cost) |  | ln(y)=m*ln(x) + b Linear Regression
476 | GF | 22.5 | 16.8618 | 2006 |  |  |  | 22.5 | 16.8618 | 2006 | 3.1135 | 2.8251 | m | 0.63467 | 0.25484 | b
478 | GF | 15.03 | 6.0182 | 2006 |  |  |  | 15.03 | 6.0182 | 2006 | 2.71 | 1.7948 | se | 0.02881 | 0.11499 | seb
473 | GF | 45 | 14.999 | 2006 |  |  |  | 45 | 14.999 | 2006 | 3.8067 | 2.708 | R2 | 0.63166 | 0.35354 | sev
1042 | GF | 22.5 | 11.1648 | 2011 |  |  |  | 22.5 | 11.1648 | 2011 | 3.1135 | 2.4128 | F | 485.3127 | 283 | df
443 | GF | 35.1 | 11.7056 | 2004 |  |  |  | 35.1 | 11.7056 | 2004 | 3.5582 | 2.4601 | ssreg | 60.6598 | 35.3725 | ssresid
1195 | GF | 45 | 31.6599 | 2012 |  |  |  | 45 | 31.6599 | 2012 | 3.8067 | 3.4551
420 | GF | 22.5 | 9.6396 | 2004 |  |  |  | 22.5 | 9.6396 | 2004 | 3.1135 | 2.2659 |  | y=cx^m, where c=e^b
440 | GF | 37.8 | 17.2269 | 2007 |  |  |  | 37.8 | 17.2269 | 2007 | 3.6323 | 2.8465 | m | 0.63467 | 0.0362% | change
1102 | GF | 45 | 16.2936 | 2012 |  |  |  | 45 | 16.2936 | 2012 | 3.8067 | 2.7908 | c | 1.2903 | -0.0846% | from
324 | GF | 22.5 | 8.9094 | 2003 |  |  |  | 22.5 | 8.9094 | 2003 | 3.1135 | 2.1871 |  |  |  | prior
1103 | GF | 23.4 | 17.2995 | 2012 |  |  |  | 23.4 | 17.2995 | 2012 | 3.1527 | 2.8507 |  |  |  | iteration
386 | GF | 14.94 | 9.9511 | 2004 |  |  |  | 14.94 | 9.9511 | 2004 | 2.704 | 2.2977
80 | GF | 14.94 | 6.0754 | 2001 |  |  |  | 14.94 | 6.0754 | 2001 | 2.704 | 1.8042
1052 | GF | 37.8 | 10.9027 | 2013 |  |  |  | 37.8 | 10.9027 | 2013 | 3.6323 | 2.389
347 | GF | 75.6 | 9.3005 | 2004 |  |  |  | 75.6 | 9.3005 | 2004 | 4.3255 | 2.2301
1358 | GF | 59.4 | 13.0727 | 2013 |  |  |  | 59.4 | 13.0727 | 2013 | 4.0843 | 2.5705
584 | GF | 37.8 | 34.9037 | 2012 |  |  |  | 37.8 | 34.9037 | 2012 | 3.6323 | 3.5526
422 | GF | 45 | 13.6508 | 2004 |  |  |  | 45 | 13.6508 | 2004 | 3.8067 | 2.6138
944 | GF | 135 | 26.8161 | 2011 |  |  |  | 135 | 26.8161 | 2011 | 4.9053 | 3.289
387 | GF | 14.94 | 9.5131 | 2004 |  |  |  | 14.94 | 9.5131 | 2004 | 2.704 | 2.2527
587 | GF | 22.5 | 20.2415 | 2007 |  |  |  | 22.5 | 20.2415 | 2007 | 3.1135 | 3.0077
585 | GF | 37.8 | 11.2912 | 2008 |  |  |  | 37.8 | 11.2912 | 2008 | 3.6323 | 2.424
831 | GF | 37.8 | 20.9656 | 2011 |  |  |  | 37.8 | 20.9656 | 2011 | 3.6323 | 3.0429
340 | GF | 45 | 13.3096 | 2002 |  |  |  | 45 | 13.3096 | 2002 | 3.8067 | 2.5885
334 | GF | 22.5 | 7.9464 | 2003 |  |  |  | 22.5 | 7.9464 | 2003 | 3.1135 | 2.0727
343 | GF | 22.5 | 13.9997 | 2006 |  |  |  | 22.5 | 13.9997 | 2006 | 3.1135 | 2.639
358 | GF | 35.1 | 7.2249 | 2004 |  |  |  | 35.1 | 7.2249 | 2004 | 3.5582 | 1.9775
702 | GF | 37.8 | 5.2102 | 2008 |  |  |  | 37.8 | 5.2102 | 2008 | 3.6323 | 1.6506
526 | GF | 22.5 | 13.7588 | 2009 |  |  |  | 22.5 | 13.7588 | 2009 | 3.1135 | 2.6217
288 | GF | 22.5 | 4.4534 | 2001 |  |  |  | 22.5 | 4.4534 | 2001 | 3.1135 | 1.4937
851 | GF | 29.97 | 12.9318 | 2016 |  |  |  | 29.97 | 12.9318 | 2016 | 3.4002 | 2.5597
648 | GF | 45 | 18.253 | 2009 |  |  |  | 45 | 18.253 | 2009 | 3.8067 | 2.9043
855 | GF | 37.8 | 28.6671 | 2013 |  |  |  | 37.8 | 28.6671 | 2013 | 3.6323 | 3.3557
700 | GF | 37.8 | 7.0658 | 2008 |  |  |  | 37.8 | 7.0658 | 2008 | 3.6323 | 1.9553
683 | GF | 90 | 16.0323 | 2011 |  |  |  | 90 | 16.0323 | 2011 | 4.4998 | 2.7746
559 | GF | 360 | 56.8595 | 2014 |  |  |  | 360 | 56.8595 | 2014 | 5.8861 | 4.0406
1074 | GF | 90 | 43.1388 | 2012 |  |  |  | 90 | 43.1388 | 2012 | 4.4998 | 3.7644
34 | GF | 45 | 7.5134 | 1999 |  |  |  | 45 | 7.5134 | 1999 | 3.8067 | 2.0167
433 | GF | 90 | 22.3083 | 2005 |  |  |  | 90 | 22.3083 | 2005 | 4.4998 | 3.105
79A | GF | 37.44 | 5.0823 | 2001 |  |  |  | 37.44 | 5.0823 | 2001 | 3.6227 | 1.6258
10A | GF | 22.5 | 8.916 | 1998 |  |  |  | 22.5 | 8.916 | 1998 | 3.1135 | 2.1878
345 | GF | 45 | 8.369 | 2004 |  |  |  | 45 | 8.369 | 2004 | 3.8067 | 2.1245
1049 | GF | 90 | 54.5518 | 2011 |  |  |  | 90 | 54.5518 | 2011 | 4.4998 | 3.9992
230 | GF | 45 | 10.7399 | 2003 |  |  |  | 45 | 10.7399 | 2003 | 3.8067 | 2.374
79B | GF | 14.94 | 3.3788 | 2001 |  |  |  | 14.94 | 3.3788 | 2001 | 2.704 | 1.2175
10B | GF | 22.5 | 9.7991 | 1999 |  |  |  | 22.5 | 9.7991 | 1999 | 3.1135 | 2.2823
8 | GF | 42.03 | 11.9841 | 2000 |  |  |  | 42.03 | 11.9841 | 2000 | 3.7384 | 2.4836
487 | GF | 37.44 | 16.8138 | 2009 |  |  |  | 37.44 | 16.8138 | 2009 | 3.6227 | 2.8222
385 | GF | 14.94 | 8.5881 | 2004 |  |  |  | 14.94 | 8.5881 | 2004 | 2.704 | 2.1504
865 | GF | 29.97 | 8.6092 | 2016 |  |  |  | 29.97 | 8.6092 | 2016 | 3.4002 | 2.1528
863 | GF | 29.97 | 8.2434 | 2016 |  |  |  | 29.97 | 8.2434 | 2016 | 3.4002 | 2.1094
527 | GF | 22.5 | 6.9319 | 2008 |  |  |  | 22.5 | 6.9319 | 2008 | 3.1135 | 1.9361
595 | GF | 37.8 | 19.0874 | 2008 |  |  |  | 37.8 | 19.0874 | 2008 | 3.6323 | 2.949
528 | GF | 22.5 | 5.2658 | 2008 |  |  |  | 22.5 | 5.2658 | 2008 | 3.1135 | 1.6612
529 | GF | 22.5 | 7.7922 | 2008 |  |  |  | 22.5 | 7.7922 | 2008 | 3.1135 | 2.0531
1095 | GF | 22.5 | 11.9234 | 2012 |  |  |  | 22.5 | 11.9234 | 2012 | 3.1135 | 2.4785
561 | GF | 135 | 58.1001 | 2011 |  |  |  | 135 | 58.1001 | 2011 | 4.9053 | 4.0622
1018 | GF | 22.5 | 10.6346 | 2013 |  |  |  | 22.5 | 10.6346 | 2013 | 3.1135 | 2.3641
360 | GF | 37.8 | 7.1175 | 2005 |  |  |  | 37.8 | 7.1175 | 2005 | 3.6323 | 1.9626
1106 | GF | 22.5 | 20.2179 | 2013 |  |  |  | 22.5 | 20.2179 | 2013 | 3.1135 | 3.0066
899 | GF | 45 | 15.1725 | 2011 |  |  |  | 45 | 15.1725 | 2011 | 3.8067 | 2.7195
1191 | GF | 14.94 | 12.6281 | 2012 |  |  |  | 14.94 | 12.6281 | 2012 | 2.704 | 2.5359
1115 | GF | 22.5 | 24.3628 | 2013 |  |  |  | 22.5 | 24.3628 | 2013 | 3.1135 | 3.1931
1053 | GF | 14.94 | 14.7144 | 2012 |  |  |  | 14.94 | 14.7144 | 2012 | 2.704 | 2.6888
864 | GF | 29.97 | 9.8258 | 2013 |  |  |  | 29.97 | 9.8258 | 2013 | 3.4002 | 2.285
834 | GF | 45 | 25.7984 | 2011 |  |  |  | 45 | 25.7984 | 2011 | 3.8067 | 3.2503
722 | GF | 22.5 | 13.5015 | 2009 |  |  |  | 22.5 | 13.5015 | 2009 | 3.1135 | 2.6028
927 | GF | 67.5 | 25.8871 | 2011 |  |  |  | 67.5 | 25.8871 | 2011 | 4.2121 | 3.2537
1068 | GF | 22.5 | 26.9182 | 2012 |  |  |  | 22.5 | 26.9182 | 2012 | 3.1135 | 3.2928
506 | GF | 113.4 | 19.7523 | 2007 |  |  |  | 113.4 | 19.7523 | 2007 | 4.7309 | 2.9833
456 | GF | 45 | 17.647 | 2009 |  |  |  | 45 | 17.647 | 2009 | 3.8067 | 2.8706
130 | GF | 45 | 8.437 | 2000 |  |  |  | 45 | 8.437 | 2000 | 3.8067 | 2.1326
308 | GF | 54 | 8.8754 | 2006 |  |  |  | 54 | 8.8754 | 2006 | 3.989 | 2.1833
829 | GF | 45 | 27.7611 | 2012 |  |  |  | 45 | 27.7611 | 2012 | 3.8067 | 3.3236
425 | GF | 27 | 11.7254 | 2008 |  |  |  | 27 | 11.7254 | 2008 | 3.2958 | 2.4618
333 | GF | 27 | 7.5607 | 2004 |  |  |  | 27 | 7.5607 | 2004 | 3.2958 | 2.023
769 | GF | 135 | 33.576 | 2009 |  |  |  | 135 | 33.576 | 2009 | 4.9053 | 3.5138
948 | GF | 225 | 12.6537 | 2014 |  |  |  | 225 | 12.6537 | 2014 | 5.4161 | 2.5379
1128 | GF | 225 | 63.5562 | 2013 |  |  |  | 225 | 63.5562 | 2013 | 5.4161 | 4.1519
1214 | GF | 90 | 22.6317 | 2013 |  |  |  | 90 | 22.6317 | 2013 | 4.4998 | 3.1194
1225 | GF | 37.8 | 18.6367 | 2014 |  |  |  | 37.8 | 18.6367 | 2014 | 3.6323 | 2.9251
1263 | GF | 27 | 19.6117 | 2015 |  |  |  | 27 | 19.6117 | 2015 | 3.2958 | 2.9761
1309 | GF | 45 | 16.1093 | 2014 |  |  |  | 45 | 16.1093 | 2014 | 3.8067 | 2.7794
1349 | GF | 29.7 | 8.968 | 2014 |  |  |  | 29.7 | 8.968 | 2014 | 3.3911 | 2.1937
1358 | GF | 59.4 | 13.0727 | 2013 |  |  |  | 59.4 | 13.0727 | 2013 | 4.0843 | 2.5705
1404 | GF | 150.984 | 35.2763 | 2016 |  |  |  | 150.984 | 35.2763 | 2016 | 5.0172 | 3.5632
1482 | GF | 90 | 18.7658 | 2015 |  |  |  | 90 | 18.7658 | 2015 | 4.4998 | 2.932
1515 | GF | 37.8 | 12.9927 | 2015 |  |  |  | 37.8 | 12.9927 | 2015 | 3.6323 | 2.5644
1618 | GF | 45 | 15.966 | 2016 |  |  |  | 45 | 15.966 | 2016 | 3.8067 | 2.7705
1634 | GF | 45 | 17.1728 | 2015 |  |  |  | 45 | 17.1728 | 2015 | 3.8067 | 2.8433
1258 | GF | 75.6 | 53.5183 | 2016 |  |  |  | 75.6 | 53.5183 | 2016 | 4.3255 | 3.98
1284 | GF | 37.8 | 7.0843 | 2013 |  |  |  | 37.8 | 7.0843 | 2013 | 3.6323 | 1.9579
Pre-01 | GF | 6.75 | 2.4934 | 1989 |  |  |  | 6.75 | 2.4934 | 1989 | 1.9095 | 0.91364
Pre-02 | GF | 4.5 | 1.494 | 1986 |  |  |  | 4.5 | 1.494 | 1986 | 1.5041 | 0.40147
Pre-03 | GF | 10.08 | 1.9369 | 1989 |  |  |  | 10.08 | 1.9369 | 1989 | 2.3106 | 0.66111
Pre-04 | GF | 13.5 | 8.5265 | 1990 |  |  |  | 13.5 | 8.5265 | 1990 | 2.6027 | 2.1432
Pre-05 | GF | 16.11 | 4.0522 | 1987 |  |  |  | 16.11 | 4.0522 | 1987 | 2.7794 | 1.3993
Pre-06 | GF | 29.88 | 9.6482 | 1988 |  |  |  | 29.88 | 9.6482 | 1988 | 3.3972 | 2.2668
Pre-07 | GF | 22.5 | 5.0294 | 1996 |  |  |  | 22.5 | 5.0294 | 1996 | 3.1135 | 1.6153
Pre-08 | GF | 37.8 | 6.3729 | 1986 |  |  |  | 37.8 | 6.3729 | 1986 | 3.6323 | 1.8521
Pre-09 | GF | 22.5 | 2.9443 | 1996 |  |  |  | 22.5 | 2.9443 | 1996 | 3.1135 | 1.0799
Pre-10 | GF | 22.5 | 13.4811 | 1989 |  |  |  | 22.5 | 13.4811 | 1989 | 3.1135 | 2.6013
Pre-11 | GF | 26.91 | 2.9102 | 1986 |  |  |  | 26.91 | 2.9102 | 1986 | 3.2925 | 1.0682
Pre-12 | GF | 37.8 | 9.8907 | 1992 |  |  |  | 37.8 | 9.8907 | 1992 | 3.6323 | 2.2916
Pre-13 | GF | 13.41 | 5.9446 | 1989 |  |  |  | 13.41 | 5.9446 | 1989 | 2.596 | 1.7825
Pre-14 | GF | 74.7 | 7.1936 | 1990 |  |  |  | 74.7 | 7.1936 | 1990 | 4.3135 | 1.9732
Pre-15 | GF | 90 | 17.5945 | 1989 |  |  |  | 90 | 17.5945 | 1989 | 4.4998 | 2.8676
Pre-16 | GF | 168.75 | 14.0262 | 1987 |  |  |  | 168.75 | 14.0262 | 1987 | 5.1284 | 2.6409
Pre-17 | GF | 90 | 14.2199 | 1998 |  |  |  | 90 | 14.2199 | 1998 | 4.4998 | 2.6546
Pre-18 | GF | 202.5 | 23.4475 | 1989 |  |  |  | 202.5 | 23.4475 | 1989 | 5.3107 | 3.1548
1184 | UG | 45 | 14.4514 | 2013 | 45 | 18.8693 | 2012 | 90 | 33.3208 | 2013 | 4.4998 | 3.5062
1481 | UG | 90 | 22.4335 | 2013 | 0 | 1.1114 | 2014 | 90 | 23.5449 | 2014 | 4.4998 | 3.1589
457 | UG | 22.5 | 9.3095 | 1990 | 22.5 | 3.2891 | 2006 | 45 | 12.5986 | 2006 | 3.8067 | 2.5336
407 | UG | 73.8 | 19.7795 | 1982 | 0 | 0.60107 | 2004 | 73.8 | 20.3806 | 2004 | 4.3014 | 3.0146
706 | UG | 22.5 | 9.3095 | 1984 | 37.8 | 5.8346 | 2008 | 60.3 | 15.1441 | 2008 | 4.0993 | 2.7176
1070 | UG | 60.3 | 17.4001 | 1984 | 0 | 0.83608 | 2011 | 60.3 | 18.2362 | 2011 | 4.0993 | 2.9034
1264 | UG | 60.3 | 17.4001 | 1984 | 15.3 | 8.0579 | 2013 | 75.6 | 25.4579 | 2013 | 4.3255 | 3.237
1208 | UG | 37.8 | 12.9381 | 1961 | 0 | 2.7992 | 2012 | 37.8 | 15.7373 | 2012 | 3.6323 | 2.756
655 | UG | 47.79 | 15.0136 | 1974 | 0 | 0.756 | 2007 | 47.79 | 15.7696 | 2007 | 3.8668 | 2.7581
733 | UG | 37.8 | 12.9381 | 2007 | 37.8 | 6.8611 | 2009 | 75.6 | 19.7992 | 2009 | 4.3255 | 2.9856
7 | UG | 22.5 | 9.3095 | 0 | 37.8 | 4.0239 | 2016 | 60.3 | 13.3334 | 2016 | 4.0993 | 2.5903
1569 | UG | 47.79 | 15.0136 | 1997 | 15.3 | 3.7373 | 2015 | 63.09 | 18.7509 | 2015 | 4.1446 | 2.9312
401 | UG | 2.7 | 2.425 | 1986 | 6.3 | 0.36204 | 2004 | 9 | 2.7871 | 2004 | 2.1972 | 1.025
1412 | UG | 9 | 5.2054 | 1986 | 3.6 | 4.3575 | 2015 | 12.6 | 9.5629 | 2015 | 2.5337 | 2.2579
1318 | UG | 80.1 | 20.8347 | 1997 | 0 | 1.6878 | 2013 | 80.1 | 22.5225 | 2013 | 4.3833 | 3.1145
1194 | UG | 22.5 | 9.3095 | 1980 | 0 | 1.6086 | 2011 | 22.5 | 10.9181 | 2011 | 3.1135 | 2.3904
801 | UG | 37.8 | 12.9381 | 2008 | 37.8 | 6.3106 | 2009 | 75.6 | 19.2487 | 2009 | 4.3255 | 2.9574
804 | UG | 25.2 | 10.0035 | 1982 | 22.5 | 15.1771 | 2009 | 47.7 | 25.1806 | 2009 | 3.8649 | 3.2261
365 | UG | 22.5 | 9.3095 | 1982 | 0 | 0.59607 | 2003 | 22.5 | 9.9055 | 2003 | 3.1135 | 2.2931
708 | UG | 22.5 | 9.3095 | 1982 | 22.5 | 6.8375 | 2007 | 45 | 16.1469 | 2007 | 3.8067 | 2.7817
1568 | UG | 45 | 14.4514 | 1997 | 30.6 | 3.5849 | 2015 | 75.6 | 18.0363 | 2015 | 4.3255 | 2.8924
398 | UG | 60.3 | 17.4001 | 1981 | 0 | 1.4547 | 2004 | 60.3 | 18.8548 | 2004 | 4.0993 | 2.9368
1642 | UG | 22.5 | 9.3095 | unknown | 37.8 | 10.1341 | 2015 | 60.3 | 19.4436 | 2015 | 4.0993 | 2.9675
522 | UG | 75.6 | 20.0843 | 1981 | 0 | 0.49327 | 2006 | 75.6 | 20.5775 | 2006 | 4.3255 | 3.0242
170 | UG | 34.56 | 12.223 | unknown | 10.44 | 4.4337 | 2001 | 45 | 16.6568 | 2001 | 3.8067 | 2.8128
1312 | UG | 45 | 14.4514 | unknown | 22.5 | 6.0245 | 2013 | 67.5 | 20.4759 | 2013 | 4.2121 | 3.0193
170 | UG | 27.09 | 10.4732 | unknown | 17.91 | 4.883 | 2001 | 45 | 15.3561 | 2001 | 3.8067 | 2.7315
1366 | UG | 45 | 14.4514 | 0 | 29.7 | 5.5737 | 2013 | 74.7 | 20.0251 | 2013 | 4.3135 | 2.997
170 | UG | 22.5 | 9.3095 | unknown | 22.5 | 5.2097 | 2001 | 45 | 14.5192 | 2001 | 3.8067 | 2.6755
1350 | UG | 45 | 14.4514 | 0 | 29.7 | 6.53 | 2013 | 74.7 | 20.9815 | 2013 | 4.3135 | 3.0436
658 | UG | 6.75 | 4.337 | 1996 | 15.75 | 7.2631 | 2008 | 22.5 | 11.6001 | 2008 | 3.1135 | 2.451
897 | UG | 22.5 | 9.3095 | 1996 | 22.5 | 6.2372 | 2010 | 45 | 15.5467 | 2010 | 3.8067 | 2.7438
483 | UG | 37.8 | 12.9381 | 1986 | 37.8 | 3.6201 | 2005 | 75.6 | 16.5582 | 2005 | 4.3255 | 2.8069
1494 | UG | 22.5 | 9.3095 | 0 | 37.8 | 6.4297 | 2014 | 60.3 | 15.7392 | 2014 | 4.0993 | 2.7562
488 | UG | 171.9 | 33.8217 | 1982 | 0 | 0.40463 | 2006 | 171.9 | 34.2263 | 2006 | 5.1469 | 3.533
1692 | UG | 171.9 | 33.8217 | 0 | 0 | 2.2188 | 2016 | 171.9 | 36.0405 | 2016 | 5.1469 | 3.5846
318 | UG | 42.3 | 13.8951 | 1996 | 0 | 0.76702 | 2001 | 42.3 | 14.6621 | 2001 | 3.7448 | 2.6853
806 | UG | 42.3 | 13.8951 | 1996 | 0 | 0.68948 | 2008 | 42.3 | 14.5846 | 2008 | 3.7448 | 2.68
1495 | UG | 42.3 | 13.8951 | 1996 | 37.8 | 5.1428 | 2014 | 80.1 | 19.0379 | 2014 | 4.3833 | 2.9464
1386 | UG | 84.6 | 21.5699 | 0 | 0 | 0.85934 | 2013 | 84.6 | 22.4292 | 2013 | 4.4379 | 3.1104
928 | UG | 22.5 | 9.3095 | 1992 | 37.8 | 10.3644 | 2010 | 60.3 | 19.6738 | 2010 | 4.0993 | 2.9793
1450 | UG | 60.3 | 17.4001 | 1992 | 24.3 | 5.153 | 2014 | 84.6 | 22.5531 | 2014 | 4.4379 | 3.1159
170 | UG | 59.94 | 17.3341 | unknown | 0 | 1.1342 | 2001 | 59.94 | 18.4683 | 2001 | 4.0933 | 2.9161
649 | UG | 59.94 | 17.3341 | 1997 | 22.5 | 5.0181 | 2007 | 82.44 | 22.3522 | 2007 | 4.4121 | 3.1069
1203 | UG | 22.5 | 9.3095 | 1977 | 37.8 | 12.4436 | 2012 | 60.3 | 21.7531 | 2012 | 4.0993 | 3.0798
170 | UG | 13.5 | 6.7325 | 1972 | 0 | 2.9005 | 2001 | 13.5 | 9.633 | 2001 | 2.6027 | 2.2652
363 | UG | 37.8 | 12.9381 | 1975 | 0 | 0.82194 | 2004 | 37.8 | 13.76 | 2004 | 3.6323 | 2.6218
493 | UG | 37.8 | 12.9381 | 1975 | 37.8 | 3.4003 | 2006 | 75.6 | 16.3384 | 2006 | 4.3255 | 2.7935
685 | UG | 75.6 | 20.0843 | 1975 | 0 | 0.94607 | 2007 | 75.6 | 21.0303 | 2007 | 4.3255 | 3.046
1574 | UG | 37.8 | 12.9381 | 2013 | 37.8 | 6.2662 | 2015 | 75.6 | 19.2043 | 2015 | 4.3255 | 2.9551
435 | UG | 15.03 | 7.207 | 1990 | 29.7 | 3.0774 | 2004 | 44.73 | 10.2844 | 2004 | 3.8006 | 2.3306
652 | UG | 12.15 | 6.2972 | 1986 | 10.35 | 4.3802 | 2007 | 22.5 | 10.6774 | 2007 | 3.1135 | 2.3681
366 | UG | 22.5 | 9.3095 | 1981 | 0 | 0.60208 | 2003 | 22.5 | 9.9116 | 2003 | 3.1135 | 2.2937
1640 | UG | 22.5 | 9.3095 | 1981 | 37.8 | 8.3244 | 2015 | 60.3 | 17.6339 | 2015 | 4.0993 | 2.8698
367 | UG | 63 | 17.8904 | 1988 | 0 | 0.55589 | 2004 | 63 | 18.4463 | 2004 | 4.1431 | 2.9149
650 | UG | 37.8 | 12.9381 | 1981 | 37.8 | 11.8954 | 2007 | 75.6 | 24.8335 | 2007 | 4.3255 | 3.2122
902 | UG | 37.8 | 12.9381 | 2002 | 0 | 0.547 | 2009 | 37.8 | 13.4851 | 2009 | 3.6323 | 2.6016
1202 | UG | 22.5 | 9.3095 | 1989 | 37.8 | 10.745 | 2012 | 60.3 | 20.0545 | 2012 | 4.0993 | 2.9985
1338 | UG | 13.23 | 6.6467 | unknown | 22.5 | 6.6636 | 2013 | 35.73 | 13.3103 | 2013 | 3.576 | 2.5885
212 | UG | 69.12 | 18.9743 | 1978 | 45 | 4.6265 | 2003 | 114.12 | 23.6007 | 2003 | 4.7373 | 3.1613
653 | UG | 114.12 | 26.0807 | 1977 | 0 | 0.56895 | 2007 | 114.12 | 26.6497 | 2007 | 4.7373 | 3.2828
1679 | UG | 114.12 | 26.0807 | 1977 | 0 | 3.0359 | 2016 | 114.12 | 29.1167 | 2016 | 4.7373 | 3.3713
1382 | UG | 60.3 | 17.4001 | unknown | 0 | 2.4484 | 2013 | 60.3 | 19.8485 | 2013 | 4.0993 | 2.9881
1638 | UG | 60.3 | 17.4001 | unknown | 15.3 | 1.4308 | 2015 | 75.6 | 18.8308 | 2015 | 4.3255 | 2.9355
874 | UG | 7.56 | 4.6603 | 1997 | 14.94 | 3.6334 | 2009 | 22.5 | 8.2937 | 2009 | 3.1135 | 2.1155
491 | UG | 75.6 | 20.0843 | 1984 | 0 | 0.19252 | 2006 | 75.6 | 20.2768 | 2006 | 4.3255 | 3.0095
1396 | UG | 37.8 | 12.9381 | 2009 | 0 | 0.37351 | 2013 | 37.8 | 13.3116 | 2013 | 3.6323 | 2.5886
1597 | UG | 37.8 | 12.9381 | 2009 | 37.8 | 4.2356 | 2015 | 75.6 | 17.1737 | 2015 | 4.3255 | 2.8434
1292 | UG | 25.29 | 10.0261 | unknown | 12.51 | 4.4712 | 2013 | 37.8 | 14.4973 | 2013 | 3.6323 | 2.674
364 | UG | 80.1 | 20.8347 | 1975 | 0 | 1.3175 | 2004 | 80.1 | 22.1522 | 2004 | 4.3833 | 3.0979
1306 | UG | 37.8 | 12.9381 | 1985 | 37.8 | 5.9849 | 2013 | 75.6 | 18.923 | 2013 | 4.3255 | 2.9404
858 | UG | 37.8 | 12.9381 | 2009 | 37.8 | 5.4359 | 2010 | 75.6 | 18.374 | 2010 | 4.3255 | 2.9109
1454 | UG | 75.6 | 20.0843 | 2009 | 0 | 0.45762 | 2013 | 75.6 | 20.5419 | 2013 | 4.3255 | 3.0225
637 | UG | 22.5 | 9.3095 | 1989 | 22.5 | 6.7669 | 2007 | 45 | 16.0764 | 2007 | 3.8067 | 2.7774
1254 | UG | 45 | 14.4514 | 1989 | 30.6 | 6.5284 | 2012 | 75.6 | 20.9799 | 2012 | 4.3255 | 3.0436
734 | UG | 37.8 | 12.9381 | 1974 | 37.8 | 11.2611 | 2011 | 75.6 | 24.1992 | 2011 | 4.3255 | 3.1863
1594 | UG | 75.6 | 20.0843 | 1974 | 0 | 17.2334 | 2017 | 75.6 | 37.3177 | 2017 | 4.3255 | 3.6195
1674 | UG | 25.2 | 10.0035 | 0 | 37.8 | 10.3273 | 2016 | 63 | 20.3308 | 2016 | 4.1431 | 3.0121
711 | UG | 22.5 | 9.3095 | 1976 | 22.5 | 9.2618 | 2009 | 45 | 18.5713 | 2009 | 3.8067 | 2.9216
408 | UG | 84.6 | 21.5699 | 1976 | 0 | 0.58016 | 2004 | 84.6 | 22.15 | 2004 | 4.4379 | 3.0978
698 | UG | 84.6 | 21.5699 | 1976 | 0 | 1.4407 | 2007 | 84.6 | 23.0106 | 2007 | 4.4379 | 3.136
696 | UG | 25.2 | 10.0035 | 1981 | 0 | 0.2681 | 2007 | 25.2 | 10.2716 | 2007 | 3.2268 | 2.3294
1636 | UG | 22.5 | 9.3095 | 1981 | 37.8 | 6.6059 | 2015 | 60.3 | 15.9154 | 2015 | 4.0993 | 2.7673
1185 | UG | 63 | 17.8904 | 1988 | 0 | 2.8088 | 2011 | 63 | 20.6992 | 2011 | 4.1431 | 3.0301
568 | UG | 75.6 | 20.0843 | 1978 | 0 | 0.028819 | 2006 | 75.6 | 20.1131 | 2006 | 4.3255 | 3.0014
853 | UG | 45 | 14.4514 | 1991 | 30.6 | 4.2556 | 2009 | 75.6 | 18.707 | 2009 | 4.3255 | 2.9289
1201 | UG | 25.2 | 10.0035 | unknown | 37.8 | 7.6365 | 2012 | 63 | 17.64 | 2012 | 4.1431 | 2.8702
654 | UG | 22.5 | 9.3095 | 1976 | 0 | 0.73673 | 2007 | 22.5 | 10.0462 | 2007 | 3.1135 | 2.3072
1394 | UG | 22.5 | 9.3095 | 1976 | 37.8 | 5.0058 | 2014 | 60.3 | 14.3153 | 2014 | 4.0993 | 2.6613
1294 | UG | 13.41 | 6.704 | 0 | 22.5 | 4.562 | 2014 | 35.91 | 11.266 | 2014 | 3.581 | 2.4218
1670 | UG | 75.6 | 20.0843 | 0 | 0 | 2.7944 | 2016 | 75.6 | 22.8786 | 2016 | 4.3255 | 3.1302
579 | UG | 27 | 10.4511 | unknown | 27 | 3.6516 | 2008 | 54 | 14.1027 | 2008 | 3.989 | 2.6464
1670 | UG | 63.09 | 17.9066 | 0 | 37.8 | 18.3637 | 2016 | 100.89 | 36.2703 | 2016 | 4.614 | 3.591
1083 | UG | 37.8 | 12.9381 | 1981 | 45 | 7.4125 | 2011 | 82.8 | 20.3506 | 2011 | 4.4164 | 3.0131
552 | UG | 37.8 | 12.9381 | 1991 | 0 | 1.1458 | 2006 | 37.8 | 14.0839 | 2006 | 3.6323 | 2.645
1311 | UG | 37.8 | 12.9381 | 1991 | 37.8 | 5.9841 | 2013 | 75.6 | 18.9222 | 2013 | 4.3255 | 2.9403
1078 | UG | 64.35 | 18.1327 | 1957 | 0 | 1.0936 | 2011 | 64.35 | 19.2263 | 2011 | 4.1643 | 2.9563
495 | UG | 37.44 | 12.8598 | 1982 | 37.44 | 3.5908 | 2006 | 74.88 | 16.4506 | 2006 | 4.3159 | 2.8004
383 | UG | 54 | 16.2236 | 1984 | 45 | 3.9502 | 2005 | 99 | 20.1737 | 2005 | 4.5951 | 3.0044
1020 | UG | 29.97 | 11.1665 | 1977 | 45 | 7.345 | 2010 | 74.97 | 18.5114 | 2010 | 4.3171 | 2.9184
1364 | UG | 29.7 | 11.1025 | 0 | 45 | 8.7951 | 2013 | 74.7 | 19.8977 | 2013 | 4.3135 | 2.9906
503 | UG | 45 | 14.4514 | 1972 | 45 | 3.8033 | 2007 | 90 | 18.2547 | 2007 | 4.4998 | 2.9044
925 | UG | 90 | 22.4335 | 1972 | 0 | 3.3165 | 2011 | 90 | 25.7499 | 2011 | 4.4998 | 3.2484
821 | UG | 45 | 14.4514 | 2006 | 45 | 9.4177 | 2011 | 90 | 23.8692 | 2011 | 4.4998 | 3.1726
486 | UG | 11.97 | 6.2378 | 1993 | 2.43 | 0.34692 | 2005 | 14.4 | 6.5847 | 2005 | 2.6672 | 1.8848
779 | UG | 14.4 | 7.0139 | 1993 | 23.04 | 0.91576 | 2008 | 37.44 | 7.9296 | 2008 | 3.6227 | 2.0706
1416 | UG | 37.44 | 12.8598 | 1993 | 0 | 1.4182 | 2014 | 37.44 | 14.2779 | 2014 | 3.6227 | 2.6587
554 | UG | 119.88 | 26.9083 | 1968 | 0 | 1.0611 | 2006 | 119.88 | 27.9694 | 2006 | 4.7865 | 3.3311
1581 | UG | 11.7 | 6.1482 | unknown | 33.3 | 5.3848 | 2015 | 45 | 11.533 | 2015 | 3.8067 | 2.4452
880 | UG | 29.7 | 11.1025 | 1966 | 30.24 | 4.5764 | 2010 | 59.94 | 15.6789 | 2010 | 4.0933 | 2.7523
1047 | UG | 14.4 | 7.0139 | 1965 | 15.3 | 6.2586 | 2012 | 29.7 | 13.2725 | 2012 | 3.3911 | 2.5857
1045 | UG | 69.84 | 19.0994 | 1971 | 21.6 | 3.8009 | 2011 | 91.44 | 22.9003 | 2011 | 4.5157 | 3.1312
1616 | UG | 74.88 | 19.9627 | unknown | 0 | 0.84819 | 2015 | 74.88 | 20.8109 | 2015 | 4.3159 | 3.0355
362 | UG | 84.6 | 21.5699 | 1971 | 0 | 0.78848 | 2004 | 84.6 | 22.3584 | 2004 | 4.4379 | 3.1072
924 | UG | 90 | 22.4335 | 1982 | 0 | 1.4264 | 2010 | 90 | 23.8599 | 2010 | 4.4998 | 3.1722
1241 | UG | 37.44 | 12.8598 | unknown | 0 | 2.625 | 2012 | 37.44 | 15.4848 | 2012 | 3.6227 | 2.7399
438 | UG | 27 | 10.4511 | 1978 | 1.503 | 0.18095 | 2004 | 28.503 | 10.632 | 2004 | 3.35 | 2.3639
748 | UG | 37.53 | 12.8794 | 1995 | 0 | 0.38858 | 2008 | 37.53 | 13.268 | 2008 | 3.6251 | 2.5854
1319 | UG | 36 | 12.5437 | 0 | 19.44 | 3.2377 | 2014 | 55.44 | 15.7814 | 2014 | 4.0153 | 2.7588
892 | UG | 27 | 10.4511 | 1972 | 13.5 | 3.2491 | 2011 | 40.5 | 13.7002 | 2011 | 3.7013 | 2.6174
504 | UG | 11.97 | 6.2378 | 2007 | 22.5 | 2.1923 | 2006 | 34.47 | 8.4301 | 2007 | 3.5401 | 2.1318
618 | UG | 22.5 | 9.3095 | 1995 | 14.94 | 2.3465 | 2006 | 37.44 | 11.6559 | 2006 | 3.6227 | 2.4558
712 | UG | 14.94 | 7.1796 | 1980 | 14.94 | 7.8904 | 2011 | 29.88 | 15.07 | 2011 | 3.3972 | 2.7127
726 | UG | 119.7 | 26.8827 | 1982 | 0 | 1.0316 | 2008 | 119.7 | 27.9143 | 2008 | 4.785 | 3.3291
530 | UG | 37.44 | 12.8598 | 1982 | 37.44 | 4.5023 | 2006 | 74.88 | 17.362 | 2006 | 4.3159 | 2.8543
755 | UG | 23.4 | 9.544 | 1983 | 0 | 0.74649 | 2008 | 23.4 | 10.2905 | 2008 | 3.1527 | 2.3312
1081 | UG | 23.4 | 9.544 | 1983 | 0 | 0.74616 | 2010 | 23.4 | 10.2902 | 2010 | 3.1527 | 2.3312
307 | UG | 11.97 | 6.2378 | 1985 | 1.98 | 2.5231 | 2003 | 13.95 | 8.7609 | 2003 | 2.6355 | 2.1703
1466 | UG | 13.95 | 6.874 | 1985 | 8.55 | 4.6348 | 2015 | 22.5 | 11.5088 | 2015 | 3.1135 | 2.4431
1091 | UG | 22.5 | 9.3095 | 1982 | 37.8 | 7.6638 | 2011 | 60.3 | 16.9733 | 2011 | 4.0993 | 2.8316
666 | UG | 37.44 | 12.8598 | 1987 | 37.8 | 3.7978 | 2008 | 75.24 | 16.6576 | 2008 | 4.3207 | 2.8129
556 | UG | 11.97 | 6.2378 | 1985 | 22.5 | 4.1694 | 2007 | 34.47 | 10.4072 | 2007 | 3.5401 | 2.3425
452 | UG | 14.4 | 7.0139 | 1986 | 0 | 3.4437 | 2005 | 14.4 | 10.4576 | 2005 | 2.6672 | 2.3473
613 | UG | 22.5 | 9.3095 | 1999 | 0 | 0.43132 | 2006 | 22.5 | 9.7408 | 2006 | 3.1135 | 2.2763
778 | UG | 74.88 | 19.9627 | 1988 | 0 | 0.48701 | 2008 | 74.88 | 20.4497 | 2008 | 4.3159 | 3.018
1571 | UG | 74.88 | 19.9627 | 1988 | 0 | 1.592 | 2016 | 74.88 | 21.5547 | 2016 | 4.3159 | 3.0706
525 | UG | 154.8 | 31.6465 | 1995 | 45 | 2.1078 | 2006 | 199.8 | 33.7543 | 2006 | 5.2973 | 3.5191
1324 | UG | 90 | 22.4335 | 2012 | 0 | 2.2693 | 2014 | 90 | 24.7028 | 2014 | 4.4998 | 3.2069
511 | UG | 225 | 40.1204 | 2004 | 0 | 0.42904 | 2004 | 225 | 40.5495 | 2004 | 5.4161 | 3.7025
1094 | UG | 225 | 40.1204 | 2004 | 0 | 1.0646 | 2011 | 225 | 41.1851 | 2011 | 5.4161 | 3.7181
775 | UG | 14.94 | 7.1796 | 2002 | 0 | 1.4059 | 2008 | 14.94 | 8.5855 | 2008 | 2.704 | 2.1501
1646 | UG | 7.2 | 4.5183 | unknown | 14.94 | 6.6896 | 2016 | 22.14 | 11.2078 | 2016 | 3.0974 | 2.4166
467 | UG | 11.97 | 6.2378 | 1996 | 31.5 | 3.4855 | 2005 | 43.47 | 9.7233 | 2005 | 3.7721 | 2.2745
437 | UG | 42.03 | 13.8388 | 2001 | 45 | 3.6314 | 2008 | 87.03 | 17.4702 | 2008 | 4.4663 | 2.8605
1233 | UG | 87.03 | 21.9609 | 2001 | 0 | 3.8904 | 2011 | 87.03 | 25.8513 | 2011 | 4.4663 | 3.2524
361 | UG | 27.9 | 10.6708 | 1986 | 32.4 | 1.172 | 2002 | 60.3 | 11.8427 | 2002 | 4.0993 | 2.4717
645 | UG | 60.3 | 17.4001 | 1986 | 0 | 0.22668 | 2006 | 60.3 | 17.6268 | 2006 | 4.0993 | 2.8694
720 | UG | 36.9 | 12.7418 | 1974 | 13.5 | 3.2147 | 2009 | 50.4 | 15.9565 | 2009 | 3.92 | 2.7699
1554 | UG | 22.5 | 9.3095 | 2013 | 22.5 | 4.0041 | 2015 | 45 | 13.3136 | 2015 | 3.8067 | 2.5888
1570 | UG | 22.5 | 9.3095 | 0 | 22.5 | 5.7129 | 2016 | 45 | 15.0223 | 2016 | 3.8067 | 2.7095
1280 | UG | 22.5 | 9.3095 | 0 | 22.5 | 3.9567 | 2013 | 45 | 13.2662 | 2013 | 3.8067 | 2.5852
659 | UG | 134.46 | 28.9409 | 1974 | 0 | 0.19039 | 2006 | 134.46 | 29.1313 | 2006 | 4.9013 | 3.3718
1240 | UG | 15.03 | 7.207 | 0 | 0 | 2.4762 | 2013 | 15.03 | 9.6833 | 2013 | 2.71 | 2.2704
317 | UG | 42.3 | 13.8951 | 1978 | 37.8 | 3.7336 | 2002 | 80.1 | 17.6287 | 2002 | 4.3833 | 2.8695
1510 | UG | 80.1 | 20.8347 | 1978 | 0 | 1.0378 | 2014 | 80.1 | 21.8725 | 2014 | 4.3833 | 3.0852
1678 | UG | 450 | 62.2804 | 0 | 0 | 0.18769 | 2015 | 450 | 62.4681 | 2015 | 6.1092 | 4.1347
409 | UG | 56.7 | 16.7336 | unknown | 56.7 | 6.95 | 2004 | 113.4 | 23.6836 | 2004 | 4.7309 | 3.1648
620 | UG | 120.06 | 26.934 | unknown | 0 | 0.052327 | 2006 | 120.06 | 26.9863 | 2006 | 4.788 | 3.2953
1085 | UG | 120.06 | 26.934 | unknown | 0 | 0.079312 | 2010 | 120.06 | 27.0133 | 2010 | 4.788 | 3.2963
589 | UG | 81 | 20.9829 | 1974 | 14.4 | 0.032007 | 2005 | 95.4 | 21.0149 | 2005 | 4.5581 | 3.0452
836 | UG | 95.4 | 23.2783 | 1974 | 0 | 0.20825 | 2008 | 95.4 | 23.4866 | 2008 | 4.5581 | 3.1564
1417 | UG | 90 | 22.4335 | 0 | 0 | 0.36632 | 2013 | 90 | 22.7998 | 2013 | 4.4998 | 3.1268
1575 | UG | 261.72 | 44.159 | 0 | 0 | 0.084606 | 2014 | 261.72 | 44.2436 | 2014 | 5.5673 | 3.7897
1480 | UG | 180 | 34.8243 | 0 | 0 | 1.4186 | 2015 | 180 | 36.2429 | 2015 | 5.193 | 3.5902
1644 | UG | 720 | 83.9177 | 0 | 45 | 6.4882 | 2016 | 765 | 90.4058 | 2016 | 6.6399 | 4.5043
1276 | UG | 154.8 | 31.6465 | unknown | 0 | 0.69755 | 2012 | 154.8 | 32.344 | 2012 | 5.0421 | 3.4764
823 | UG | 54 | 16.2236 | unknown | 36 | 12.9391 | 2009 | 90 | 29.1626 | 2009 | 4.4998 | 3.3729
1601 | UG | 120.24 | 26.9596 | 0 | 0 | 4.0095 | 2015 | 120.24 | 30.969 | 2015 | 4.7895 | 3.433
1046 | UG | 54 | 16.2236 | unknown | 45 | 13.8381 | 2011 | 99 | 30.0617 | 2011 | 4.5951 | 3.4033
873 | UG | 69.03 | 18.9586 | unknown | 45 | 10.835 | 2011 | 114.03 | 29.7936 | 2011 | 4.7365 | 3.3943
630 | UG | 101.97 | 24.283 | unknown | 0 | 0.76182 | 2007 | 101.97 | 25.0448 | 2007 | 4.6247 | 3.2207
1107 | UG | 45 | 14.4514 | 2010 | 45 | 7.7 | 2014 | 90 | 22.1514 | 2014 | 4.4998 | 3.0979
682 | UG | 27 | 10.4511 | 2005 | 27 | 4.2252 | 2009 | 54 | 14.6763 | 2009 | 3.989 | 2.6862
677 | UG | 279 | 45.9871 | unknown | 45 | 5.9673 | 2009 | 324 | 51.9544 | 2009 | 5.7807 | 3.9504
643 | UG | 77.4 | 20.3864 | unknown | 42.57 | 4.4087 | 2009 | 119.97 | 24.795 | 2009 | 4.7872 | 3.2106
* Type is either Greenfield (“GF”) or Upgrade (“UG”), where Upgrade refers to additional facilities that increase the capacity of an existing Greenfield project
** For Iteration 8, Greenfield Cost for an Upgrade project is estimated using the Iteration 7 power curve for greenfield and upgrade projects

## GF + UG Iteration 9
Alberta Electric System Operator
2018 ISO Tariff Application
Appendix X - Option 4 POD Cost Function
Ninth-Interation Calculation of Power Curve for Greenfield and Upgrade Projects
September 14, 2017 |  | INSTALLED
Project | Type * | Greenfield MW | Greenfield Cost ** | Greenfield Year | Upgrade MW | Upgrade Cost | Upgrade Year | Total MW | Total Cost | Total Year | LN(MW) | LN(Cost) |  | ln(y)=m*ln(x) + b Linear Regression
476 | GF | 22.5 | 16.8618 | 2006 |  |  |  | 22.5 | 16.8618 | 2006 | 3.1135 | 2.8251 | m | 0.63478 | 0.25443 | b
478 | GF | 15.03 | 6.0182 | 2006 |  |  |  | 15.03 | 6.0182 | 2006 | 2.71 | 1.7948 | se | 0.02881 | 0.11499 | seb
473 | GF | 45 | 14.999 | 2006 |  |  |  | 45 | 14.999 | 2006 | 3.8067 | 2.708 | R2 | 0.63173 | 0.35355 | sev
1042 | GF | 22.5 | 11.1648 | 2011 |  |  |  | 22.5 | 11.1648 | 2011 | 3.1135 | 2.4128 | F | 485.4626 | 283 | df
443 | GF | 35.1 | 11.7056 | 2004 |  |  |  | 35.1 | 11.7056 | 2004 | 3.5582 | 2.4601 | ssreg | 60.6809 | 35.3739 | ssresid
1195 | GF | 45 | 31.6599 | 2012 |  |  |  | 45 | 31.6599 | 2012 | 3.8067 | 3.4551
420 | GF | 22.5 | 9.6396 | 2004 |  |  |  | 22.5 | 9.6396 | 2004 | 3.1135 | 2.2659 |  | y=cx^m, where c=e^b
440 | GF | 37.8 | 17.2269 | 2007 |  |  |  | 37.8 | 17.2269 | 2007 | 3.6323 | 2.8465 | m | 0.63478 | 0.01737% | change
1102 | GF | 45 | 16.2936 | 2012 |  |  |  | 45 | 16.2936 | 2012 | 3.8067 | 2.7908 | c | 1.2897 | -0.04162% | from
324 | GF | 22.5 | 8.9094 | 2003 |  |  |  | 22.5 | 8.9094 | 2003 | 3.1135 | 2.1871 |  |  |  | prior
1103 | GF | 23.4 | 17.2995 | 2012 |  |  |  | 23.4 | 17.2995 | 2012 | 3.1527 | 2.8507 |  |  |  | iteration
386 | GF | 14.94 | 9.9511 | 2004 |  |  |  | 14.94 | 9.9511 | 2004 | 2.704 | 2.2977
80 | GF | 14.94 | 6.0754 | 2001 |  |  |  | 14.94 | 6.0754 | 2001 | 2.704 | 1.8042
1052 | GF | 37.8 | 10.9027 | 2013 |  |  |  | 37.8 | 10.9027 | 2013 | 3.6323 | 2.389
347 | GF | 75.6 | 9.3005 | 2004 |  |  |  | 75.6 | 9.3005 | 2004 | 4.3255 | 2.2301
1358 | GF | 59.4 | 13.0727 | 2013 |  |  |  | 59.4 | 13.0727 | 2013 | 4.0843 | 2.5705
584 | GF | 37.8 | 34.9037 | 2012 |  |  |  | 37.8 | 34.9037 | 2012 | 3.6323 | 3.5526
422 | GF | 45 | 13.6508 | 2004 |  |  |  | 45 | 13.6508 | 2004 | 3.8067 | 2.6138
944 | GF | 135 | 26.8161 | 2011 |  |  |  | 135 | 26.8161 | 2011 | 4.9053 | 3.289
387 | GF | 14.94 | 9.5131 | 2004 |  |  |  | 14.94 | 9.5131 | 2004 | 2.704 | 2.2527
587 | GF | 22.5 | 20.2415 | 2007 |  |  |  | 22.5 | 20.2415 | 2007 | 3.1135 | 3.0077
585 | GF | 37.8 | 11.2912 | 2008 |  |  |  | 37.8 | 11.2912 | 2008 | 3.6323 | 2.424
831 | GF | 37.8 | 20.9656 | 2011 |  |  |  | 37.8 | 20.9656 | 2011 | 3.6323 | 3.0429
340 | GF | 45 | 13.3096 | 2002 |  |  |  | 45 | 13.3096 | 2002 | 3.8067 | 2.5885
334 | GF | 22.5 | 7.9464 | 2003 |  |  |  | 22.5 | 7.9464 | 2003 | 3.1135 | 2.0727
343 | GF | 22.5 | 13.9997 | 2006 |  |  |  | 22.5 | 13.9997 | 2006 | 3.1135 | 2.639
358 | GF | 35.1 | 7.2249 | 2004 |  |  |  | 35.1 | 7.2249 | 2004 | 3.5582 | 1.9775
702 | GF | 37.8 | 5.2102 | 2008 |  |  |  | 37.8 | 5.2102 | 2008 | 3.6323 | 1.6506
526 | GF | 22.5 | 13.7588 | 2009 |  |  |  | 22.5 | 13.7588 | 2009 | 3.1135 | 2.6217
288 | GF | 22.5 | 4.4534 | 2001 |  |  |  | 22.5 | 4.4534 | 2001 | 3.1135 | 1.4937
851 | GF | 29.97 | 12.9318 | 2016 |  |  |  | 29.97 | 12.9318 | 2016 | 3.4002 | 2.5597
648 | GF | 45 | 18.253 | 2009 |  |  |  | 45 | 18.253 | 2009 | 3.8067 | 2.9043
855 | GF | 37.8 | 28.6671 | 2013 |  |  |  | 37.8 | 28.6671 | 2013 | 3.6323 | 3.3557
700 | GF | 37.8 | 7.0658 | 2008 |  |  |  | 37.8 | 7.0658 | 2008 | 3.6323 | 1.9553
683 | GF | 90 | 16.0323 | 2011 |  |  |  | 90 | 16.0323 | 2011 | 4.4998 | 2.7746
559 | GF | 360 | 56.8595 | 2014 |  |  |  | 360 | 56.8595 | 2014 | 5.8861 | 4.0406
1074 | GF | 90 | 43.1388 | 2012 |  |  |  | 90 | 43.1388 | 2012 | 4.4998 | 3.7644
34 | GF | 45 | 7.5134 | 1999 |  |  |  | 45 | 7.5134 | 1999 | 3.8067 | 2.0167
433 | GF | 90 | 22.3083 | 2005 |  |  |  | 90 | 22.3083 | 2005 | 4.4998 | 3.105
79A | GF | 37.44 | 5.0823 | 2001 |  |  |  | 37.44 | 5.0823 | 2001 | 3.6227 | 1.6258
10A | GF | 22.5 | 8.916 | 1998 |  |  |  | 22.5 | 8.916 | 1998 | 3.1135 | 2.1878
345 | GF | 45 | 8.369 | 2004 |  |  |  | 45 | 8.369 | 2004 | 3.8067 | 2.1245
1049 | GF | 90 | 54.5518 | 2011 |  |  |  | 90 | 54.5518 | 2011 | 4.4998 | 3.9992
230 | GF | 45 | 10.7399 | 2003 |  |  |  | 45 | 10.7399 | 2003 | 3.8067 | 2.374
79B | GF | 14.94 | 3.3788 | 2001 |  |  |  | 14.94 | 3.3788 | 2001 | 2.704 | 1.2175
10B | GF | 22.5 | 9.7991 | 1999 |  |  |  | 22.5 | 9.7991 | 1999 | 3.1135 | 2.2823
8 | GF | 42.03 | 11.9841 | 2000 |  |  |  | 42.03 | 11.9841 | 2000 | 3.7384 | 2.4836
487 | GF | 37.44 | 16.8138 | 2009 |  |  |  | 37.44 | 16.8138 | 2009 | 3.6227 | 2.8222
385 | GF | 14.94 | 8.5881 | 2004 |  |  |  | 14.94 | 8.5881 | 2004 | 2.704 | 2.1504
865 | GF | 29.97 | 8.6092 | 2016 |  |  |  | 29.97 | 8.6092 | 2016 | 3.4002 | 2.1528
863 | GF | 29.97 | 8.2434 | 2016 |  |  |  | 29.97 | 8.2434 | 2016 | 3.4002 | 2.1094
527 | GF | 22.5 | 6.9319 | 2008 |  |  |  | 22.5 | 6.9319 | 2008 | 3.1135 | 1.9361
595 | GF | 37.8 | 19.0874 | 2008 |  |  |  | 37.8 | 19.0874 | 2008 | 3.6323 | 2.949
528 | GF | 22.5 | 5.2658 | 2008 |  |  |  | 22.5 | 5.2658 | 2008 | 3.1135 | 1.6612
529 | GF | 22.5 | 7.7922 | 2008 |  |  |  | 22.5 | 7.7922 | 2008 | 3.1135 | 2.0531
1095 | GF | 22.5 | 11.9234 | 2012 |  |  |  | 22.5 | 11.9234 | 2012 | 3.1135 | 2.4785
561 | GF | 135 | 58.1001 | 2011 |  |  |  | 135 | 58.1001 | 2011 | 4.9053 | 4.0622
1018 | GF | 22.5 | 10.6346 | 2013 |  |  |  | 22.5 | 10.6346 | 2013 | 3.1135 | 2.3641
360 | GF | 37.8 | 7.1175 | 2005 |  |  |  | 37.8 | 7.1175 | 2005 | 3.6323 | 1.9626
1106 | GF | 22.5 | 20.2179 | 2013 |  |  |  | 22.5 | 20.2179 | 2013 | 3.1135 | 3.0066
899 | GF | 45 | 15.1725 | 2011 |  |  |  | 45 | 15.1725 | 2011 | 3.8067 | 2.7195
1191 | GF | 14.94 | 12.6281 | 2012 |  |  |  | 14.94 | 12.6281 | 2012 | 2.704 | 2.5359
1115 | GF | 22.5 | 24.3628 | 2013 |  |  |  | 22.5 | 24.3628 | 2013 | 3.1135 | 3.1931
1053 | GF | 14.94 | 14.7144 | 2012 |  |  |  | 14.94 | 14.7144 | 2012 | 2.704 | 2.6888
864 | GF | 29.97 | 9.8258 | 2013 |  |  |  | 29.97 | 9.8258 | 2013 | 3.4002 | 2.285
834 | GF | 45 | 25.7984 | 2011 |  |  |  | 45 | 25.7984 | 2011 | 3.8067 | 3.2503
722 | GF | 22.5 | 13.5015 | 2009 |  |  |  | 22.5 | 13.5015 | 2009 | 3.1135 | 2.6028
927 | GF | 67.5 | 25.8871 | 2011 |  |  |  | 67.5 | 25.8871 | 2011 | 4.2121 | 3.2537
1068 | GF | 22.5 | 26.9182 | 2012 |  |  |  | 22.5 | 26.9182 | 2012 | 3.1135 | 3.2928
506 | GF | 113.4 | 19.7523 | 2007 |  |  |  | 113.4 | 19.7523 | 2007 | 4.7309 | 2.9833
456 | GF | 45 | 17.647 | 2009 |  |  |  | 45 | 17.647 | 2009 | 3.8067 | 2.8706
130 | GF | 45 | 8.437 | 2000 |  |  |  | 45 | 8.437 | 2000 | 3.8067 | 2.1326
308 | GF | 54 | 8.8754 | 2006 |  |  |  | 54 | 8.8754 | 2006 | 3.989 | 2.1833
829 | GF | 45 | 27.7611 | 2012 |  |  |  | 45 | 27.7611 | 2012 | 3.8067 | 3.3236
425 | GF | 27 | 11.7254 | 2008 |  |  |  | 27 | 11.7254 | 2008 | 3.2958 | 2.4618
333 | GF | 27 | 7.5607 | 2004 |  |  |  | 27 | 7.5607 | 2004 | 3.2958 | 2.023
769 | GF | 135 | 33.576 | 2009 |  |  |  | 135 | 33.576 | 2009 | 4.9053 | 3.5138
948 | GF | 225 | 12.6537 | 2014 |  |  |  | 225 | 12.6537 | 2014 | 5.4161 | 2.5379
1128 | GF | 225 | 63.5562 | 2013 |  |  |  | 225 | 63.5562 | 2013 | 5.4161 | 4.1519
1214 | GF | 90 | 22.6317 | 2013 |  |  |  | 90 | 22.6317 | 2013 | 4.4998 | 3.1194
1225 | GF | 37.8 | 18.6367 | 2014 |  |  |  | 37.8 | 18.6367 | 2014 | 3.6323 | 2.9251
1263 | GF | 27 | 19.6117 | 2015 |  |  |  | 27 | 19.6117 | 2015 | 3.2958 | 2.9761
1309 | GF | 45 | 16.1093 | 2014 |  |  |  | 45 | 16.1093 | 2014 | 3.8067 | 2.7794
1349 | GF | 29.7 | 8.968 | 2014 |  |  |  | 29.7 | 8.968 | 2014 | 3.3911 | 2.1937
1358 | GF | 59.4 | 13.0727 | 2013 |  |  |  | 59.4 | 13.0727 | 2013 | 4.0843 | 2.5705
1404 | GF | 150.984 | 35.2763 | 2016 |  |  |  | 150.984 | 35.2763 | 2016 | 5.0172 | 3.5632
1482 | GF | 90 | 18.7658 | 2015 |  |  |  | 90 | 18.7658 | 2015 | 4.4998 | 2.932
1515 | GF | 37.8 | 12.9927 | 2015 |  |  |  | 37.8 | 12.9927 | 2015 | 3.6323 | 2.5644
1618 | GF | 45 | 15.966 | 2016 |  |  |  | 45 | 15.966 | 2016 | 3.8067 | 2.7705
1634 | GF | 45 | 17.1728 | 2015 |  |  |  | 45 | 17.1728 | 2015 | 3.8067 | 2.8433
1258 | GF | 75.6 | 53.5183 | 2016 |  |  |  | 75.6 | 53.5183 | 2016 | 4.3255 | 3.98
1284 | GF | 37.8 | 7.0843 | 2013 |  |  |  | 37.8 | 7.0843 | 2013 | 3.6323 | 1.9579
Pre-01 | GF | 6.75 | 2.4934 | 1989 |  |  |  | 6.75 | 2.4934 | 1989 | 1.9095 | 0.91364
Pre-02 | GF | 4.5 | 1.494 | 1986 |  |  |  | 4.5 | 1.494 | 1986 | 1.5041 | 0.40147
Pre-03 | GF | 10.08 | 1.9369 | 1989 |  |  |  | 10.08 | 1.9369 | 1989 | 2.3106 | 0.66111
Pre-04 | GF | 13.5 | 8.5265 | 1990 |  |  |  | 13.5 | 8.5265 | 1990 | 2.6027 | 2.1432
Pre-05 | GF | 16.11 | 4.0522 | 1987 |  |  |  | 16.11 | 4.0522 | 1987 | 2.7794 | 1.3993
Pre-06 | GF | 29.88 | 9.6482 | 1988 |  |  |  | 29.88 | 9.6482 | 1988 | 3.3972 | 2.2668
Pre-07 | GF | 22.5 | 5.0294 | 1996 |  |  |  | 22.5 | 5.0294 | 1996 | 3.1135 | 1.6153
Pre-08 | GF | 37.8 | 6.3729 | 1986 |  |  |  | 37.8 | 6.3729 | 1986 | 3.6323 | 1.8521
Pre-09 | GF | 22.5 | 2.9443 | 1996 |  |  |  | 22.5 | 2.9443 | 1996 | 3.1135 | 1.0799
Pre-10 | GF | 22.5 | 13.4811 | 1989 |  |  |  | 22.5 | 13.4811 | 1989 | 3.1135 | 2.6013
Pre-11 | GF | 26.91 | 2.9102 | 1986 |  |  |  | 26.91 | 2.9102 | 1986 | 3.2925 | 1.0682
Pre-12 | GF | 37.8 | 9.8907 | 1992 |  |  |  | 37.8 | 9.8907 | 1992 | 3.6323 | 2.2916
Pre-13 | GF | 13.41 | 5.9446 | 1989 |  |  |  | 13.41 | 5.9446 | 1989 | 2.596 | 1.7825
Pre-14 | GF | 74.7 | 7.1936 | 1990 |  |  |  | 74.7 | 7.1936 | 1990 | 4.3135 | 1.9732
Pre-15 | GF | 90 | 17.5945 | 1989 |  |  |  | 90 | 17.5945 | 1989 | 4.4998 | 2.8676
Pre-16 | GF | 168.75 | 14.0262 | 1987 |  |  |  | 168.75 | 14.0262 | 1987 | 5.1284 | 2.6409
Pre-17 | GF | 90 | 14.2199 | 1998 |  |  |  | 90 | 14.2199 | 1998 | 4.4998 | 2.6546
Pre-18 | GF | 202.5 | 23.4475 | 1989 |  |  |  | 202.5 | 23.4475 | 1989 | 5.3107 | 3.1548
1184 | UG | 45 | 14.4518 | 2013 | 45 | 18.8693 | 2012 | 90 | 33.3212 | 2013 | 4.4998 | 3.5062
1481 | UG | 90 | 22.4377 | 2013 | 0 | 1.1114 | 2014 | 90 | 23.5491 | 2014 | 4.4998 | 3.1591
457 | UG | 22.5 | 9.3082 | 1990 | 22.5 | 3.2891 | 2006 | 45 | 12.5974 | 2006 | 3.8067 | 2.5335
407 | UG | 73.8 | 19.7823 | 1982 | 0 | 0.60107 | 2004 | 73.8 | 20.3834 | 2004 | 4.3014 | 3.0147
706 | UG | 22.5 | 9.3082 | 1984 | 37.8 | 5.8346 | 2008 | 60.3 | 15.1429 | 2008 | 4.0993 | 2.7175
1070 | UG | 60.3 | 17.4017 | 1984 | 0 | 0.83608 | 2011 | 60.3 | 18.2378 | 2011 | 4.0993 | 2.9035
1264 | UG | 60.3 | 17.4017 | 1984 | 15.3 | 8.0579 | 2013 | 75.6 | 25.4596 | 2013 | 4.3255 | 3.2371
1208 | UG | 37.8 | 12.9379 | 1961 | 0 | 2.7992 | 2012 | 37.8 | 15.7372 | 2012 | 3.6323 | 2.756
655 | UG | 47.79 | 15.0142 | 1974 | 0 | 0.756 | 2007 | 47.79 | 15.7702 | 2007 | 3.8668 | 2.7581
733 | UG | 37.8 | 12.9379 | 2007 | 37.8 | 6.8611 | 2009 | 75.6 | 19.7991 | 2009 | 4.3255 | 2.9856
7 | UG | 22.5 | 9.3082 | 0 | 37.8 | 4.0239 | 2016 | 60.3 | 13.3321 | 2016 | 4.0993 | 2.5902
1569 | UG | 47.79 | 15.0142 | 1997 | 15.3 | 3.7373 | 2015 | 63.09 | 18.7515 | 2015 | 4.1446 | 2.9313
401 | UG | 2.7 | 2.4235 | 1986 | 6.3 | 0.36204 | 2004 | 9 | 2.7856 | 2004 | 2.1972 | 1.0245
1412 | UG | 9 | 5.2036 | 1986 | 3.6 | 4.3575 | 2015 | 12.6 | 9.5611 | 2015 | 2.5337 | 2.2577
1318 | UG | 80.1 | 20.838 | 1997 | 0 | 1.6878 | 2013 | 80.1 | 22.5259 | 2013 | 4.3833 | 3.1147
1194 | UG | 22.5 | 9.3082 | 1980 | 0 | 1.6086 | 2011 | 22.5 | 10.9169 | 2011 | 3.1135 | 2.3903
801 | UG | 37.8 | 12.9379 | 2008 | 37.8 | 6.3106 | 2009 | 75.6 | 19.2486 | 2009 | 4.3255 | 2.9574
804 | UG | 25.2 | 10.0024 | 1982 | 22.5 | 15.1771 | 2009 | 47.7 | 25.1796 | 2009 | 3.8649 | 3.226
365 | UG | 22.5 | 9.3082 | 1982 | 0 | 0.59607 | 2003 | 22.5 | 9.9043 | 2003 | 3.1135 | 2.293
708 | UG | 22.5 | 9.3082 | 1982 | 22.5 | 6.8375 | 2007 | 45 | 16.1457 | 2007 | 3.8067 | 2.7817
1568 | UG | 45 | 14.4518 | 1997 | 30.6 | 3.5849 | 2015 | 75.6 | 18.0367 | 2015 | 4.3255 | 2.8924
398 | UG | 60.3 | 17.4017 | 1981 | 0 | 1.4547 | 2004 | 60.3 | 18.8564 | 2004 | 4.0993 | 2.9369
1642 | UG | 22.5 | 9.3082 | unknown | 37.8 | 10.1341 | 2015 | 60.3 | 19.4424 | 2015 | 4.0993 | 2.9675
522 | UG | 75.6 | 20.0872 | 1981 | 0 | 0.49327 | 2006 | 75.6 | 20.5805 | 2006 | 4.3255 | 3.0243
170 | UG | 34.56 | 12.2226 | unknown | 10.44 | 4.4337 | 2001 | 45 | 16.6564 | 2001 | 3.8067 | 2.8128
1312 | UG | 45 | 14.4518 | unknown | 22.5 | 6.0245 | 2013 | 67.5 | 20.4763 | 2013 | 4.2121 | 3.0193
170 | UG | 27.09 | 10.4722 | unknown | 17.91 | 4.883 | 2001 | 45 | 15.3552 | 2001 | 3.8067 | 2.7315
1366 | UG | 45 | 14.4518 | 0 | 29.7 | 5.5737 | 2013 | 74.7 | 20.0255 | 2013 | 4.3135 | 2.997
170 | UG | 22.5 | 9.3082 | unknown | 22.5 | 5.2097 | 2001 | 45 | 14.518 | 2001 | 3.8067 | 2.6754
1350 | UG | 45 | 14.4518 | 0 | 29.7 | 6.53 | 2013 | 74.7 | 20.9819 | 2013 | 4.3135 | 3.0437
658 | UG | 6.75 | 4.3352 | 1996 | 15.75 | 7.2631 | 2008 | 22.5 | 11.5983 | 2008 | 3.1135 | 2.4509
897 | UG | 22.5 | 9.3082 | 1996 | 22.5 | 6.2372 | 2010 | 45 | 15.5455 | 2010 | 3.8067 | 2.7438
483 | UG | 37.8 | 12.9379 | 1986 | 37.8 | 3.6201 | 2005 | 75.6 | 16.558 | 2005 | 4.3255 | 2.8069
1494 | UG | 22.5 | 9.3082 | 0 | 37.8 | 6.4297 | 2014 | 60.3 | 15.738 | 2014 | 4.0993 | 2.7561
488 | UG | 171.9 | 33.8331 | 1982 | 0 | 0.40463 | 2006 | 171.9 | 34.2377 | 2006 | 5.1469 | 3.5333
1692 | UG | 171.9 | 33.8331 | 0 | 0 | 2.2188 | 2016 | 171.9 | 36.0519 | 2016 | 5.1469 | 3.585
318 | UG | 42.3 | 13.8953 | 1996 | 0 | 0.76702 | 2001 | 42.3 | 14.6623 | 2001 | 3.7448 | 2.6853
806 | UG | 42.3 | 13.8953 | 1996 | 0 | 0.68948 | 2008 | 42.3 | 14.5848 | 2008 | 3.7448 | 2.68
1495 | UG | 42.3 | 13.8953 | 1996 | 37.8 | 5.1428 | 2014 | 80.1 | 19.0381 | 2014 | 4.3833 | 2.9464
1386 | UG | 84.6 | 21.5736 | 0 | 0 | 0.85934 | 2013 | 84.6 | 22.4329 | 2013 | 4.4379 | 3.1105
928 | UG | 22.5 | 9.3082 | 1992 | 37.8 | 10.3644 | 2010 | 60.3 | 19.6726 | 2010 | 4.0993 | 2.9792
1450 | UG | 60.3 | 17.4017 | 1992 | 24.3 | 5.153 | 2014 | 84.6 | 22.5547 | 2014 | 4.4379 | 3.1159
170 | UG | 59.94 | 17.3357 | unknown | 0 | 1.1342 | 2001 | 59.94 | 18.47 | 2001 | 4.0933 | 2.9161
649 | UG | 59.94 | 17.3357 | 1997 | 22.5 | 5.0181 | 2007 | 82.44 | 22.3538 | 2007 | 4.4121 | 3.107
1203 | UG | 22.5 | 9.3082 | 1977 | 37.8 | 12.4436 | 2012 | 60.3 | 21.7519 | 2012 | 4.0993 | 3.0797
170 | UG | 13.5 | 6.7308 | 1972 | 0 | 2.9005 | 2001 | 13.5 | 9.6313 | 2001 | 2.6027 | 2.265
363 | UG | 37.8 | 12.9379 | 1975 | 0 | 0.82194 | 2004 | 37.8 | 13.7599 | 2004 | 3.6323 | 2.6218
493 | UG | 37.8 | 12.9379 | 1975 | 37.8 | 3.4003 | 2006 | 75.6 | 16.3382 | 2006 | 4.3255 | 2.7935
685 | UG | 75.6 | 20.0872 | 1975 | 0 | 0.94607 | 2007 | 75.6 | 21.0333 | 2007 | 4.3255 | 3.0461
1574 | UG | 37.8 | 12.9379 | 2013 | 37.8 | 6.2662 | 2015 | 75.6 | 19.2042 | 2015 | 4.3255 | 2.9551
435 | UG | 15.03 | 7.2054 | 1990 | 29.7 | 3.0774 | 2004 | 44.73 | 10.2828 | 2004 | 3.8006 | 2.3305
652 | UG | 12.15 | 6.2954 | 1986 | 10.35 | 4.3802 | 2007 | 22.5 | 10.6757 | 2007 | 3.1135 | 2.368
366 | UG | 22.5 | 9.3082 | 1981 | 0 | 0.60208 | 2003 | 22.5 | 9.9103 | 2003 | 3.1135 | 2.2936
1640 | UG | 22.5 | 9.3082 | 1981 | 37.8 | 8.3244 | 2015 | 60.3 | 17.6326 | 2015 | 4.0993 | 2.8698
367 | UG | 63 | 17.8923 | 1988 | 0 | 0.55589 | 2004 | 63 | 18.4482 | 2004 | 4.1431 | 2.915
650 | UG | 37.8 | 12.9379 | 1981 | 37.8 | 11.8954 | 2007 | 75.6 | 24.8333 | 2007 | 4.3255 | 3.2122
902 | UG | 37.8 | 12.9379 | 2002 | 0 | 0.547 | 2009 | 37.8 | 13.4849 | 2009 | 3.6323 | 2.6016
1202 | UG | 22.5 | 9.3082 | 1989 | 37.8 | 10.745 | 2012 | 60.3 | 20.0533 | 2012 | 4.0993 | 2.9984
1338 | UG | 13.23 | 6.6451 | unknown | 22.5 | 6.6636 | 2013 | 35.73 | 13.3086 | 2013 | 3.576 | 2.5884
212 | UG | 69.12 | 18.9767 | 1978 | 45 | 4.6265 | 2003 | 114.12 | 23.6031 | 2003 | 4.7373 | 3.1614
653 | UG | 114.12 | 26.087 | 1977 | 0 | 0.56895 | 2007 | 114.12 | 26.656 | 2007 | 4.7373 | 3.283
1679 | UG | 114.12 | 26.087 | 1977 | 0 | 3.0359 | 2016 | 114.12 | 29.123 | 2016 | 4.7373 | 3.3715
1382 | UG | 60.3 | 17.4017 | unknown | 0 | 2.4484 | 2013 | 60.3 | 19.8502 | 2013 | 4.0993 | 2.9882
1638 | UG | 60.3 | 17.4017 | unknown | 15.3 | 1.4308 | 2015 | 75.6 | 18.8325 | 2015 | 4.3255 | 2.9356
874 | UG | 7.56 | 4.6585 | 1997 | 14.94 | 3.6334 | 2009 | 22.5 | 8.2919 | 2009 | 3.1135 | 2.1153
491 | UG | 75.6 | 20.0872 | 1984 | 0 | 0.19252 | 2006 | 75.6 | 20.2797 | 2006 | 4.3255 | 3.0096
1396 | UG | 37.8 | 12.9379 | 2009 | 0 | 0.37351 | 2013 | 37.8 | 13.3115 | 2013 | 3.6323 | 2.5886
1597 | UG | 37.8 | 12.9379 | 2009 | 37.8 | 4.2356 | 2015 | 75.6 | 17.1735 | 2015 | 4.3255 | 2.8434
1292 | UG | 25.29 | 10.0251 | unknown | 12.51 | 4.4712 | 2013 | 37.8 | 14.4963 | 2013 | 3.6323 | 2.6739
364 | UG | 80.1 | 20.838 | 1975 | 0 | 1.3175 | 2004 | 80.1 | 22.1555 | 2004 | 4.3833 | 3.0981
1306 | UG | 37.8 | 12.9379 | 1985 | 37.8 | 5.9849 | 2013 | 75.6 | 18.9228 | 2013 | 4.3255 | 2.9404
858 | UG | 37.8 | 12.9379 | 2009 | 37.8 | 5.4359 | 2010 | 75.6 | 18.3738 | 2010 | 4.3255 | 2.9109
1454 | UG | 75.6 | 20.0872 | 2009 | 0 | 0.45762 | 2013 | 75.6 | 20.5448 | 2013 | 4.3255 | 3.0226
637 | UG | 22.5 | 9.3082 | 1989 | 22.5 | 6.7669 | 2007 | 45 | 16.0751 | 2007 | 3.8067 | 2.7773
1254 | UG | 45 | 14.4518 | 1989 | 30.6 | 6.5284 | 2012 | 75.6 | 20.9803 | 2012 | 4.3255 | 3.0436
734 | UG | 37.8 | 12.9379 | 1974 | 37.8 | 11.2611 | 2011 | 75.6 | 24.1991 | 2011 | 4.3255 | 3.1863
1594 | UG | 75.6 | 20.0872 | 1974 | 0 | 17.2334 | 2017 | 75.6 | 37.3207 | 2017 | 4.3255 | 3.6195
1674 | UG | 25.2 | 10.0024 | 0 | 37.8 | 10.3273 | 2016 | 63 | 20.3297 | 2016 | 4.1431 | 3.0121
711 | UG | 22.5 | 9.3082 | 1976 | 22.5 | 9.2618 | 2009 | 45 | 18.57 | 2009 | 3.8067 | 2.9215
408 | UG | 84.6 | 21.5736 | 1976 | 0 | 0.58016 | 2004 | 84.6 | 22.1538 | 2004 | 4.4379 | 3.098
698 | UG | 84.6 | 21.5736 | 1976 | 0 | 1.4407 | 2007 | 84.6 | 23.0143 | 2007 | 4.4379 | 3.1361
696 | UG | 25.2 | 10.0024 | 1981 | 0 | 0.2681 | 2007 | 25.2 | 10.2705 | 2007 | 3.2268 | 2.3293
1636 | UG | 22.5 | 9.3082 | 1981 | 37.8 | 6.6059 | 2015 | 60.3 | 15.9141 | 2015 | 4.0993 | 2.7672
1185 | UG | 63 | 17.8923 | 1988 | 0 | 2.8088 | 2011 | 63 | 20.7011 | 2011 | 4.1431 | 3.0302
568 | UG | 75.6 | 20.0872 | 1978 | 0 | 0.028819 | 2006 | 75.6 | 20.116 | 2006 | 4.3255 | 3.0015
853 | UG | 45 | 14.4518 | 1991 | 30.6 | 4.2556 | 2009 | 75.6 | 18.7075 | 2009 | 4.3255 | 2.9289
1201 | UG | 25.2 | 10.0024 | unknown | 37.8 | 7.6365 | 2012 | 63 | 17.6389 | 2012 | 4.1431 | 2.8701
654 | UG | 22.5 | 9.3082 | 1976 | 0 | 0.73673 | 2007 | 22.5 | 10.045 | 2007 | 3.1135 | 2.3071
1394 | UG | 22.5 | 9.3082 | 1976 | 37.8 | 5.0058 | 2014 | 60.3 | 14.314 | 2014 | 4.0993 | 2.6612
1294 | UG | 13.41 | 6.7023 | 0 | 22.5 | 4.562 | 2014 | 35.91 | 11.2643 | 2014 | 3.581 | 2.4216
1670 | UG | 75.6 | 20.0872 | 0 | 0 | 2.7944 | 2016 | 75.6 | 22.8816 | 2016 | 4.3255 | 3.1303
579 | UG | 27 | 10.4501 | unknown | 27 | 3.6516 | 2008 | 54 | 14.1018 | 2008 | 3.989 | 2.6463
1670 | UG | 63.09 | 17.9085 | 0 | 37.8 | 18.3637 | 2016 | 100.89 | 36.2722 | 2016 | 4.614 | 3.5911
1083 | UG | 37.8 | 12.9379 | 1981 | 45 | 7.4125 | 2011 | 82.8 | 20.3505 | 2011 | 4.4164 | 3.0131
552 | UG | 37.8 | 12.9379 | 1991 | 0 | 1.1458 | 2006 | 37.8 | 14.0837 | 2006 | 3.6323 | 2.645
1311 | UG | 37.8 | 12.9379 | 1991 | 37.8 | 5.9841 | 2013 | 75.6 | 18.9221 | 2013 | 4.3255 | 2.9403
1078 | UG | 64.35 | 18.1347 | 1957 | 0 | 1.0936 | 2011 | 64.35 | 19.2283 | 2011 | 4.1643 | 2.9564
495 | UG | 37.44 | 12.8596 | 1982 | 37.44 | 3.5908 | 2006 | 74.88 | 16.4504 | 2006 | 4.3159 | 2.8003
383 | UG | 54 | 16.2247 | 1984 | 45 | 3.9502 | 2005 | 99 | 20.1749 | 2005 | 4.5951 | 3.0044
1020 | UG | 29.97 | 11.1657 | 1977 | 45 | 7.345 | 2010 | 74.97 | 18.5107 | 2010 | 4.3171 | 2.9183
1364 | UG | 29.7 | 11.1018 | 0 | 45 | 8.7951 | 2013 | 74.7 | 19.8969 | 2013 | 4.3135 | 2.9906
503 | UG | 45 | 14.4518 | 1972 | 45 | 3.8033 | 2007 | 90 | 18.2552 | 2007 | 4.4998 | 2.9044
925 | UG | 90 | 22.4377 | 1972 | 0 | 3.3165 | 2011 | 90 | 25.7541 | 2011 | 4.4998 | 3.2486
821 | UG | 45 | 14.4518 | 2006 | 45 | 9.4177 | 2011 | 90 | 23.8696 | 2011 | 4.4998 | 3.1726
486 | UG | 11.97 | 6.2361 | 1993 | 2.43 | 0.34692 | 2005 | 14.4 | 6.583 | 2005 | 2.6672 | 1.8845
779 | UG | 14.4 | 7.0122 | 1993 | 23.04 | 0.91576 | 2008 | 37.44 | 7.928 | 2008 | 3.6227 | 2.0704
1416 | UG | 37.44 | 12.8596 | 1993 | 0 | 1.4182 | 2014 | 37.44 | 14.2778 | 2014 | 3.6227 | 2.6587
554 | UG | 119.88 | 26.9151 | 1968 | 0 | 1.0611 | 2006 | 119.88 | 27.9762 | 2006 | 4.7865 | 3.3314
1581 | UG | 11.7 | 6.1464 | unknown | 33.3 | 5.3848 | 2015 | 45 | 11.5313 | 2015 | 3.8067 | 2.4451
880 | UG | 29.7 | 11.1018 | 1966 | 30.24 | 4.5764 | 2010 | 59.94 | 15.6782 | 2010 | 4.0933 | 2.7523
1047 | UG | 14.4 | 7.0122 | 1965 | 15.3 | 6.2586 | 2012 | 29.7 | 13.2709 | 2012 | 3.3911 | 2.5856
1045 | UG | 69.84 | 19.1019 | 1971 | 21.6 | 3.8009 | 2011 | 91.44 | 22.9028 | 2011 | 4.5157 | 3.1313
1616 | UG | 74.88 | 19.9656 | unknown | 0 | 0.84819 | 2015 | 74.88 | 20.8138 | 2015 | 4.3159 | 3.0356
362 | UG | 84.6 | 21.5736 | 1971 | 0 | 0.78848 | 2004 | 84.6 | 22.3621 | 2004 | 4.4379 | 3.1074
924 | UG | 90 | 22.4377 | 1982 | 0 | 1.4264 | 2010 | 90 | 23.8641 | 2010 | 4.4998 | 3.1724
1241 | UG | 37.44 | 12.8596 | unknown | 0 | 2.625 | 2012 | 37.44 | 15.4846 | 2012 | 3.6227 | 2.7398
438 | UG | 27 | 10.4501 | 1978 | 1.503 | 0.18095 | 2004 | 28.503 | 10.6311 | 2004 | 3.35 | 2.3638
748 | UG | 37.53 | 12.8792 | 1995 | 0 | 0.38858 | 2008 | 37.53 | 13.2678 | 2008 | 3.6251 | 2.5853
1319 | UG | 36 | 12.5434 | 0 | 19.44 | 3.2377 | 2014 | 55.44 | 15.7811 | 2014 | 4.0153 | 2.7588
892 | UG | 27 | 10.4501 | 1972 | 13.5 | 3.2491 | 2011 | 40.5 | 13.6992 | 2011 | 3.7013 | 2.6173
504 | UG | 11.97 | 6.2361 | 2007 | 22.5 | 2.1923 | 2006 | 34.47 | 8.4284 | 2007 | 3.5401 | 2.1316
618 | UG | 22.5 | 9.3082 | 1995 | 14.94 | 2.3465 | 2006 | 37.44 | 11.6547 | 2006 | 3.6227 | 2.4557
712 | UG | 14.94 | 7.178 | 1980 | 14.94 | 7.8904 | 2011 | 29.88 | 15.0684 | 2011 | 3.3972 | 2.7126
726 | UG | 119.7 | 26.8895 | 1982 | 0 | 1.0316 | 2008 | 119.7 | 27.9211 | 2008 | 4.785 | 3.3294
530 | UG | 37.44 | 12.8596 | 1982 | 37.44 | 4.5023 | 2006 | 74.88 | 17.3619 | 2006 | 4.3159 | 2.8543
755 | UG | 23.4 | 9.5429 | 1983 | 0 | 0.74649 | 2008 | 23.4 | 10.2894 | 2008 | 3.1527 | 2.3311
1081 | UG | 23.4 | 9.5429 | 1983 | 0 | 0.74616 | 2010 | 23.4 | 10.289 | 2010 | 3.1527 | 2.3311
307 | UG | 11.97 | 6.2361 | 1985 | 1.98 | 2.5231 | 2003 | 13.95 | 8.7592 | 2003 | 2.6355 | 2.1701
1466 | UG | 13.95 | 6.8723 | 1985 | 8.55 | 4.6348 | 2015 | 22.5 | 11.5072 | 2015 | 3.1135 | 2.443
1091 | UG | 22.5 | 9.3082 | 1982 | 37.8 | 7.6638 | 2011 | 60.3 | 16.9721 | 2011 | 4.0993 | 2.8316
666 | UG | 37.44 | 12.8596 | 1987 | 37.8 | 3.7978 | 2008 | 75.24 | 16.6574 | 2008 | 4.3207 | 2.8129
556 | UG | 11.97 | 6.2361 | 1985 | 22.5 | 4.1694 | 2007 | 34.47 | 10.4054 | 2007 | 3.5401 | 2.3423
452 | UG | 14.4 | 7.0122 | 1986 | 0 | 3.4437 | 2005 | 14.4 | 10.4559 | 2005 | 2.6672 | 2.3472
613 | UG | 22.5 | 9.3082 | 1999 | 0 | 0.43132 | 2006 | 22.5 | 9.7396 | 2006 | 3.1135 | 2.2762
778 | UG | 74.88 | 19.9656 | 1988 | 0 | 0.48701 | 2008 | 74.88 | 20.4526 | 2008 | 4.3159 | 3.0181
1571 | UG | 74.88 | 19.9656 | 1988 | 0 | 1.592 | 2016 | 74.88 | 21.5576 | 2016 | 4.3159 | 3.0707
525 | UG | 154.8 | 31.6563 | 1995 | 45 | 2.1078 | 2006 | 199.8 | 33.7642 | 2006 | 5.2973 | 3.5194
1324 | UG | 90 | 22.4377 | 2012 | 0 | 2.2693 | 2014 | 90 | 24.707 | 2014 | 4.4998 | 3.2071
511 | UG | 225 | 40.1364 | 2004 | 0 | 0.42904 | 2004 | 225 | 40.5654 | 2004 | 5.4161 | 3.7029
1094 | UG | 225 | 40.1364 | 2004 | 0 | 1.0646 | 2011 | 225 | 41.201 | 2011 | 5.4161 | 3.7185
775 | UG | 14.94 | 7.178 | 2002 | 0 | 1.4059 | 2008 | 14.94 | 8.5839 | 2008 | 2.704 | 2.1499
1646 | UG | 7.2 | 4.5165 | unknown | 14.94 | 6.6896 | 2016 | 22.14 | 11.2061 | 2016 | 3.0974 | 2.4165
467 | UG | 11.97 | 6.2361 | 1996 | 31.5 | 3.4855 | 2005 | 43.47 | 9.7216 | 2005 | 3.7721 | 2.2743
437 | UG | 42.03 | 13.8389 | 2001 | 45 | 3.6314 | 2008 | 87.03 | 17.4703 | 2008 | 4.4663 | 2.8605
1233 | UG | 87.03 | 21.9649 | 2001 | 0 | 3.8904 | 2011 | 87.03 | 25.8553 | 2011 | 4.4663 | 3.2525
361 | UG | 27.9 | 10.6699 | 1986 | 32.4 | 1.172 | 2002 | 60.3 | 11.8419 | 2002 | 4.0993 | 2.4716
645 | UG | 60.3 | 17.4017 | 1986 | 0 | 0.22668 | 2006 | 60.3 | 17.6284 | 2006 | 4.0993 | 2.8695
720 | UG | 36.9 | 12.7416 | 1974 | 13.5 | 3.2147 | 2009 | 50.4 | 15.9562 | 2009 | 3.92 | 2.7699
1554 | UG | 22.5 | 9.3082 | 2013 | 22.5 | 4.0041 | 2015 | 45 | 13.3123 | 2015 | 3.8067 | 2.5887
1570 | UG | 22.5 | 9.3082 | 0 | 22.5 | 5.7129 | 2016 | 45 | 15.0211 | 2016 | 3.8067 | 2.7095
1280 | UG | 22.5 | 9.3082 | 0 | 22.5 | 3.9567 | 2013 | 45 | 13.265 | 2013 | 3.8067 | 2.5851
659 | UG | 134.46 | 28.9489 | 1974 | 0 | 0.19039 | 2006 | 134.46 | 29.1393 | 2006 | 4.9013 | 3.3721
1240 | UG | 15.03 | 7.2054 | 0 | 0 | 2.4762 | 2013 | 15.03 | 9.6817 | 2013 | 2.71 | 2.2702
317 | UG | 42.3 | 13.8953 | 1978 | 37.8 | 3.7336 | 2002 | 80.1 | 17.6289 | 2002 | 4.3833 | 2.8695
1510 | UG | 80.1 | 20.838 | 1978 | 0 | 1.0378 | 2014 | 80.1 | 21.8759 | 2014 | 4.3833 | 3.0854
1678 | UG | 450 | 62.3151 | 0 | 0 | 0.18769 | 2015 | 450 | 62.5028 | 2015 | 6.1092 | 4.1352
409 | UG | 56.7 | 16.735 | unknown | 56.7 | 6.95 | 2004 | 113.4 | 23.685 | 2004 | 4.7309 | 3.1648
620 | UG | 120.06 | 26.9408 | unknown | 0 | 0.052327 | 2006 | 120.06 | 26.9931 | 2006 | 4.788 | 3.2956
1085 | UG | 120.06 | 26.9408 | unknown | 0 | 0.079312 | 2010 | 120.06 | 27.0201 | 2010 | 4.788 | 3.2966
589 | UG | 81 | 20.9863 | 1974 | 14.4 | 0.032007 | 2005 | 95.4 | 21.0183 | 2005 | 4.5581 | 3.0454
836 | UG | 95.4 | 23.283 | 1974 | 0 | 0.20825 | 2008 | 95.4 | 23.4912 | 2008 | 4.5581 | 3.1566
1417 | UG | 90 | 22.4377 | 0 | 0 | 0.36632 | 2013 | 90 | 22.804 | 2013 | 4.4998 | 3.1269
1575 | UG | 261.72 | 44.1781 | 0 | 0 | 0.084606 | 2014 | 261.72 | 44.2627 | 2014 | 5.5673 | 3.7901
1480 | UG | 180 | 34.8363 | 0 | 0 | 1.4186 | 2015 | 180 | 36.255 | 2015 | 5.193 | 3.5906
1644 | UG | 720 | 83.9735 | 0 | 45 | 6.4882 | 2016 | 765 | 90.4617 | 2016 | 6.6399 | 4.5049
1276 | UG | 154.8 | 31.6563 | unknown | 0 | 0.69755 | 2012 | 154.8 | 32.3539 | 2012 | 5.0421 | 3.4767
823 | UG | 54 | 16.2247 | unknown | 36 | 12.9391 | 2009 | 90 | 29.1638 | 2009 | 4.4998 | 3.3729
1601 | UG | 120.24 | 26.9664 | 0 | 0 | 4.0095 | 2015 | 120.24 | 30.9759 | 2015 | 4.7895 | 3.4332
1046 | UG | 54 | 16.2247 | unknown | 45 | 13.8381 | 2011 | 99 | 30.0628 | 2011 | 4.5951 | 3.4033
873 | UG | 69.03 | 18.961 | unknown | 45 | 10.835 | 2011 | 114.03 | 29.796 | 2011 | 4.7365 | 3.3944
630 | UG | 101.97 | 24.2882 | unknown | 0 | 0.76182 | 2007 | 101.97 | 25.05 | 2007 | 4.6247 | 3.2209
1107 | UG | 45 | 14.4518 | 2010 | 45 | 7.7 | 2014 | 90 | 22.1518 | 2014 | 4.4998 | 3.0979
682 | UG | 27 | 10.4501 | 2005 | 27 | 4.2252 | 2009 | 54 | 14.6754 | 2009 | 3.989 | 2.6862
677 | UG | 279 | 46.0077 | unknown | 45 | 5.9673 | 2009 | 324 | 51.975 | 2009 | 5.7807 | 3.9508
643 | UG | 77.4 | 20.3895 | unknown | 42.57 | 4.4087 | 2009 | 119.97 | 24.7981 | 2009 | 4.7872 | 3.2108
* Type is either Greenfield (“GF”) or Upgrade (“UG”), where Upgrade refers to additional facilities that increase the capacity of an existing Greenfield project
** For Iteration 9, Greenfield Cost for an Upgrade project is estimated using the Iteration 8 power curve for greenfield and upgrade projects

## GF + UG Iteration 10
Alberta Electric System Operator
2018 ISO Tariff Application
Appendix X - Option 4 POD Cost Function
Tenth-Interation Calculation of Power Curve for Greenfield and Upgrade Projects
September 14, 2017 |  | INSTALLED
Project | Type * | Greenfield MW | Greenfield Cost ** | Greenfield Year | Upgrade MW | Upgrade Cost | Upgrade Year | Total MW | Total Cost | Total Year | LN(MW) | LN(Cost) |  | ln(y)=m*ln(x) + b Linear Regression
476 | GF | 22.5 | 16.8618 | 2006 |  |  |  | 22.5 | 16.8618 | 2006 | 3.1135 | 2.8251 | m | 0.63483 | 0.25423 | b
478 | GF | 15.03 | 6.0182 | 2006 |  |  |  | 15.03 | 6.0182 | 2006 | 2.71 | 1.7948 | se | 0.02881 | 0.11499 | seb
473 | GF | 45 | 14.999 | 2006 |  |  |  | 45 | 14.999 | 2006 | 3.8067 | 2.708 | R2 | 0.63177 | 0.35355 | sev
1042 | GF | 22.5 | 11.1648 | 2011 |  |  |  | 22.5 | 11.1648 | 2011 | 3.1135 | 2.4128 | F | 485.5319 | 283 | df
443 | GF | 35.1 | 11.7056 | 2004 |  |  |  | 35.1 | 11.7056 | 2004 | 3.5582 | 2.4601 | ssreg | 60.6906 | 35.3745 | ssresid
1195 | GF | 45 | 31.6599 | 2012 |  |  |  | 45 | 31.6599 | 2012 | 3.8067 | 3.4551
420 | GF | 22.5 | 9.6396 | 2004 |  |  |  | 22.5 | 9.6396 | 2004 | 3.1135 | 2.2659 |  | y=cx^m, where c=e^b
440 | GF | 37.8 | 17.2269 | 2007 |  |  |  | 37.8 | 17.2269 | 2007 | 3.6323 | 2.8465 | m | 0.63483 | 0.007996% | change
1102 | GF | 45 | 16.2936 | 2012 |  |  |  | 45 | 16.2936 | 2012 | 3.8067 | 2.7908 | c | 1.2895 | -0.01963% | from
324 | GF | 22.5 | 8.9094 | 2003 |  |  |  | 22.5 | 8.9094 | 2003 | 3.1135 | 2.1871 |  |  |  | prior
1103 | GF | 23.4 | 17.2995 | 2012 |  |  |  | 23.4 | 17.2995 | 2012 | 3.1527 | 2.8507 |  |  |  | iteration
386 | GF | 14.94 | 9.9511 | 2004 |  |  |  | 14.94 | 9.9511 | 2004 | 2.704 | 2.2977
80 | GF | 14.94 | 6.0754 | 2001 |  |  |  | 14.94 | 6.0754 | 2001 | 2.704 | 1.8042
1052 | GF | 37.8 | 10.9027 | 2013 |  |  |  | 37.8 | 10.9027 | 2013 | 3.6323 | 2.389
347 | GF | 75.6 | 9.3005 | 2004 |  |  |  | 75.6 | 9.3005 | 2004 | 4.3255 | 2.2301
1358 | GF | 59.4 | 13.0727 | 2013 |  |  |  | 59.4 | 13.0727 | 2013 | 4.0843 | 2.5705
584 | GF | 37.8 | 34.9037 | 2012 |  |  |  | 37.8 | 34.9037 | 2012 | 3.6323 | 3.5526
422 | GF | 45 | 13.6508 | 2004 |  |  |  | 45 | 13.6508 | 2004 | 3.8067 | 2.6138
944 | GF | 135 | 26.8161 | 2011 |  |  |  | 135 | 26.8161 | 2011 | 4.9053 | 3.289
387 | GF | 14.94 | 9.5131 | 2004 |  |  |  | 14.94 | 9.5131 | 2004 | 2.704 | 2.2527
587 | GF | 22.5 | 20.2415 | 2007 |  |  |  | 22.5 | 20.2415 | 2007 | 3.1135 | 3.0077
585 | GF | 37.8 | 11.2912 | 2008 |  |  |  | 37.8 | 11.2912 | 2008 | 3.6323 | 2.424
831 | GF | 37.8 | 20.9656 | 2011 |  |  |  | 37.8 | 20.9656 | 2011 | 3.6323 | 3.0429
340 | GF | 45 | 13.3096 | 2002 |  |  |  | 45 | 13.3096 | 2002 | 3.8067 | 2.5885
334 | GF | 22.5 | 7.9464 | 2003 |  |  |  | 22.5 | 7.9464 | 2003 | 3.1135 | 2.0727
343 | GF | 22.5 | 13.9997 | 2006 |  |  |  | 22.5 | 13.9997 | 2006 | 3.1135 | 2.639
358 | GF | 35.1 | 7.2249 | 2004 |  |  |  | 35.1 | 7.2249 | 2004 | 3.5582 | 1.9775
702 | GF | 37.8 | 5.2102 | 2008 |  |  |  | 37.8 | 5.2102 | 2008 | 3.6323 | 1.6506
526 | GF | 22.5 | 13.7588 | 2009 |  |  |  | 22.5 | 13.7588 | 2009 | 3.1135 | 2.6217
288 | GF | 22.5 | 4.4534 | 2001 |  |  |  | 22.5 | 4.4534 | 2001 | 3.1135 | 1.4937
851 | GF | 29.97 | 12.9318 | 2016 |  |  |  | 29.97 | 12.9318 | 2016 | 3.4002 | 2.5597
648 | GF | 45 | 18.253 | 2009 |  |  |  | 45 | 18.253 | 2009 | 3.8067 | 2.9043
855 | GF | 37.8 | 28.6671 | 2013 |  |  |  | 37.8 | 28.6671 | 2013 | 3.6323 | 3.3557
700 | GF | 37.8 | 7.0658 | 2008 |  |  |  | 37.8 | 7.0658 | 2008 | 3.6323 | 1.9553
683 | GF | 90 | 16.0323 | 2011 |  |  |  | 90 | 16.0323 | 2011 | 4.4998 | 2.7746
559 | GF | 360 | 56.8595 | 2014 |  |  |  | 360 | 56.8595 | 2014 | 5.8861 | 4.0406
1074 | GF | 90 | 43.1388 | 2012 |  |  |  | 90 | 43.1388 | 2012 | 4.4998 | 3.7644
34 | GF | 45 | 7.5134 | 1999 |  |  |  | 45 | 7.5134 | 1999 | 3.8067 | 2.0167
433 | GF | 90 | 22.3083 | 2005 |  |  |  | 90 | 22.3083 | 2005 | 4.4998 | 3.105
79A | GF | 37.44 | 5.0823 | 2001 |  |  |  | 37.44 | 5.0823 | 2001 | 3.6227 | 1.6258
10A | GF | 22.5 | 8.916 | 1998 |  |  |  | 22.5 | 8.916 | 1998 | 3.1135 | 2.1878
345 | GF | 45 | 8.369 | 2004 |  |  |  | 45 | 8.369 | 2004 | 3.8067 | 2.1245
1049 | GF | 90 | 54.5518 | 2011 |  |  |  | 90 | 54.5518 | 2011 | 4.4998 | 3.9992
230 | GF | 45 | 10.7399 | 2003 |  |  |  | 45 | 10.7399 | 2003 | 3.8067 | 2.374
79B | GF | 14.94 | 3.3788 | 2001 |  |  |  | 14.94 | 3.3788 | 2001 | 2.704 | 1.2175
10B | GF | 22.5 | 9.7991 | 1999 |  |  |  | 22.5 | 9.7991 | 1999 | 3.1135 | 2.2823
8 | GF | 42.03 | 11.9841 | 2000 |  |  |  | 42.03 | 11.9841 | 2000 | 3.7384 | 2.4836
487 | GF | 37.44 | 16.8138 | 2009 |  |  |  | 37.44 | 16.8138 | 2009 | 3.6227 | 2.8222
385 | GF | 14.94 | 8.5881 | 2004 |  |  |  | 14.94 | 8.5881 | 2004 | 2.704 | 2.1504
865 | GF | 29.97 | 8.6092 | 2016 |  |  |  | 29.97 | 8.6092 | 2016 | 3.4002 | 2.1528
863 | GF | 29.97 | 8.2434 | 2016 |  |  |  | 29.97 | 8.2434 | 2016 | 3.4002 | 2.1094
527 | GF | 22.5 | 6.9319 | 2008 |  |  |  | 22.5 | 6.9319 | 2008 | 3.1135 | 1.9361
595 | GF | 37.8 | 19.0874 | 2008 |  |  |  | 37.8 | 19.0874 | 2008 | 3.6323 | 2.949
528 | GF | 22.5 | 5.2658 | 2008 |  |  |  | 22.5 | 5.2658 | 2008 | 3.1135 | 1.6612
529 | GF | 22.5 | 7.7922 | 2008 |  |  |  | 22.5 | 7.7922 | 2008 | 3.1135 | 2.0531
1095 | GF | 22.5 | 11.9234 | 2012 |  |  |  | 22.5 | 11.9234 | 2012 | 3.1135 | 2.4785
561 | GF | 135 | 58.1001 | 2011 |  |  |  | 135 | 58.1001 | 2011 | 4.9053 | 4.0622
1018 | GF | 22.5 | 10.6346 | 2013 |  |  |  | 22.5 | 10.6346 | 2013 | 3.1135 | 2.3641
360 | GF | 37.8 | 7.1175 | 2005 |  |  |  | 37.8 | 7.1175 | 2005 | 3.6323 | 1.9626
1106 | GF | 22.5 | 20.2179 | 2013 |  |  |  | 22.5 | 20.2179 | 2013 | 3.1135 | 3.0066
899 | GF | 45 | 15.1725 | 2011 |  |  |  | 45 | 15.1725 | 2011 | 3.8067 | 2.7195
1191 | GF | 14.94 | 12.6281 | 2012 |  |  |  | 14.94 | 12.6281 | 2012 | 2.704 | 2.5359
1115 | GF | 22.5 | 24.3628 | 2013 |  |  |  | 22.5 | 24.3628 | 2013 | 3.1135 | 3.1931
1053 | GF | 14.94 | 14.7144 | 2012 |  |  |  | 14.94 | 14.7144 | 2012 | 2.704 | 2.6888
864 | GF | 29.97 | 9.8258 | 2013 |  |  |  | 29.97 | 9.8258 | 2013 | 3.4002 | 2.285
834 | GF | 45 | 25.7984 | 2011 |  |  |  | 45 | 25.7984 | 2011 | 3.8067 | 3.2503
722 | GF | 22.5 | 13.5015 | 2009 |  |  |  | 22.5 | 13.5015 | 2009 | 3.1135 | 2.6028
927 | GF | 67.5 | 25.8871 | 2011 |  |  |  | 67.5 | 25.8871 | 2011 | 4.2121 | 3.2537
1068 | GF | 22.5 | 26.9182 | 2012 |  |  |  | 22.5 | 26.9182 | 2012 | 3.1135 | 3.2928
506 | GF | 113.4 | 19.7523 | 2007 |  |  |  | 113.4 | 19.7523 | 2007 | 4.7309 | 2.9833
456 | GF | 45 | 17.647 | 2009 |  |  |  | 45 | 17.647 | 2009 | 3.8067 | 2.8706
130 | GF | 45 | 8.437 | 2000 |  |  |  | 45 | 8.437 | 2000 | 3.8067 | 2.1326
308 | GF | 54 | 8.8754 | 2006 |  |  |  | 54 | 8.8754 | 2006 | 3.989 | 2.1833
829 | GF | 45 | 27.7611 | 2012 |  |  |  | 45 | 27.7611 | 2012 | 3.8067 | 3.3236
425 | GF | 27 | 11.7254 | 2008 |  |  |  | 27 | 11.7254 | 2008 | 3.2958 | 2.4618
333 | GF | 27 | 7.5607 | 2004 |  |  |  | 27 | 7.5607 | 2004 | 3.2958 | 2.023
769 | GF | 135 | 33.576 | 2009 |  |  |  | 135 | 33.576 | 2009 | 4.9053 | 3.5138
948 | GF | 225 | 12.6537 | 2014 |  |  |  | 225 | 12.6537 | 2014 | 5.4161 | 2.5379
1128 | GF | 225 | 63.5562 | 2013 |  |  |  | 225 | 63.5562 | 2013 | 5.4161 | 4.1519
1214 | GF | 90 | 22.6317 | 2013 |  |  |  | 90 | 22.6317 | 2013 | 4.4998 | 3.1194
1225 | GF | 37.8 | 18.6367 | 2014 |  |  |  | 37.8 | 18.6367 | 2014 | 3.6323 | 2.9251
1263 | GF | 27 | 19.6117 | 2015 |  |  |  | 27 | 19.6117 | 2015 | 3.2958 | 2.9761
1309 | GF | 45 | 16.1093 | 2014 |  |  |  | 45 | 16.1093 | 2014 | 3.8067 | 2.7794
1349 | GF | 29.7 | 8.968 | 2014 |  |  |  | 29.7 | 8.968 | 2014 | 3.3911 | 2.1937
1358 | GF | 59.4 | 13.0727 | 2013 |  |  |  | 59.4 | 13.0727 | 2013 | 4.0843 | 2.5705
1404 | GF | 150.984 | 35.2763 | 2016 |  |  |  | 150.984 | 35.2763 | 2016 | 5.0172 | 3.5632
1482 | GF | 90 | 18.7658 | 2015 |  |  |  | 90 | 18.7658 | 2015 | 4.4998 | 2.932
1515 | GF | 37.8 | 12.9927 | 2015 |  |  |  | 37.8 | 12.9927 | 2015 | 3.6323 | 2.5644
1618 | GF | 45 | 15.966 | 2016 |  |  |  | 45 | 15.966 | 2016 | 3.8067 | 2.7705
1634 | GF | 45 | 17.1728 | 2015 |  |  |  | 45 | 17.1728 | 2015 | 3.8067 | 2.8433
1258 | GF | 75.6 | 53.5183 | 2016 |  |  |  | 75.6 | 53.5183 | 2016 | 4.3255 | 3.98
1284 | GF | 37.8 | 7.0843 | 2013 |  |  |  | 37.8 | 7.0843 | 2013 | 3.6323 | 1.9579
Pre-01 | GF | 6.75 | 2.4934 | 1989 |  |  |  | 6.75 | 2.4934 | 1989 | 1.9095 | 0.91364
Pre-02 | GF | 4.5 | 1.494 | 1986 |  |  |  | 4.5 | 1.494 | 1986 | 1.5041 | 0.40147
Pre-03 | GF | 10.08 | 1.9369 | 1989 |  |  |  | 10.08 | 1.9369 | 1989 | 2.3106 | 0.66111
Pre-04 | GF | 13.5 | 8.5265 | 1990 |  |  |  | 13.5 | 8.5265 | 1990 | 2.6027 | 2.1432
Pre-05 | GF | 16.11 | 4.0522 | 1987 |  |  |  | 16.11 | 4.0522 | 1987 | 2.7794 | 1.3993
Pre-06 | GF | 29.88 | 9.6482 | 1988 |  |  |  | 29.88 | 9.6482 | 1988 | 3.3972 | 2.2668
Pre-07 | GF | 22.5 | 5.0294 | 1996 |  |  |  | 22.5 | 5.0294 | 1996 | 3.1135 | 1.6153
Pre-08 | GF | 37.8 | 6.3729 | 1986 |  |  |  | 37.8 | 6.3729 | 1986 | 3.6323 | 1.8521
Pre-09 | GF | 22.5 | 2.9443 | 1996 |  |  |  | 22.5 | 2.9443 | 1996 | 3.1135 | 1.0799
Pre-10 | GF | 22.5 | 13.4811 | 1989 |  |  |  | 22.5 | 13.4811 | 1989 | 3.1135 | 2.6013
Pre-11 | GF | 26.91 | 2.9102 | 1986 |  |  |  | 26.91 | 2.9102 | 1986 | 3.2925 | 1.0682
Pre-12 | GF | 37.8 | 9.8907 | 1992 |  |  |  | 37.8 | 9.8907 | 1992 | 3.6323 | 2.2916
Pre-13 | GF | 13.41 | 5.9446 | 1989 |  |  |  | 13.41 | 5.9446 | 1989 | 2.596 | 1.7825
Pre-14 | GF | 74.7 | 7.1936 | 1990 |  |  |  | 74.7 | 7.1936 | 1990 | 4.3135 | 1.9732
Pre-15 | GF | 90 | 17.5945 | 1989 |  |  |  | 90 | 17.5945 | 1989 | 4.4998 | 2.8676
Pre-16 | GF | 168.75 | 14.0262 | 1987 |  |  |  | 168.75 | 14.0262 | 1987 | 5.1284 | 2.6409
Pre-17 | GF | 90 | 14.2199 | 1998 |  |  |  | 90 | 14.2199 | 1998 | 4.4998 | 2.6546
Pre-18 | GF | 202.5 | 23.4475 | 1989 |  |  |  | 202.5 | 23.4475 | 1989 | 5.3107 | 3.1548
1184 | UG | 45 | 14.4519 | 2013 | 45 | 18.8693 | 2012 | 90 | 33.3212 | 2013 | 4.4998 | 3.5062
1481 | UG | 90 | 22.4395 | 2013 | 0 | 1.1114 | 2014 | 90 | 23.5509 | 2014 | 4.4998 | 3.1592
457 | UG | 22.5 | 9.3076 | 1990 | 22.5 | 3.2891 | 2006 | 45 | 12.5967 | 2006 | 3.8067 | 2.5334
407 | UG | 73.8 | 19.7835 | 1982 | 0 | 0.60107 | 2004 | 73.8 | 20.3846 | 2004 | 4.3014 | 3.0148
706 | UG | 22.5 | 9.3076 | 1984 | 37.8 | 5.8346 | 2008 | 60.3 | 15.1422 | 2008 | 4.0993 | 2.7175
1070 | UG | 60.3 | 17.4023 | 1984 | 0 | 0.83608 | 2011 | 60.3 | 18.2384 | 2011 | 4.0993 | 2.9035
1264 | UG | 60.3 | 17.4023 | 1984 | 15.3 | 8.0579 | 2013 | 75.6 | 25.4602 | 2013 | 4.3255 | 3.2371
1208 | UG | 37.8 | 12.9377 | 1961 | 0 | 2.7992 | 2012 | 37.8 | 15.7369 | 2012 | 3.6323 | 2.756
655 | UG | 47.79 | 15.0144 | 1974 | 0 | 0.756 | 2007 | 47.79 | 15.7704 | 2007 | 3.8668 | 2.7581
733 | UG | 37.8 | 12.9377 | 2007 | 37.8 | 6.8611 | 2009 | 75.6 | 19.7989 | 2009 | 4.3255 | 2.9856
7 | UG | 22.5 | 9.3076 | 0 | 37.8 | 4.0239 | 2016 | 60.3 | 13.3314 | 2016 | 4.0993 | 2.5901
1569 | UG | 47.79 | 15.0144 | 1997 | 15.3 | 3.7373 | 2015 | 63.09 | 18.7517 | 2015 | 4.1446 | 2.9313
401 | UG | 2.7 | 2.4228 | 1986 | 6.3 | 0.36204 | 2004 | 9 | 2.7848 | 2004 | 2.1972 | 1.0242
1412 | UG | 9 | 5.2027 | 1986 | 3.6 | 4.3575 | 2015 | 12.6 | 9.5602 | 2015 | 2.5337 | 2.2576
1318 | UG | 80.1 | 20.8394 | 1997 | 0 | 1.6878 | 2013 | 80.1 | 22.5273 | 2013 | 4.3833 | 3.1147
1194 | UG | 22.5 | 9.3076 | 1980 | 0 | 1.6086 | 2011 | 22.5 | 10.9162 | 2011 | 3.1135 | 2.3902
801 | UG | 37.8 | 12.9377 | 2008 | 37.8 | 6.3106 | 2009 | 75.6 | 19.2484 | 2009 | 4.3255 | 2.9574
804 | UG | 25.2 | 10.0018 | 1982 | 22.5 | 15.1771 | 2009 | 47.7 | 25.179 | 2009 | 3.8649 | 3.226
365 | UG | 22.5 | 9.3076 | 1982 | 0 | 0.59607 | 2003 | 22.5 | 9.9036 | 2003 | 3.1135 | 2.2929
708 | UG | 22.5 | 9.3076 | 1982 | 22.5 | 6.8375 | 2007 | 45 | 16.145 | 2007 | 3.8067 | 2.7816
1568 | UG | 45 | 14.4519 | 1997 | 30.6 | 3.5849 | 2015 | 75.6 | 18.0368 | 2015 | 4.3255 | 2.8924
398 | UG | 60.3 | 17.4023 | 1981 | 0 | 1.4547 | 2004 | 60.3 | 18.857 | 2004 | 4.0993 | 2.9369
1642 | UG | 22.5 | 9.3076 | unknown | 37.8 | 10.1341 | 2015 | 60.3 | 19.4417 | 2015 | 4.0993 | 2.9674
522 | UG | 75.6 | 20.0884 | 1981 | 0 | 0.49327 | 2006 | 75.6 | 20.5817 | 2006 | 4.3255 | 3.0244
170 | UG | 34.56 | 12.2223 | unknown | 10.44 | 4.4337 | 2001 | 45 | 16.6561 | 2001 | 3.8067 | 2.8128
1312 | UG | 45 | 14.4519 | unknown | 22.5 | 6.0245 | 2013 | 67.5 | 20.4764 | 2013 | 4.2121 | 3.0193
170 | UG | 27.09 | 10.4717 | unknown | 17.91 | 4.883 | 2001 | 45 | 15.3547 | 2001 | 3.8067 | 2.7314
1366 | UG | 45 | 14.4519 | 0 | 29.7 | 5.5737 | 2013 | 74.7 | 20.0256 | 2013 | 4.3135 | 2.997
170 | UG | 22.5 | 9.3076 | unknown | 22.5 | 5.2097 | 2001 | 45 | 14.5173 | 2001 | 3.8067 | 2.6753
1350 | UG | 45 | 14.4519 | 0 | 29.7 | 6.53 | 2013 | 74.7 | 20.9819 | 2013 | 4.3135 | 3.0437
658 | UG | 6.75 | 4.3343 | 1996 | 15.75 | 7.2631 | 2008 | 22.5 | 11.5974 | 2008 | 3.1135 | 2.4508
897 | UG | 22.5 | 9.3076 | 1996 | 22.5 | 6.2372 | 2010 | 45 | 15.5448 | 2010 | 3.8067 | 2.7437
483 | UG | 37.8 | 12.9377 | 1986 | 37.8 | 3.6201 | 2005 | 75.6 | 16.5578 | 2005 | 4.3255 | 2.8069
1494 | UG | 22.5 | 9.3076 | 0 | 37.8 | 6.4297 | 2014 | 60.3 | 15.7373 | 2014 | 4.0993 | 2.756
488 | UG | 171.9 | 33.8382 | 1982 | 0 | 0.40463 | 2006 | 171.9 | 34.2428 | 2006 | 5.1469 | 3.5335
1692 | UG | 171.9 | 33.8382 | 0 | 0 | 2.2188 | 2016 | 171.9 | 36.057 | 2016 | 5.1469 | 3.5851
318 | UG | 42.3 | 13.8952 | 1996 | 0 | 0.76702 | 2001 | 42.3 | 14.6623 | 2001 | 3.7448 | 2.6853
806 | UG | 42.3 | 13.8952 | 1996 | 0 | 0.68948 | 2008 | 42.3 | 14.5847 | 2008 | 3.7448 | 2.68
1495 | UG | 42.3 | 13.8952 | 1996 | 37.8 | 5.1428 | 2014 | 80.1 | 19.0381 | 2014 | 4.3833 | 2.9464
1386 | UG | 84.6 | 21.5752 | 0 | 0 | 0.85934 | 2013 | 84.6 | 22.4345 | 2013 | 4.4379 | 3.1106
928 | UG | 22.5 | 9.3076 | 1992 | 37.8 | 10.3644 | 2010 | 60.3 | 19.6719 | 2010 | 4.0993 | 2.9792
1450 | UG | 60.3 | 17.4023 | 1992 | 24.3 | 5.153 | 2014 | 84.6 | 22.5553 | 2014 | 4.4379 | 3.116
170 | UG | 59.94 | 17.3363 | unknown | 0 | 1.1342 | 2001 | 59.94 | 18.4706 | 2001 | 4.0933 | 2.9162
649 | UG | 59.94 | 17.3363 | 1997 | 22.5 | 5.0181 | 2007 | 82.44 | 22.3544 | 2007 | 4.4121 | 3.107
1203 | UG | 22.5 | 9.3076 | 1977 | 37.8 | 12.4436 | 2012 | 60.3 | 21.7512 | 2012 | 4.0993 | 3.0797
170 | UG | 13.5 | 6.7299 | 1972 | 0 | 2.9005 | 2001 | 13.5 | 9.6304 | 2001 | 2.6027 | 2.2649
363 | UG | 37.8 | 12.9377 | 1975 | 0 | 0.82194 | 2004 | 37.8 | 13.7597 | 2004 | 3.6323 | 2.6217
493 | UG | 37.8 | 12.9377 | 1975 | 37.8 | 3.4003 | 2006 | 75.6 | 16.338 | 2006 | 4.3255 | 2.7935
685 | UG | 75.6 | 20.0884 | 1975 | 0 | 0.94607 | 2007 | 75.6 | 21.0345 | 2007 | 4.3255 | 3.0462
1574 | UG | 37.8 | 12.9377 | 2013 | 37.8 | 6.2662 | 2015 | 75.6 | 19.204 | 2015 | 4.3255 | 2.9551
435 | UG | 15.03 | 7.2046 | 1990 | 29.7 | 3.0774 | 2004 | 44.73 | 10.2819 | 2004 | 3.8006 | 2.3304
652 | UG | 12.15 | 6.2946 | 1986 | 10.35 | 4.3802 | 2007 | 22.5 | 10.6748 | 2007 | 3.1135 | 2.3679
366 | UG | 22.5 | 9.3076 | 1981 | 0 | 0.60208 | 2003 | 22.5 | 9.9096 | 2003 | 3.1135 | 2.2935
1640 | UG | 22.5 | 9.3076 | 1981 | 37.8 | 8.3244 | 2015 | 60.3 | 17.632 | 2015 | 4.0993 | 2.8697
367 | UG | 63 | 17.893 | 1988 | 0 | 0.55589 | 2004 | 63 | 18.4489 | 2004 | 4.1431 | 2.915
650 | UG | 37.8 | 12.9377 | 1981 | 37.8 | 11.8954 | 2007 | 75.6 | 24.8331 | 2007 | 4.3255 | 3.2122
902 | UG | 37.8 | 12.9377 | 2002 | 0 | 0.547 | 2009 | 37.8 | 13.4847 | 2009 | 3.6323 | 2.6016
1202 | UG | 22.5 | 9.3076 | 1989 | 37.8 | 10.745 | 2012 | 60.3 | 20.0526 | 2012 | 4.0993 | 2.9984
1338 | UG | 13.23 | 6.6442 | unknown | 22.5 | 6.6636 | 2013 | 35.73 | 13.3078 | 2013 | 3.576 | 2.5883
212 | UG | 69.12 | 18.9776 | 1978 | 45 | 4.6265 | 2003 | 114.12 | 23.6041 | 2003 | 4.7373 | 3.1614
653 | UG | 114.12 | 26.0898 | 1977 | 0 | 0.56895 | 2007 | 114.12 | 26.6587 | 2007 | 4.7373 | 3.2831
1679 | UG | 114.12 | 26.0898 | 1977 | 0 | 3.0359 | 2016 | 114.12 | 29.1257 | 2016 | 4.7373 | 3.3716
1382 | UG | 60.3 | 17.4023 | unknown | 0 | 2.4484 | 2013 | 60.3 | 19.8508 | 2013 | 4.0993 | 2.9882
1638 | UG | 60.3 | 17.4023 | unknown | 15.3 | 1.4308 | 2015 | 75.6 | 18.8331 | 2015 | 4.3255 | 2.9356
874 | UG | 7.56 | 4.6576 | 1997 | 14.94 | 3.6334 | 2009 | 22.5 | 8.291 | 2009 | 3.1135 | 2.1152
491 | UG | 75.6 | 20.0884 | 1984 | 0 | 0.19252 | 2006 | 75.6 | 20.281 | 2006 | 4.3255 | 3.0097
1396 | UG | 37.8 | 12.9377 | 2009 | 0 | 0.37351 | 2013 | 37.8 | 13.3112 | 2013 | 3.6323 | 2.5886
1597 | UG | 37.8 | 12.9377 | 2009 | 37.8 | 4.2356 | 2015 | 75.6 | 17.1733 | 2015 | 4.3255 | 2.8434
1292 | UG | 25.29 | 10.0245 | unknown | 12.51 | 4.4712 | 2013 | 37.8 | 14.4956 | 2013 | 3.6323 | 2.6738
364 | UG | 80.1 | 20.8394 | 1975 | 0 | 1.3175 | 2004 | 80.1 | 22.1569 | 2004 | 4.3833 | 3.0982
1306 | UG | 37.8 | 12.9377 | 1985 | 37.8 | 5.9849 | 2013 | 75.6 | 18.9226 | 2013 | 4.3255 | 2.9404
858 | UG | 37.8 | 12.9377 | 2009 | 37.8 | 5.4359 | 2010 | 75.6 | 18.3736 | 2010 | 4.3255 | 2.9109
1454 | UG | 75.6 | 20.0884 | 2009 | 0 | 0.45762 | 2013 | 75.6 | 20.5461 | 2013 | 4.3255 | 3.0227
637 | UG | 22.5 | 9.3076 | 1989 | 22.5 | 6.7669 | 2007 | 45 | 16.0745 | 2007 | 3.8067 | 2.7772
1254 | UG | 45 | 14.4519 | 1989 | 30.6 | 6.5284 | 2012 | 75.6 | 20.9803 | 2012 | 4.3255 | 3.0436
734 | UG | 37.8 | 12.9377 | 1974 | 37.8 | 11.2611 | 2011 | 75.6 | 24.1989 | 2011 | 4.3255 | 3.1863
1594 | UG | 75.6 | 20.0884 | 1974 | 0 | 17.2334 | 2017 | 75.6 | 37.3219 | 2017 | 4.3255 | 3.6196
1674 | UG | 25.2 | 10.0018 | 0 | 37.8 | 10.3273 | 2016 | 63 | 20.3291 | 2016 | 4.1431 | 3.0121
711 | UG | 22.5 | 9.3076 | 1976 | 22.5 | 9.2618 | 2009 | 45 | 18.5694 | 2009 | 3.8067 | 2.9215
408 | UG | 84.6 | 21.5752 | 1976 | 0 | 0.58016 | 2004 | 84.6 | 22.1553 | 2004 | 4.4379 | 3.0981
698 | UG | 84.6 | 21.5752 | 1976 | 0 | 1.4407 | 2007 | 84.6 | 23.0159 | 2007 | 4.4379 | 3.1362
696 | UG | 25.2 | 10.0018 | 1981 | 0 | 0.2681 | 2007 | 25.2 | 10.2699 | 2007 | 3.2268 | 2.3292
1636 | UG | 22.5 | 9.3076 | 1981 | 37.8 | 6.6059 | 2015 | 60.3 | 15.9135 | 2015 | 4.0993 | 2.7672
1185 | UG | 63 | 17.893 | 1988 | 0 | 2.8088 | 2011 | 63 | 20.7018 | 2011 | 4.1431 | 3.0302
568 | UG | 75.6 | 20.0884 | 1978 | 0 | 0.028819 | 2006 | 75.6 | 20.1173 | 2006 | 4.3255 | 3.0016
853 | UG | 45 | 14.4519 | 1991 | 30.6 | 4.2556 | 2009 | 75.6 | 18.7075 | 2009 | 4.3255 | 2.9289
1201 | UG | 25.2 | 10.0018 | unknown | 37.8 | 7.6365 | 2012 | 63 | 17.6383 | 2012 | 4.1431 | 2.8701
654 | UG | 22.5 | 9.3076 | 1976 | 0 | 0.73673 | 2007 | 22.5 | 10.0443 | 2007 | 3.1135 | 2.307
1394 | UG | 22.5 | 9.3076 | 1976 | 37.8 | 5.0058 | 2014 | 60.3 | 14.3133 | 2014 | 4.0993 | 2.6612
1294 | UG | 13.41 | 6.7014 | 0 | 22.5 | 4.562 | 2014 | 35.91 | 11.2634 | 2014 | 3.581 | 2.4216
1670 | UG | 75.6 | 20.0884 | 0 | 0 | 2.7944 | 2016 | 75.6 | 22.8828 | 2016 | 4.3255 | 3.1304
579 | UG | 27 | 10.4496 | unknown | 27 | 3.6516 | 2008 | 54 | 14.1012 | 2008 | 3.989 | 2.6463
1670 | UG | 63.09 | 17.9092 | 0 | 37.8 | 18.3637 | 2016 | 100.89 | 36.2729 | 2016 | 4.614 | 3.5911
1083 | UG | 37.8 | 12.9377 | 1981 | 45 | 7.4125 | 2011 | 82.8 | 20.3502 | 2011 | 4.4164 | 3.0131
552 | UG | 37.8 | 12.9377 | 1991 | 0 | 1.1458 | 2006 | 37.8 | 14.0835 | 2006 | 3.6323 | 2.645
1311 | UG | 37.8 | 12.9377 | 1991 | 37.8 | 5.9841 | 2013 | 75.6 | 18.9219 | 2013 | 4.3255 | 2.9403
1078 | UG | 64.35 | 18.1355 | 1957 | 0 | 1.0936 | 2011 | 64.35 | 19.2291 | 2011 | 4.1643 | 2.9564
495 | UG | 37.44 | 12.8594 | 1982 | 37.44 | 3.5908 | 2006 | 74.88 | 16.4502 | 2006 | 4.3159 | 2.8003
383 | UG | 54 | 16.2251 | 1984 | 45 | 3.9502 | 2005 | 99 | 20.1753 | 2005 | 4.5951 | 3.0045
1020 | UG | 29.97 | 11.1653 | 1977 | 45 | 7.345 | 2010 | 74.97 | 18.5102 | 2010 | 4.3171 | 2.9183
1364 | UG | 29.7 | 11.1013 | 0 | 45 | 8.7951 | 2013 | 74.7 | 19.8964 | 2013 | 4.3135 | 2.9905
503 | UG | 45 | 14.4519 | 1972 | 45 | 3.8033 | 2007 | 90 | 18.2552 | 2007 | 4.4998 | 2.9044
925 | UG | 90 | 22.4395 | 1972 | 0 | 3.3165 | 2011 | 90 | 25.7559 | 2011 | 4.4998 | 3.2487
821 | UG | 45 | 14.4519 | 2006 | 45 | 9.4177 | 2011 | 90 | 23.8696 | 2011 | 4.4998 | 3.1726
486 | UG | 11.97 | 6.2352 | 1993 | 2.43 | 0.34692 | 2005 | 14.4 | 6.5821 | 2005 | 2.6672 | 1.8844
779 | UG | 14.4 | 7.0114 | 1993 | 23.04 | 0.91576 | 2008 | 37.44 | 7.9271 | 2008 | 3.6227 | 2.0703
1416 | UG | 37.44 | 12.8594 | 1993 | 0 | 1.4182 | 2014 | 37.44 | 14.2775 | 2014 | 3.6227 | 2.6587
554 | UG | 119.88 | 26.9181 | 1968 | 0 | 1.0611 | 2006 | 119.88 | 27.9792 | 2006 | 4.7865 | 3.3315
1581 | UG | 11.7 | 6.1455 | unknown | 33.3 | 5.3848 | 2015 | 45 | 11.5304 | 2015 | 3.8067 | 2.445
880 | UG | 29.7 | 11.1013 | 1966 | 30.24 | 4.5764 | 2010 | 59.94 | 15.6777 | 2010 | 4.0933 | 2.7522
1047 | UG | 14.4 | 7.0114 | 1965 | 15.3 | 6.2586 | 2012 | 29.7 | 13.27 | 2012 | 3.3911 | 2.5855
1045 | UG | 69.84 | 19.1029 | 1971 | 21.6 | 3.8009 | 2011 | 91.44 | 22.9038 | 2011 | 4.5157 | 3.1313
1616 | UG | 74.88 | 19.9668 | unknown | 0 | 0.84819 | 2015 | 74.88 | 20.815 | 2015 | 4.3159 | 3.0357
362 | UG | 84.6 | 21.5752 | 1971 | 0 | 0.78848 | 2004 | 84.6 | 22.3637 | 2004 | 4.4379 | 3.1074
924 | UG | 90 | 22.4395 | 1982 | 0 | 1.4264 | 2010 | 90 | 23.8659 | 2010 | 4.4998 | 3.1724
1241 | UG | 37.44 | 12.8594 | unknown | 0 | 2.625 | 2012 | 37.44 | 15.4844 | 2012 | 3.6227 | 2.7398
438 | UG | 27 | 10.4496 | 1978 | 1.503 | 0.18095 | 2004 | 28.503 | 10.6305 | 2004 | 3.35 | 2.3637
748 | UG | 37.53 | 12.879 | 1995 | 0 | 0.38858 | 2008 | 37.53 | 13.2676 | 2008 | 3.6251 | 2.5853
1319 | UG | 36 | 12.5432 | 0 | 19.44 | 3.2377 | 2014 | 55.44 | 15.7809 | 2014 | 4.0153 | 2.7588
892 | UG | 27 | 10.4496 | 1972 | 13.5 | 3.2491 | 2011 | 40.5 | 13.6987 | 2011 | 3.7013 | 2.6173
504 | UG | 11.97 | 6.2352 | 2007 | 22.5 | 2.1923 | 2006 | 34.47 | 8.4275 | 2007 | 3.5401 | 2.1315
618 | UG | 22.5 | 9.3076 | 1995 | 14.94 | 2.3465 | 2006 | 37.44 | 11.654 | 2006 | 3.6227 | 2.4557
712 | UG | 14.94 | 7.1771 | 1980 | 14.94 | 7.8904 | 2011 | 29.88 | 15.0676 | 2011 | 3.3972 | 2.7125
726 | UG | 119.7 | 26.8925 | 1982 | 0 | 1.0316 | 2008 | 119.7 | 27.9241 | 2008 | 4.785 | 3.3295
530 | UG | 37.44 | 12.8594 | 1982 | 37.44 | 4.5023 | 2006 | 74.88 | 17.3616 | 2006 | 4.3159 | 2.8543
755 | UG | 23.4 | 9.5422 | 1983 | 0 | 0.74649 | 2008 | 23.4 | 10.2887 | 2008 | 3.1527 | 2.331
1081 | UG | 23.4 | 9.5422 | 1983 | 0 | 0.74616 | 2010 | 23.4 | 10.2884 | 2010 | 3.1527 | 2.331
307 | UG | 11.97 | 6.2352 | 1985 | 1.98 | 2.5231 | 2003 | 13.95 | 8.7583 | 2003 | 2.6355 | 2.17
1466 | UG | 13.95 | 6.8715 | 1985 | 8.55 | 4.6348 | 2015 | 22.5 | 11.5063 | 2015 | 3.1135 | 2.4429
1091 | UG | 22.5 | 9.3076 | 1982 | 37.8 | 7.6638 | 2011 | 60.3 | 16.9714 | 2011 | 4.0993 | 2.8315
666 | UG | 37.44 | 12.8594 | 1987 | 37.8 | 3.7978 | 2008 | 75.24 | 16.6572 | 2008 | 4.3207 | 2.8128
556 | UG | 11.97 | 6.2352 | 1985 | 22.5 | 4.1694 | 2007 | 34.47 | 10.4046 | 2007 | 3.5401 | 2.3422
452 | UG | 14.4 | 7.0114 | 1986 | 0 | 3.4437 | 2005 | 14.4 | 10.4551 | 2005 | 2.6672 | 2.3471
613 | UG | 22.5 | 9.3076 | 1999 | 0 | 0.43132 | 2006 | 22.5 | 9.7389 | 2006 | 3.1135 | 2.2761
778 | UG | 74.88 | 19.9668 | 1988 | 0 | 0.48701 | 2008 | 74.88 | 20.4538 | 2008 | 4.3159 | 3.0182
1571 | UG | 74.88 | 19.9668 | 1988 | 0 | 1.592 | 2016 | 74.88 | 21.5588 | 2016 | 4.3159 | 3.0708
525 | UG | 154.8 | 31.6607 | 1995 | 45 | 2.1078 | 2006 | 199.8 | 33.7686 | 2006 | 5.2973 | 3.5195
1324 | UG | 90 | 22.4395 | 2012 | 0 | 2.2693 | 2014 | 90 | 24.7088 | 2014 | 4.4998 | 3.2072
511 | UG | 225 | 40.1436 | 2004 | 0 | 0.42904 | 2004 | 225 | 40.5727 | 2004 | 5.4161 | 3.7031
1094 | UG | 225 | 40.1436 | 2004 | 0 | 1.0646 | 2011 | 225 | 41.2083 | 2011 | 5.4161 | 3.7186
775 | UG | 14.94 | 7.1771 | 2002 | 0 | 1.4059 | 2008 | 14.94 | 8.583 | 2008 | 2.704 | 2.1498
1646 | UG | 7.2 | 4.5156 | unknown | 14.94 | 6.6896 | 2016 | 22.14 | 11.2052 | 2016 | 3.0974 | 2.4164
467 | UG | 11.97 | 6.2352 | 1996 | 31.5 | 3.4855 | 2005 | 43.47 | 9.7207 | 2005 | 3.7721 | 2.2743
437 | UG | 42.03 | 13.8389 | 2001 | 45 | 3.6314 | 2008 | 87.03 | 17.4703 | 2008 | 4.4663 | 2.8605
1233 | UG | 87.03 | 21.9665 | 2001 | 0 | 3.8904 | 2011 | 87.03 | 25.8569 | 2011 | 4.4663 | 3.2526
361 | UG | 27.9 | 10.6694 | 1986 | 32.4 | 1.172 | 2002 | 60.3 | 11.8413 | 2002 | 4.0993 | 2.4716
645 | UG | 60.3 | 17.4023 | 1986 | 0 | 0.22668 | 2006 | 60.3 | 17.629 | 2006 | 4.0993 | 2.8695
720 | UG | 36.9 | 12.7413 | 1974 | 13.5 | 3.2147 | 2009 | 50.4 | 15.956 | 2009 | 3.92 | 2.7698
1554 | UG | 22.5 | 9.3076 | 2013 | 22.5 | 4.0041 | 2015 | 45 | 13.3117 | 2015 | 3.8067 | 2.5886
1570 | UG | 22.5 | 9.3076 | 0 | 22.5 | 5.7129 | 2016 | 45 | 15.0204 | 2016 | 3.8067 | 2.7094
1280 | UG | 22.5 | 9.3076 | 0 | 22.5 | 3.9567 | 2013 | 45 | 13.2643 | 2013 | 3.8067 | 2.5851
659 | UG | 134.46 | 28.9525 | 1974 | 0 | 0.19039 | 2006 | 134.46 | 29.1429 | 2006 | 4.9013 | 3.3722
1240 | UG | 15.03 | 7.2046 | 0 | 0 | 2.4762 | 2013 | 15.03 | 9.6808 | 2013 | 2.71 | 2.2701
317 | UG | 42.3 | 13.8952 | 1978 | 37.8 | 3.7336 | 2002 | 80.1 | 17.6289 | 2002 | 4.3833 | 2.8695
1510 | UG | 80.1 | 20.8394 | 1978 | 0 | 1.0378 | 2014 | 80.1 | 21.8773 | 2014 | 4.3833 | 3.0854
1678 | UG | 450 | 62.3311 | 0 | 0 | 0.18769 | 2015 | 450 | 62.5188 | 2015 | 6.1092 | 4.1355
409 | UG | 56.7 | 16.7355 | unknown | 56.7 | 6.95 | 2004 | 113.4 | 23.6855 | 2004 | 4.7309 | 3.1649
620 | UG | 120.06 | 26.9438 | unknown | 0 | 0.052327 | 2006 | 120.06 | 26.9961 | 2006 | 4.788 | 3.2957
1085 | UG | 120.06 | 26.9438 | unknown | 0 | 0.079312 | 2010 | 120.06 | 27.0231 | 2010 | 4.788 | 3.2967
589 | UG | 81 | 20.9878 | 1974 | 14.4 | 0.032007 | 2005 | 95.4 | 21.0198 | 2005 | 4.5581 | 3.0455
836 | UG | 95.4 | 23.285 | 1974 | 0 | 0.20825 | 2008 | 95.4 | 23.4932 | 2008 | 4.5581 | 3.1567
1417 | UG | 90 | 22.4395 | 0 | 0 | 0.36632 | 2013 | 90 | 22.8058 | 2013 | 4.4998 | 3.127
1575 | UG | 261.72 | 44.1868 | 0 | 0 | 0.084606 | 2014 | 261.72 | 44.2714 | 2014 | 5.5673 | 3.7903
1480 | UG | 180 | 34.8418 | 0 | 0 | 1.4186 | 2015 | 180 | 36.2604 | 2015 | 5.193 | 3.5907
1644 | UG | 720 | 83.9994 | 0 | 45 | 6.4882 | 2016 | 765 | 90.4876 | 2016 | 6.6399 | 4.5052
1276 | UG | 154.8 | 31.6607 | unknown | 0 | 0.69755 | 2012 | 154.8 | 32.3583 | 2012 | 5.0421 | 3.4769
823 | UG | 54 | 16.2251 | unknown | 36 | 12.9391 | 2009 | 90 | 29.1641 | 2009 | 4.4998 | 3.3729
1601 | UG | 120.24 | 26.9694 | 0 | 0 | 4.0095 | 2015 | 120.24 | 30.9789 | 2015 | 4.7895 | 3.4333
1046 | UG | 54 | 16.2251 | unknown | 45 | 13.8381 | 2011 | 99 | 30.0632 | 2011 | 4.5951 | 3.4033
873 | UG | 69.03 | 18.9619 | unknown | 45 | 10.835 | 2011 | 114.03 | 29.797 | 2011 | 4.7365 | 3.3944
630 | UG | 101.97 | 24.2905 | unknown | 0 | 0.76182 | 2007 | 101.97 | 25.0523 | 2007 | 4.6247 | 3.221
1107 | UG | 45 | 14.4519 | 2010 | 45 | 7.7 | 2014 | 90 | 22.1519 | 2014 | 4.4998 | 3.0979
682 | UG | 27 | 10.4496 | 2005 | 27 | 4.2252 | 2009 | 54 | 14.6748 | 2009 | 3.989 | 2.6861
677 | UG | 279 | 46.0171 | unknown | 45 | 5.9673 | 2009 | 324 | 51.9844 | 2009 | 5.7807 | 3.9509
643 | UG | 77.4 | 20.3907 | unknown | 42.57 | 4.4087 | 2009 | 119.97 | 24.7994 | 2009 | 4.7872 | 3.2108
* Type is either Greenfield (“GF”) or Upgrade (“UG”), where Upgrade refers to additional facilities that increase the capacity of an existing Greenfield project
** For Iteration 10, Greenfield Cost for an Upgrade project is estimated using the Iteration 9 power curve for greenfield and upgrade projects

## GF + UG Iteration 11
Alberta Electric System Operator
2018 ISO Tariff Application
Appendix X - Option 4 POD Cost Function
Eleventh-Interation Calculation of Power Curve for Greenfield and Upgrade Projects
September 14, 2017 |  | INSTALLED
Project | Type * | Greenfield MW | Greenfield Cost ** | Greenfield Year | Upgrade MW | Upgrade Cost | Upgrade Year | Total MW | Total Cost | Total Year | LN(MW) | LN(Cost) |  | ln(y)=m*ln(x) + b Linear Regression
476 | GF | 22.5 | 16.8618 | 2006 |  |  |  | 22.5 | 16.8618 | 2006 | 3.1135 | 2.8251 | m | 0.63485 | 0.25414 | b
478 | GF | 15.03 | 6.0182 | 2006 |  |  |  | 15.03 | 6.0182 | 2006 | 2.71 | 1.7948 | se | 0.028811 | 0.11499 | seb
473 | GF | 45 | 14.999 | 2006 |  |  |  | 45 | 14.999 | 2006 | 3.8067 | 2.708 | R2 | 0.63178 | 0.35355 | sev
1042 | GF | 22.5 | 11.1648 | 2011 |  |  |  | 22.5 | 11.1648 | 2011 | 3.1135 | 2.4128 | F | 485.5627 | 283 | df
443 | GF | 35.1 | 11.7056 | 2004 |  |  |  | 35.1 | 11.7056 | 2004 | 3.5582 | 2.4601 | ssreg | 60.6949 | 35.3747 | ssresid
1195 | GF | 45 | 31.6599 | 2012 |  |  |  | 45 | 31.6599 | 2012 | 3.8067 | 3.4551
420 | GF | 22.5 | 9.6396 | 2004 |  |  |  | 22.5 | 9.6396 | 2004 | 3.1135 | 2.2659 |  | y=cx^m, where c=e^b
440 | GF | 37.8 | 17.2269 | 2007 |  |  |  | 37.8 | 17.2269 | 2007 | 3.6323 | 2.8465 | m | 0.63485 | 0.003531% | change
1102 | GF | 45 | 16.2936 | 2012 |  |  |  | 45 | 16.2936 | 2012 | 3.8067 | 2.7908 | c | 1.2894 | -0.008883% | from
324 | GF | 22.5 | 8.9094 | 2003 |  |  |  | 22.5 | 8.9094 | 2003 | 3.1135 | 2.1871 |  |  |  | prior
1103 | GF | 23.4 | 17.2995 | 2012 |  |  |  | 23.4 | 17.2995 | 2012 | 3.1527 | 2.8507 |  |  |  | iteration
386 | GF | 14.94 | 9.9511 | 2004 |  |  |  | 14.94 | 9.9511 | 2004 | 2.704 | 2.2977
80 | GF | 14.94 | 6.0754 | 2001 |  |  |  | 14.94 | 6.0754 | 2001 | 2.704 | 1.8042
1052 | GF | 37.8 | 10.9027 | 2013 |  |  |  | 37.8 | 10.9027 | 2013 | 3.6323 | 2.389
347 | GF | 75.6 | 9.3005 | 2004 |  |  |  | 75.6 | 9.3005 | 2004 | 4.3255 | 2.2301
1358 | GF | 59.4 | 13.0727 | 2013 |  |  |  | 59.4 | 13.0727 | 2013 | 4.0843 | 2.5705
584 | GF | 37.8 | 34.9037 | 2012 |  |  |  | 37.8 | 34.9037 | 2012 | 3.6323 | 3.5526
422 | GF | 45 | 13.6508 | 2004 |  |  |  | 45 | 13.6508 | 2004 | 3.8067 | 2.6138
944 | GF | 135 | 26.8161 | 2011 |  |  |  | 135 | 26.8161 | 2011 | 4.9053 | 3.289
387 | GF | 14.94 | 9.5131 | 2004 |  |  |  | 14.94 | 9.5131 | 2004 | 2.704 | 2.2527
587 | GF | 22.5 | 20.2415 | 2007 |  |  |  | 22.5 | 20.2415 | 2007 | 3.1135 | 3.0077
585 | GF | 37.8 | 11.2912 | 2008 |  |  |  | 37.8 | 11.2912 | 2008 | 3.6323 | 2.424
831 | GF | 37.8 | 20.9656 | 2011 |  |  |  | 37.8 | 20.9656 | 2011 | 3.6323 | 3.0429
340 | GF | 45 | 13.3096 | 2002 |  |  |  | 45 | 13.3096 | 2002 | 3.8067 | 2.5885
334 | GF | 22.5 | 7.9464 | 2003 |  |  |  | 22.5 | 7.9464 | 2003 | 3.1135 | 2.0727
343 | GF | 22.5 | 13.9997 | 2006 |  |  |  | 22.5 | 13.9997 | 2006 | 3.1135 | 2.639
358 | GF | 35.1 | 7.2249 | 2004 |  |  |  | 35.1 | 7.2249 | 2004 | 3.5582 | 1.9775
702 | GF | 37.8 | 5.2102 | 2008 |  |  |  | 37.8 | 5.2102 | 2008 | 3.6323 | 1.6506
526 | GF | 22.5 | 13.7588 | 2009 |  |  |  | 22.5 | 13.7588 | 2009 | 3.1135 | 2.6217
288 | GF | 22.5 | 4.4534 | 2001 |  |  |  | 22.5 | 4.4534 | 2001 | 3.1135 | 1.4937
851 | GF | 29.97 | 12.9318 | 2016 |  |  |  | 29.97 | 12.9318 | 2016 | 3.4002 | 2.5597
648 | GF | 45 | 18.253 | 2009 |  |  |  | 45 | 18.253 | 2009 | 3.8067 | 2.9043
855 | GF | 37.8 | 28.6671 | 2013 |  |  |  | 37.8 | 28.6671 | 2013 | 3.6323 | 3.3557
700 | GF | 37.8 | 7.0658 | 2008 |  |  |  | 37.8 | 7.0658 | 2008 | 3.6323 | 1.9553
683 | GF | 90 | 16.0323 | 2011 |  |  |  | 90 | 16.0323 | 2011 | 4.4998 | 2.7746
559 | GF | 360 | 56.8595 | 2014 |  |  |  | 360 | 56.8595 | 2014 | 5.8861 | 4.0406
1074 | GF | 90 | 43.1388 | 2012 |  |  |  | 90 | 43.1388 | 2012 | 4.4998 | 3.7644
34 | GF | 45 | 7.5134 | 1999 |  |  |  | 45 | 7.5134 | 1999 | 3.8067 | 2.0167
433 | GF | 90 | 22.3083 | 2005 |  |  |  | 90 | 22.3083 | 2005 | 4.4998 | 3.105
79A | GF | 37.44 | 5.0823 | 2001 |  |  |  | 37.44 | 5.0823 | 2001 | 3.6227 | 1.6258
10A | GF | 22.5 | 8.916 | 1998 |  |  |  | 22.5 | 8.916 | 1998 | 3.1135 | 2.1878
345 | GF | 45 | 8.369 | 2004 |  |  |  | 45 | 8.369 | 2004 | 3.8067 | 2.1245
1049 | GF | 90 | 54.5518 | 2011 |  |  |  | 90 | 54.5518 | 2011 | 4.4998 | 3.9992
230 | GF | 45 | 10.7399 | 2003 |  |  |  | 45 | 10.7399 | 2003 | 3.8067 | 2.374
79B | GF | 14.94 | 3.3788 | 2001 |  |  |  | 14.94 | 3.3788 | 2001 | 2.704 | 1.2175
10B | GF | 22.5 | 9.7991 | 1999 |  |  |  | 22.5 | 9.7991 | 1999 | 3.1135 | 2.2823
8 | GF | 42.03 | 11.9841 | 2000 |  |  |  | 42.03 | 11.9841 | 2000 | 3.7384 | 2.4836
487 | GF | 37.44 | 16.8138 | 2009 |  |  |  | 37.44 | 16.8138 | 2009 | 3.6227 | 2.8222
385 | GF | 14.94 | 8.5881 | 2004 |  |  |  | 14.94 | 8.5881 | 2004 | 2.704 | 2.1504
865 | GF | 29.97 | 8.6092 | 2016 |  |  |  | 29.97 | 8.6092 | 2016 | 3.4002 | 2.1528
863 | GF | 29.97 | 8.2434 | 2016 |  |  |  | 29.97 | 8.2434 | 2016 | 3.4002 | 2.1094
527 | GF | 22.5 | 6.9319 | 2008 |  |  |  | 22.5 | 6.9319 | 2008 | 3.1135 | 1.9361
595 | GF | 37.8 | 19.0874 | 2008 |  |  |  | 37.8 | 19.0874 | 2008 | 3.6323 | 2.949
528 | GF | 22.5 | 5.2658 | 2008 |  |  |  | 22.5 | 5.2658 | 2008 | 3.1135 | 1.6612
529 | GF | 22.5 | 7.7922 | 2008 |  |  |  | 22.5 | 7.7922 | 2008 | 3.1135 | 2.0531
1095 | GF | 22.5 | 11.9234 | 2012 |  |  |  | 22.5 | 11.9234 | 2012 | 3.1135 | 2.4785
561 | GF | 135 | 58.1001 | 2011 |  |  |  | 135 | 58.1001 | 2011 | 4.9053 | 4.0622
1018 | GF | 22.5 | 10.6346 | 2013 |  |  |  | 22.5 | 10.6346 | 2013 | 3.1135 | 2.3641
360 | GF | 37.8 | 7.1175 | 2005 |  |  |  | 37.8 | 7.1175 | 2005 | 3.6323 | 1.9626
1106 | GF | 22.5 | 20.2179 | 2013 |  |  |  | 22.5 | 20.2179 | 2013 | 3.1135 | 3.0066
899 | GF | 45 | 15.1725 | 2011 |  |  |  | 45 | 15.1725 | 2011 | 3.8067 | 2.7195
1191 | GF | 14.94 | 12.6281 | 2012 |  |  |  | 14.94 | 12.6281 | 2012 | 2.704 | 2.5359
1115 | GF | 22.5 | 24.3628 | 2013 |  |  |  | 22.5 | 24.3628 | 2013 | 3.1135 | 3.1931
1053 | GF | 14.94 | 14.7144 | 2012 |  |  |  | 14.94 | 14.7144 | 2012 | 2.704 | 2.6888
864 | GF | 29.97 | 9.8258 | 2013 |  |  |  | 29.97 | 9.8258 | 2013 | 3.4002 | 2.285
834 | GF | 45 | 25.7984 | 2011 |  |  |  | 45 | 25.7984 | 2011 | 3.8067 | 3.2503
722 | GF | 22.5 | 13.5015 | 2009 |  |  |  | 22.5 | 13.5015 | 2009 | 3.1135 | 2.6028
927 | GF | 67.5 | 25.8871 | 2011 |  |  |  | 67.5 | 25.8871 | 2011 | 4.2121 | 3.2537
1068 | GF | 22.5 | 26.9182 | 2012 |  |  |  | 22.5 | 26.9182 | 2012 | 3.1135 | 3.2928
506 | GF | 113.4 | 19.7523 | 2007 |  |  |  | 113.4 | 19.7523 | 2007 | 4.7309 | 2.9833
456 | GF | 45 | 17.647 | 2009 |  |  |  | 45 | 17.647 | 2009 | 3.8067 | 2.8706
130 | GF | 45 | 8.437 | 2000 |  |  |  | 45 | 8.437 | 2000 | 3.8067 | 2.1326
308 | GF | 54 | 8.8754 | 2006 |  |  |  | 54 | 8.8754 | 2006 | 3.989 | 2.1833
829 | GF | 45 | 27.7611 | 2012 |  |  |  | 45 | 27.7611 | 2012 | 3.8067 | 3.3236
425 | GF | 27 | 11.7254 | 2008 |  |  |  | 27 | 11.7254 | 2008 | 3.2958 | 2.4618
333 | GF | 27 | 7.5607 | 2004 |  |  |  | 27 | 7.5607 | 2004 | 3.2958 | 2.023
769 | GF | 135 | 33.576 | 2009 |  |  |  | 135 | 33.576 | 2009 | 4.9053 | 3.5138
948 | GF | 225 | 12.6537 | 2014 |  |  |  | 225 | 12.6537 | 2014 | 5.4161 | 2.5379
1128 | GF | 225 | 63.5562 | 2013 |  |  |  | 225 | 63.5562 | 2013 | 5.4161 | 4.1519
1214 | GF | 90 | 22.6317 | 2013 |  |  |  | 90 | 22.6317 | 2013 | 4.4998 | 3.1194
1225 | GF | 37.8 | 18.6367 | 2014 |  |  |  | 37.8 | 18.6367 | 2014 | 3.6323 | 2.9251
1263 | GF | 27 | 19.6117 | 2015 |  |  |  | 27 | 19.6117 | 2015 | 3.2958 | 2.9761
1309 | GF | 45 | 16.1093 | 2014 |  |  |  | 45 | 16.1093 | 2014 | 3.8067 | 2.7794
1349 | GF | 29.7 | 8.968 | 2014 |  |  |  | 29.7 | 8.968 | 2014 | 3.3911 | 2.1937
1358 | GF | 59.4 | 13.0727 | 2013 |  |  |  | 59.4 | 13.0727 | 2013 | 4.0843 | 2.5705
1404 | GF | 150.984 | 35.2763 | 2016 |  |  |  | 150.984 | 35.2763 | 2016 | 5.0172 | 3.5632
1482 | GF | 90 | 18.7658 | 2015 |  |  |  | 90 | 18.7658 | 2015 | 4.4998 | 2.932
1515 | GF | 37.8 | 12.9927 | 2015 |  |  |  | 37.8 | 12.9927 | 2015 | 3.6323 | 2.5644
1618 | GF | 45 | 15.966 | 2016 |  |  |  | 45 | 15.966 | 2016 | 3.8067 | 2.7705
1634 | GF | 45 | 17.1728 | 2015 |  |  |  | 45 | 17.1728 | 2015 | 3.8067 | 2.8433
1258 | GF | 75.6 | 53.5183 | 2016 |  |  |  | 75.6 | 53.5183 | 2016 | 4.3255 | 3.98
1284 | GF | 37.8 | 7.0843 | 2013 |  |  |  | 37.8 | 7.0843 | 2013 | 3.6323 | 1.9579
Pre-01 | GF | 6.75 | 2.4934 | 1989 |  |  |  | 6.75 | 2.4934 | 1989 | 1.9095 | 0.91364
Pre-02 | GF | 4.5 | 1.494 | 1986 |  |  |  | 4.5 | 1.494 | 1986 | 1.5041 | 0.40147
Pre-03 | GF | 10.08 | 1.9369 | 1989 |  |  |  | 10.08 | 1.9369 | 1989 | 2.3106 | 0.66111
Pre-04 | GF | 13.5 | 8.5265 | 1990 |  |  |  | 13.5 | 8.5265 | 1990 | 2.6027 | 2.1432
Pre-05 | GF | 16.11 | 4.0522 | 1987 |  |  |  | 16.11 | 4.0522 | 1987 | 2.7794 | 1.3993
Pre-06 | GF | 29.88 | 9.6482 | 1988 |  |  |  | 29.88 | 9.6482 | 1988 | 3.3972 | 2.2668
Pre-07 | GF | 22.5 | 5.0294 | 1996 |  |  |  | 22.5 | 5.0294 | 1996 | 3.1135 | 1.6153
Pre-08 | GF | 37.8 | 6.3729 | 1986 |  |  |  | 37.8 | 6.3729 | 1986 | 3.6323 | 1.8521
Pre-09 | GF | 22.5 | 2.9443 | 1996 |  |  |  | 22.5 | 2.9443 | 1996 | 3.1135 | 1.0799
Pre-10 | GF | 22.5 | 13.4811 | 1989 |  |  |  | 22.5 | 13.4811 | 1989 | 3.1135 | 2.6013
Pre-11 | GF | 26.91 | 2.9102 | 1986 |  |  |  | 26.91 | 2.9102 | 1986 | 3.2925 | 1.0682
Pre-12 | GF | 37.8 | 9.8907 | 1992 |  |  |  | 37.8 | 9.8907 | 1992 | 3.6323 | 2.2916
Pre-13 | GF | 13.41 | 5.9446 | 1989 |  |  |  | 13.41 | 5.9446 | 1989 | 2.596 | 1.7825
Pre-14 | GF | 74.7 | 7.1936 | 1990 |  |  |  | 74.7 | 7.1936 | 1990 | 4.3135 | 1.9732
Pre-15 | GF | 90 | 17.5945 | 1989 |  |  |  | 90 | 17.5945 | 1989 | 4.4998 | 2.8676
Pre-16 | GF | 168.75 | 14.0262 | 1987 |  |  |  | 168.75 | 14.0262 | 1987 | 5.1284 | 2.6409
Pre-17 | GF | 90 | 14.2199 | 1998 |  |  |  | 90 | 14.2199 | 1998 | 4.4998 | 2.6546
Pre-18 | GF | 202.5 | 23.4475 | 1989 |  |  |  | 202.5 | 23.4475 | 1989 | 5.3107 | 3.1548
1184 | UG | 45 | 14.4518 | 2013 | 45 | 18.8693 | 2012 | 90 | 33.3212 | 2013 | 4.4998 | 3.5062
1481 | UG | 90 | 22.4402 | 2013 | 0 | 1.1114 | 2014 | 90 | 23.5516 | 2014 | 4.4998 | 3.1592
457 | UG | 22.5 | 9.3072 | 1990 | 22.5 | 3.2891 | 2006 | 45 | 12.5963 | 2006 | 3.8067 | 2.5334
407 | UG | 73.8 | 19.7839 | 1982 | 0 | 0.60107 | 2004 | 73.8 | 20.385 | 2004 | 4.3014 | 3.0148
706 | UG | 22.5 | 9.3072 | 1984 | 37.8 | 5.8346 | 2008 | 60.3 | 15.1418 | 2008 | 4.0993 | 2.7175
1070 | UG | 60.3 | 17.4026 | 1984 | 0 | 0.83608 | 2011 | 60.3 | 18.2386 | 2011 | 4.0993 | 2.9035
1264 | UG | 60.3 | 17.4026 | 1984 | 15.3 | 8.0579 | 2013 | 75.6 | 25.4604 | 2013 | 4.3255 | 3.2371
1208 | UG | 37.8 | 12.9376 | 1961 | 0 | 2.7992 | 2012 | 37.8 | 15.7368 | 2012 | 3.6323 | 2.756
655 | UG | 47.79 | 15.0144 | 1974 | 0 | 0.756 | 2007 | 47.79 | 15.7704 | 2007 | 3.8668 | 2.7581
733 | UG | 37.8 | 12.9376 | 2007 | 37.8 | 6.8611 | 2009 | 75.6 | 19.7987 | 2009 | 4.3255 | 2.9856
7 | UG | 22.5 | 9.3072 | 0 | 37.8 | 4.0239 | 2016 | 60.3 | 13.3311 | 2016 | 4.0993 | 2.5901
1569 | UG | 47.79 | 15.0144 | 1997 | 15.3 | 3.7373 | 2015 | 63.09 | 18.7517 | 2015 | 4.1446 | 2.9313
401 | UG | 2.7 | 2.4225 | 1986 | 6.3 | 0.36204 | 2004 | 9 | 2.7845 | 2004 | 2.1972 | 1.0241
1412 | UG | 9 | 5.2023 | 1986 | 3.6 | 4.3575 | 2015 | 12.6 | 9.5598 | 2015 | 2.5337 | 2.2576
1318 | UG | 80.1 | 20.84 | 1997 | 0 | 1.6878 | 2013 | 80.1 | 22.5278 | 2013 | 4.3833 | 3.1148
1194 | UG | 22.5 | 9.3072 | 1980 | 0 | 1.6086 | 2011 | 22.5 | 10.9158 | 2011 | 3.1135 | 2.3902
801 | UG | 37.8 | 12.9376 | 2008 | 37.8 | 6.3106 | 2009 | 75.6 | 19.2482 | 2009 | 4.3255 | 2.9574
804 | UG | 25.2 | 10.0015 | 1982 | 22.5 | 15.1771 | 2009 | 47.7 | 25.1786 | 2009 | 3.8649 | 3.226
365 | UG | 22.5 | 9.3072 | 1982 | 0 | 0.59607 | 2003 | 22.5 | 9.9033 | 2003 | 3.1135 | 2.2929
708 | UG | 22.5 | 9.3072 | 1982 | 22.5 | 6.8375 | 2007 | 45 | 16.1447 | 2007 | 3.8067 | 2.7816
1568 | UG | 45 | 14.4518 | 1997 | 30.6 | 3.5849 | 2015 | 75.6 | 18.0367 | 2015 | 4.3255 | 2.8924
398 | UG | 60.3 | 17.4026 | 1981 | 0 | 1.4547 | 2004 | 60.3 | 18.8572 | 2004 | 4.0993 | 2.9369
1642 | UG | 22.5 | 9.3072 | unknown | 37.8 | 10.1341 | 2015 | 60.3 | 19.4413 | 2015 | 4.0993 | 2.9674
522 | UG | 75.6 | 20.0889 | 1981 | 0 | 0.49327 | 2006 | 75.6 | 20.5822 | 2006 | 4.3255 | 3.0244
170 | UG | 34.56 | 12.2221 | unknown | 10.44 | 4.4337 | 2001 | 45 | 16.6559 | 2001 | 3.8067 | 2.8128
1312 | UG | 45 | 14.4518 | unknown | 22.5 | 6.0245 | 2013 | 67.5 | 20.4763 | 2013 | 4.2121 | 3.0193
170 | UG | 27.09 | 10.4714 | unknown | 17.91 | 4.883 | 2001 | 45 | 15.3544 | 2001 | 3.8067 | 2.7314
1366 | UG | 45 | 14.4518 | 0 | 29.7 | 5.5737 | 2013 | 74.7 | 20.0255 | 2013 | 4.3135 | 2.997
170 | UG | 22.5 | 9.3072 | unknown | 22.5 | 5.2097 | 2001 | 45 | 14.5169 | 2001 | 3.8067 | 2.6753
1350 | UG | 45 | 14.4518 | 0 | 29.7 | 6.53 | 2013 | 74.7 | 20.9819 | 2013 | 4.3135 | 3.0437
658 | UG | 6.75 | 4.3339 | 1996 | 15.75 | 7.2631 | 2008 | 22.5 | 11.597 | 2008 | 3.1135 | 2.4507
897 | UG | 22.5 | 9.3072 | 1996 | 22.5 | 6.2372 | 2010 | 45 | 15.5444 | 2010 | 3.8067 | 2.7437
483 | UG | 37.8 | 12.9376 | 1986 | 37.8 | 3.6201 | 2005 | 75.6 | 16.5576 | 2005 | 4.3255 | 2.8068
1494 | UG | 22.5 | 9.3072 | 0 | 37.8 | 6.4297 | 2014 | 60.3 | 15.737 | 2014 | 4.0993 | 2.756
488 | UG | 171.9 | 33.8404 | 1982 | 0 | 0.40463 | 2006 | 171.9 | 34.245 | 2006 | 5.1469 | 3.5335
1692 | UG | 171.9 | 33.8404 | 0 | 0 | 2.2188 | 2016 | 171.9 | 36.0592 | 2016 | 5.1469 | 3.5852
318 | UG | 42.3 | 13.8952 | 1996 | 0 | 0.76702 | 2001 | 42.3 | 14.6622 | 2001 | 3.7448 | 2.6853
806 | UG | 42.3 | 13.8952 | 1996 | 0 | 0.68948 | 2008 | 42.3 | 14.5846 | 2008 | 3.7448 | 2.68
1495 | UG | 42.3 | 13.8952 | 1996 | 37.8 | 5.1428 | 2014 | 80.1 | 19.038 | 2014 | 4.3833 | 2.9464
1386 | UG | 84.6 | 21.5758 | 0 | 0 | 0.85934 | 2013 | 84.6 | 22.4351 | 2013 | 4.4379 | 3.1106
928 | UG | 22.5 | 9.3072 | 1992 | 37.8 | 10.3644 | 2010 | 60.3 | 19.6716 | 2010 | 4.0993 | 2.9792
1450 | UG | 60.3 | 17.4026 | 1992 | 24.3 | 5.153 | 2014 | 84.6 | 22.5555 | 2014 | 4.4379 | 3.116
170 | UG | 59.94 | 17.3365 | unknown | 0 | 1.1342 | 2001 | 59.94 | 18.4708 | 2001 | 4.0933 | 2.9162
649 | UG | 59.94 | 17.3365 | 1997 | 22.5 | 5.0181 | 2007 | 82.44 | 22.3546 | 2007 | 4.4121 | 3.107
1203 | UG | 22.5 | 9.3072 | 1977 | 37.8 | 12.4436 | 2012 | 60.3 | 21.7508 | 2012 | 4.0993 | 3.0797
170 | UG | 13.5 | 6.7295 | 1972 | 0 | 2.9005 | 2001 | 13.5 | 9.63 | 2001 | 2.6027 | 2.2649
363 | UG | 37.8 | 12.9376 | 1975 | 0 | 0.82194 | 2004 | 37.8 | 13.7595 | 2004 | 3.6323 | 2.6217
493 | UG | 37.8 | 12.9376 | 1975 | 37.8 | 3.4003 | 2006 | 75.6 | 16.3378 | 2006 | 4.3255 | 2.7935
685 | UG | 75.6 | 20.0889 | 1975 | 0 | 0.94607 | 2007 | 75.6 | 21.035 | 2007 | 4.3255 | 3.0462
1574 | UG | 37.8 | 12.9376 | 2013 | 37.8 | 6.2662 | 2015 | 75.6 | 19.2038 | 2015 | 4.3255 | 2.9551
435 | UG | 15.03 | 7.2041 | 1990 | 29.7 | 3.0774 | 2004 | 44.73 | 10.2815 | 2004 | 3.8006 | 2.3303
652 | UG | 12.15 | 6.2941 | 1986 | 10.35 | 4.3802 | 2007 | 22.5 | 10.6743 | 2007 | 3.1135 | 2.3678
366 | UG | 22.5 | 9.3072 | 1981 | 0 | 0.60208 | 2003 | 22.5 | 9.9093 | 2003 | 3.1135 | 2.2935
1640 | UG | 22.5 | 9.3072 | 1981 | 37.8 | 8.3244 | 2015 | 60.3 | 17.6316 | 2015 | 4.0993 | 2.8697
367 | UG | 63 | 17.8933 | 1988 | 0 | 0.55589 | 2004 | 63 | 18.4491 | 2004 | 4.1431 | 2.915
650 | UG | 37.8 | 12.9376 | 1981 | 37.8 | 11.8954 | 2007 | 75.6 | 24.833 | 2007 | 4.3255 | 3.2122
902 | UG | 37.8 | 12.9376 | 2002 | 0 | 0.547 | 2009 | 37.8 | 13.4846 | 2009 | 3.6323 | 2.6015
1202 | UG | 22.5 | 9.3072 | 1989 | 37.8 | 10.745 | 2012 | 60.3 | 20.0523 | 2012 | 4.0993 | 2.9983
1338 | UG | 13.23 | 6.6437 | unknown | 22.5 | 6.6636 | 2013 | 35.73 | 13.3073 | 2013 | 3.576 | 2.5883
212 | UG | 69.12 | 18.978 | 1978 | 45 | 4.6265 | 2003 | 114.12 | 23.6044 | 2003 | 4.7373 | 3.1614
653 | UG | 114.12 | 26.0909 | 1977 | 0 | 0.56895 | 2007 | 114.12 | 26.6599 | 2007 | 4.7373 | 3.2832
1679 | UG | 114.12 | 26.0909 | 1977 | 0 | 3.0359 | 2016 | 114.12 | 29.1269 | 2016 | 4.7373 | 3.3717
1382 | UG | 60.3 | 17.4026 | unknown | 0 | 2.4484 | 2013 | 60.3 | 19.851 | 2013 | 4.0993 | 2.9883
1638 | UG | 60.3 | 17.4026 | unknown | 15.3 | 1.4308 | 2015 | 75.6 | 18.8333 | 2015 | 4.3255 | 2.9356
874 | UG | 7.56 | 4.6572 | 1997 | 14.94 | 3.6334 | 2009 | 22.5 | 8.2906 | 2009 | 3.1135 | 2.1151
491 | UG | 75.6 | 20.0889 | 1984 | 0 | 0.19252 | 2006 | 75.6 | 20.2814 | 2006 | 4.3255 | 3.0097
1396 | UG | 37.8 | 12.9376 | 2009 | 0 | 0.37351 | 2013 | 37.8 | 13.3111 | 2013 | 3.6323 | 2.5886
1597 | UG | 37.8 | 12.9376 | 2009 | 37.8 | 4.2356 | 2015 | 75.6 | 17.1732 | 2015 | 4.3255 | 2.8433
1292 | UG | 25.29 | 10.0242 | unknown | 12.51 | 4.4712 | 2013 | 37.8 | 14.4953 | 2013 | 3.6323 | 2.6738
364 | UG | 80.1 | 20.84 | 1975 | 0 | 1.3175 | 2004 | 80.1 | 22.1575 | 2004 | 4.3833 | 3.0982
1306 | UG | 37.8 | 12.9376 | 1985 | 37.8 | 5.9849 | 2013 | 75.6 | 18.9224 | 2013 | 4.3255 | 2.9403
858 | UG | 37.8 | 12.9376 | 2009 | 37.8 | 5.4359 | 2010 | 75.6 | 18.3735 | 2010 | 4.3255 | 2.9109
1454 | UG | 75.6 | 20.0889 | 2009 | 0 | 0.45762 | 2013 | 75.6 | 20.5465 | 2013 | 4.3255 | 3.0227
637 | UG | 22.5 | 9.3072 | 1989 | 22.5 | 6.7669 | 2007 | 45 | 16.0741 | 2007 | 3.8067 | 2.7772
1254 | UG | 45 | 14.4518 | 1989 | 30.6 | 6.5284 | 2012 | 75.6 | 20.9803 | 2012 | 4.3255 | 3.0436
734 | UG | 37.8 | 12.9376 | 1974 | 37.8 | 11.2611 | 2011 | 75.6 | 24.1987 | 2011 | 4.3255 | 3.1863
1594 | UG | 75.6 | 20.0889 | 1974 | 0 | 17.2334 | 2017 | 75.6 | 37.3224 | 2017 | 4.3255 | 3.6196
1674 | UG | 25.2 | 10.0015 | 0 | 37.8 | 10.3273 | 2016 | 63 | 20.3288 | 2016 | 4.1431 | 3.012
711 | UG | 22.5 | 9.3072 | 1976 | 22.5 | 9.2618 | 2009 | 45 | 18.569 | 2009 | 3.8067 | 2.9215
408 | UG | 84.6 | 21.5758 | 1976 | 0 | 0.58016 | 2004 | 84.6 | 22.156 | 2004 | 4.4379 | 3.0981
698 | UG | 84.6 | 21.5758 | 1976 | 0 | 1.4407 | 2007 | 84.6 | 23.0165 | 2007 | 4.4379 | 3.1362
696 | UG | 25.2 | 10.0015 | 1981 | 0 | 0.2681 | 2007 | 25.2 | 10.2696 | 2007 | 3.2268 | 2.3292
1636 | UG | 22.5 | 9.3072 | 1981 | 37.8 | 6.6059 | 2015 | 60.3 | 15.9131 | 2015 | 4.0993 | 2.7671
1185 | UG | 63 | 17.8933 | 1988 | 0 | 2.8088 | 2011 | 63 | 20.702 | 2011 | 4.1431 | 3.0302
568 | UG | 75.6 | 20.0889 | 1978 | 0 | 0.028819 | 2006 | 75.6 | 20.1177 | 2006 | 4.3255 | 3.0016
853 | UG | 45 | 14.4518 | 1991 | 30.6 | 4.2556 | 2009 | 75.6 | 18.7075 | 2009 | 4.3255 | 2.9289
1201 | UG | 25.2 | 10.0015 | unknown | 37.8 | 7.6365 | 2012 | 63 | 17.638 | 2012 | 4.1431 | 2.8701
654 | UG | 22.5 | 9.3072 | 1976 | 0 | 0.73673 | 2007 | 22.5 | 10.0439 | 2007 | 3.1135 | 2.307
1394 | UG | 22.5 | 9.3072 | 1976 | 37.8 | 5.0058 | 2014 | 60.3 | 14.313 | 2014 | 4.0993 | 2.6612
1294 | UG | 13.41 | 6.701 | 0 | 22.5 | 4.562 | 2014 | 35.91 | 11.263 | 2014 | 3.581 | 2.4215
1670 | UG | 75.6 | 20.0889 | 0 | 0 | 2.7944 | 2016 | 75.6 | 22.8833 | 2016 | 4.3255 | 3.1304
579 | UG | 27 | 10.4493 | unknown | 27 | 3.6516 | 2008 | 54 | 14.1009 | 2008 | 3.989 | 2.6462
1670 | UG | 63.09 | 17.9095 | 0 | 37.8 | 18.3637 | 2016 | 100.89 | 36.2732 | 2016 | 4.614 | 3.5911
1083 | UG | 37.8 | 12.9376 | 1981 | 45 | 7.4125 | 2011 | 82.8 | 20.3501 | 2011 | 4.4164 | 3.0131
552 | UG | 37.8 | 12.9376 | 1991 | 0 | 1.1458 | 2006 | 37.8 | 14.0834 | 2006 | 3.6323 | 2.645
1311 | UG | 37.8 | 12.9376 | 1991 | 37.8 | 5.9841 | 2013 | 75.6 | 18.9217 | 2013 | 4.3255 | 2.9403
1078 | UG | 64.35 | 18.1357 | 1957 | 0 | 1.0936 | 2011 | 64.35 | 19.2294 | 2011 | 4.1643 | 2.9564
495 | UG | 37.44 | 12.8592 | 1982 | 37.44 | 3.5908 | 2006 | 74.88 | 16.45 | 2006 | 4.3159 | 2.8003
383 | UG | 54 | 16.2252 | 1984 | 45 | 3.9502 | 2005 | 99 | 20.1754 | 2005 | 4.5951 | 3.0045
1020 | UG | 29.97 | 11.165 | 1977 | 45 | 7.345 | 2010 | 74.97 | 18.51 | 2010 | 4.3171 | 2.9183
1364 | UG | 29.7 | 11.101 | 0 | 45 | 8.7951 | 2013 | 74.7 | 19.8962 | 2013 | 4.3135 | 2.9905
503 | UG | 45 | 14.4518 | 1972 | 45 | 3.8033 | 2007 | 90 | 18.2552 | 2007 | 4.4998 | 2.9044
925 | UG | 90 | 22.4402 | 1972 | 0 | 3.3165 | 2011 | 90 | 25.7566 | 2011 | 4.4998 | 3.2487
821 | UG | 45 | 14.4518 | 2006 | 45 | 9.4177 | 2011 | 90 | 23.8696 | 2011 | 4.4998 | 3.1726
486 | UG | 11.97 | 6.2348 | 1993 | 2.43 | 0.34692 | 2005 | 14.4 | 6.5817 | 2005 | 2.6672 | 1.8843
779 | UG | 14.4 | 7.0109 | 1993 | 23.04 | 0.91576 | 2008 | 37.44 | 7.9267 | 2008 | 3.6227 | 2.0702
1416 | UG | 37.44 | 12.8592 | 1993 | 0 | 1.4182 | 2014 | 37.44 | 14.2774 | 2014 | 3.6227 | 2.6587
554 | UG | 119.88 | 26.9194 | 1968 | 0 | 1.0611 | 2006 | 119.88 | 27.9805 | 2006 | 4.7865 | 3.3315
1581 | UG | 11.7 | 6.1451 | unknown | 33.3 | 5.3848 | 2015 | 45 | 11.5299 | 2015 | 3.8067 | 2.4449
880 | UG | 29.7 | 11.101 | 1966 | 30.24 | 4.5764 | 2010 | 59.94 | 15.6774 | 2010 | 4.0933 | 2.7522
1047 | UG | 14.4 | 7.0109 | 1965 | 15.3 | 6.2586 | 2012 | 29.7 | 13.2696 | 2012 | 3.3911 | 2.5855
1045 | UG | 69.84 | 19.1032 | 1971 | 21.6 | 3.8009 | 2011 | 91.44 | 22.9042 | 2011 | 4.5157 | 3.1313
1616 | UG | 74.88 | 19.9672 | unknown | 0 | 0.84819 | 2015 | 74.88 | 20.8154 | 2015 | 4.3159 | 3.0357
362 | UG | 84.6 | 21.5758 | 1971 | 0 | 0.78848 | 2004 | 84.6 | 22.3643 | 2004 | 4.4379 | 3.1075
924 | UG | 90 | 22.4402 | 1982 | 0 | 1.4264 | 2010 | 90 | 23.8666 | 2010 | 4.4998 | 3.1725
1241 | UG | 37.44 | 12.8592 | unknown | 0 | 2.625 | 2012 | 37.44 | 15.4842 | 2012 | 3.6227 | 2.7398
438 | UG | 27 | 10.4493 | 1978 | 1.503 | 0.18095 | 2004 | 28.503 | 10.6302 | 2004 | 3.35 | 2.3637
748 | UG | 37.53 | 12.8788 | 1995 | 0 | 0.38858 | 2008 | 37.53 | 13.2674 | 2008 | 3.6251 | 2.5853
1319 | UG | 36 | 12.543 | 0 | 19.44 | 3.2377 | 2014 | 55.44 | 15.7807 | 2014 | 4.0153 | 2.7588
892 | UG | 27 | 10.4493 | 1972 | 13.5 | 3.2491 | 2011 | 40.5 | 13.6984 | 2011 | 3.7013 | 2.6173
504 | UG | 11.97 | 6.2348 | 2007 | 22.5 | 2.1923 | 2006 | 34.47 | 8.4271 | 2007 | 3.5401 | 2.1314
618 | UG | 22.5 | 9.3072 | 1995 | 14.94 | 2.3465 | 2006 | 37.44 | 11.6537 | 2006 | 3.6227 | 2.4556
712 | UG | 14.94 | 7.1767 | 1980 | 14.94 | 7.8904 | 2011 | 29.88 | 15.0671 | 2011 | 3.3972 | 2.7125
726 | UG | 119.7 | 26.8937 | 1982 | 0 | 1.0316 | 2008 | 119.7 | 27.9254 | 2008 | 4.785 | 3.3295
530 | UG | 37.44 | 12.8592 | 1982 | 37.44 | 4.5023 | 2006 | 74.88 | 17.3615 | 2006 | 4.3159 | 2.8543
755 | UG | 23.4 | 9.5419 | 1983 | 0 | 0.74649 | 2008 | 23.4 | 10.2883 | 2008 | 3.1527 | 2.331
1081 | UG | 23.4 | 9.5419 | 1983 | 0 | 0.74616 | 2010 | 23.4 | 10.288 | 2010 | 3.1527 | 2.331
307 | UG | 11.97 | 6.2348 | 1985 | 1.98 | 2.5231 | 2003 | 13.95 | 8.7578 | 2003 | 2.6355 | 2.1699
1466 | UG | 13.95 | 6.8711 | 1985 | 8.55 | 4.6348 | 2015 | 22.5 | 11.5059 | 2015 | 3.1135 | 2.4429
1091 | UG | 22.5 | 9.3072 | 1982 | 37.8 | 7.6638 | 2011 | 60.3 | 16.971 | 2011 | 4.0993 | 2.8315
666 | UG | 37.44 | 12.8592 | 1987 | 37.8 | 3.7978 | 2008 | 75.24 | 16.657 | 2008 | 4.3207 | 2.8128
556 | UG | 11.97 | 6.2348 | 1985 | 22.5 | 4.1694 | 2007 | 34.47 | 10.4041 | 2007 | 3.5401 | 2.3422
452 | UG | 14.4 | 7.0109 | 1986 | 0 | 3.4437 | 2005 | 14.4 | 10.4547 | 2005 | 2.6672 | 2.347
613 | UG | 22.5 | 9.3072 | 1999 | 0 | 0.43132 | 2006 | 22.5 | 9.7385 | 2006 | 3.1135 | 2.2761
778 | UG | 74.88 | 19.9672 | 1988 | 0 | 0.48701 | 2008 | 74.88 | 20.4542 | 2008 | 4.3159 | 3.0182
1571 | UG | 74.88 | 19.9672 | 1988 | 0 | 1.592 | 2016 | 74.88 | 21.5593 | 2016 | 4.3159 | 3.0708
525 | UG | 154.8 | 31.6626 | 1995 | 45 | 2.1078 | 2006 | 199.8 | 33.7705 | 2006 | 5.2973 | 3.5196
1324 | UG | 90 | 22.4402 | 2012 | 0 | 2.2693 | 2014 | 90 | 24.7095 | 2014 | 4.4998 | 3.2072
511 | UG | 225 | 40.1468 | 2004 | 0 | 0.42904 | 2004 | 225 | 40.5758 | 2004 | 5.4161 | 3.7032
1094 | UG | 225 | 40.1468 | 2004 | 0 | 1.0646 | 2011 | 225 | 41.2114 | 2011 | 5.4161 | 3.7187
775 | UG | 14.94 | 7.1767 | 2002 | 0 | 1.4059 | 2008 | 14.94 | 8.5826 | 2008 | 2.704 | 2.1497
1646 | UG | 7.2 | 4.5152 | unknown | 14.94 | 6.6896 | 2016 | 22.14 | 11.2047 | 2016 | 3.0974 | 2.4163
467 | UG | 11.97 | 6.2348 | 1996 | 31.5 | 3.4855 | 2005 | 43.47 | 9.7203 | 2005 | 3.7721 | 2.2742
437 | UG | 42.03 | 13.8388 | 2001 | 45 | 3.6314 | 2008 | 87.03 | 17.4702 | 2008 | 4.4663 | 2.8605
1233 | UG | 87.03 | 21.9672 | 2001 | 0 | 3.8904 | 2011 | 87.03 | 25.8576 | 2011 | 4.4663 | 3.2526
361 | UG | 27.9 | 10.6691 | 1986 | 32.4 | 1.172 | 2002 | 60.3 | 11.841 | 2002 | 4.0993 | 2.4716
645 | UG | 60.3 | 17.4026 | 1986 | 0 | 0.22668 | 2006 | 60.3 | 17.6292 | 2006 | 4.0993 | 2.8696
720 | UG | 36.9 | 12.7412 | 1974 | 13.5 | 3.2147 | 2009 | 50.4 | 15.9558 | 2009 | 3.92 | 2.7698
1554 | UG | 22.5 | 9.3072 | 2013 | 22.5 | 4.0041 | 2015 | 45 | 13.3113 | 2015 | 3.8067 | 2.5886
1570 | UG | 22.5 | 9.3072 | 0 | 22.5 | 5.7129 | 2016 | 45 | 15.0201 | 2016 | 3.8067 | 2.7094
1280 | UG | 22.5 | 9.3072 | 0 | 22.5 | 3.9567 | 2013 | 45 | 13.2639 | 2013 | 3.8067 | 2.585
659 | UG | 134.46 | 28.9541 | 1974 | 0 | 0.19039 | 2006 | 134.46 | 29.1444 | 2006 | 4.9013 | 3.3723
1240 | UG | 15.03 | 7.2041 | 0 | 0 | 2.4762 | 2013 | 15.03 | 9.6804 | 2013 | 2.71 | 2.2701
317 | UG | 42.3 | 13.8952 | 1978 | 37.8 | 3.7336 | 2002 | 80.1 | 17.6288 | 2002 | 4.3833 | 2.8695
1510 | UG | 80.1 | 20.84 | 1978 | 0 | 1.0378 | 2014 | 80.1 | 21.8778 | 2014 | 4.3833 | 3.0855
1678 | UG | 450 | 62.3382 | 0 | 0 | 0.18769 | 2015 | 450 | 62.5259 | 2015 | 6.1092 | 4.1356
409 | UG | 56.7 | 16.7356 | unknown | 56.7 | 6.95 | 2004 | 113.4 | 23.6856 | 2004 | 4.7309 | 3.1649
620 | UG | 120.06 | 26.9451 | unknown | 0 | 0.052327 | 2006 | 120.06 | 26.9974 | 2006 | 4.788 | 3.2957
1085 | UG | 120.06 | 26.9451 | unknown | 0 | 0.079312 | 2010 | 120.06 | 27.0244 | 2010 | 4.788 | 3.2967
589 | UG | 81 | 20.9883 | 1974 | 14.4 | 0.032007 | 2005 | 95.4 | 21.0203 | 2005 | 4.5581 | 3.0455
836 | UG | 95.4 | 23.2858 | 1974 | 0 | 0.20825 | 2008 | 95.4 | 23.494 | 2008 | 4.5581 | 3.1567
1417 | UG | 90 | 22.4402 | 0 | 0 | 0.36632 | 2013 | 90 | 22.8065 | 2013 | 4.4998 | 3.127
1575 | UG | 261.72 | 44.1907 | 0 | 0 | 0.084606 | 2014 | 261.72 | 44.2753 | 2014 | 5.5673 | 3.7904
1480 | UG | 180 | 34.8441 | 0 | 0 | 1.4186 | 2015 | 180 | 36.2627 | 2015 | 5.193 | 3.5908
1644 | UG | 720 | 84.011 | 0 | 45 | 6.4882 | 2016 | 765 | 90.4992 | 2016 | 6.6399 | 4.5053
1276 | UG | 154.8 | 31.6626 | unknown | 0 | 0.69755 | 2012 | 154.8 | 32.3602 | 2012 | 5.0421 | 3.4769
823 | UG | 54 | 16.2252 | unknown | 36 | 12.9391 | 2009 | 90 | 29.1642 | 2009 | 4.4998 | 3.3729
1601 | UG | 120.24 | 26.9707 | 0 | 0 | 4.0095 | 2015 | 120.24 | 30.9802 | 2015 | 4.7895 | 3.4333
1046 | UG | 54 | 16.2252 | unknown | 45 | 13.8381 | 2011 | 99 | 30.0633 | 2011 | 4.5951 | 3.4033
873 | UG | 69.03 | 18.9623 | unknown | 45 | 10.835 | 2011 | 114.03 | 29.7973 | 2011 | 4.7365 | 3.3944
630 | UG | 101.97 | 24.2914 | unknown | 0 | 0.76182 | 2007 | 101.97 | 25.0532 | 2007 | 4.6247 | 3.221
1107 | UG | 45 | 14.4518 | 2010 | 45 | 7.7 | 2014 | 90 | 22.1518 | 2014 | 4.4998 | 3.0979
682 | UG | 27 | 10.4493 | 2005 | 27 | 4.2252 | 2009 | 54 | 14.6745 | 2009 | 3.989 | 2.6861
677 | UG | 279 | 46.0212 | unknown | 45 | 5.9673 | 2009 | 324 | 51.9885 | 2009 | 5.7807 | 3.951
643 | UG | 77.4 | 20.3912 | unknown | 42.57 | 4.4087 | 2009 | 119.97 | 24.7999 | 2009 | 4.7872 | 3.2108
* Type is either Greenfield (“GF”) or Upgrade (“UG”), where Upgrade refers to additional facilities that increase the capacity of an existing Greenfield project
** For Iteration 11, Greenfield Cost for an Upgrade project is estimated using the Iteration 10 power curve for greenfield and upgrade projects

## GF + UG Iteration 12
Alberta Electric System Operator
2018 ISO Tariff Application
Appendix X - Option 4 POD Cost Function
Twelve-Interation Calculation of Power Curve for Greenfield and Upgrade Projects
September 14, 2017 |  | INSTALLED
Project | Type * | Greenfield MW | Greenfield Cost ** | Greenfield Year | Upgrade MW | Upgrade Cost | Upgrade Year | Total MW | Total Cost | Total Year | LN(MW) | LN(Cost) |  | ln(y)=m*ln(x) + b Linear Regression
476 | GF | 22.5 | 16.8618 | 2006 |  |  |  | 22.5 | 16.8618 | 2006 | 3.1135 | 2.8251 | m | 0.63486 | 0.2541 | b
478 | GF | 15.03 | 6.0182 | 2006 |  |  |  | 15.03 | 6.0182 | 2006 | 2.71 | 1.7948 | se | 0.028811 | 0.11499 | seb
473 | GF | 45 | 14.999 | 2006 |  |  |  | 45 | 14.999 | 2006 | 3.8067 | 2.708 | R2 | 0.63179 | 0.35355 | sev
1042 | GF | 22.5 | 11.1648 | 2011 |  |  |  | 22.5 | 11.1648 | 2011 | 3.1135 | 2.4128 | F | 485.5757 | 283 | df
443 | GF | 35.1 | 11.7056 | 2004 |  |  |  | 35.1 | 11.7056 | 2004 | 3.5582 | 2.4601 | ssreg | 60.6967 | 35.3748 | ssresid
1195 | GF | 45 | 31.6599 | 2012 |  |  |  | 45 | 31.6599 | 2012 | 3.8067 | 3.4551
420 | GF | 22.5 | 9.6396 | 2004 |  |  |  | 22.5 | 9.6396 | 2004 | 3.1135 | 2.2659 |  | y=cx^m, where c=e^b
440 | GF | 37.8 | 17.2269 | 2007 |  |  |  | 37.8 | 17.2269 | 2007 | 3.6323 | 2.8465 | m | 0.63486 | 0.001489% | change
1102 | GF | 45 | 16.2936 | 2012 |  |  |  | 45 | 16.2936 | 2012 | 3.8067 | 2.7908 | c | 1.2893 | -0.00385% | from
324 | GF | 22.5 | 8.9094 | 2003 |  |  |  | 22.5 | 8.9094 | 2003 | 3.1135 | 2.1871 |  |  |  | prior
1103 | GF | 23.4 | 17.2995 | 2012 |  |  |  | 23.4 | 17.2995 | 2012 | 3.1527 | 2.8507 |  |  |  | iteration
386 | GF | 14.94 | 9.9511 | 2004 |  |  |  | 14.94 | 9.9511 | 2004 | 2.704 | 2.2977
80 | GF | 14.94 | 6.0754 | 2001 |  |  |  | 14.94 | 6.0754 | 2001 | 2.704 | 1.8042
1052 | GF | 37.8 | 10.9027 | 2013 |  |  |  | 37.8 | 10.9027 | 2013 | 3.6323 | 2.389
347 | GF | 75.6 | 9.3005 | 2004 |  |  |  | 75.6 | 9.3005 | 2004 | 4.3255 | 2.2301
1358 | GF | 59.4 | 13.0727 | 2013 |  |  |  | 59.4 | 13.0727 | 2013 | 4.0843 | 2.5705
584 | GF | 37.8 | 34.9037 | 2012 |  |  |  | 37.8 | 34.9037 | 2012 | 3.6323 | 3.5526
422 | GF | 45 | 13.6508 | 2004 |  |  |  | 45 | 13.6508 | 2004 | 3.8067 | 2.6138
944 | GF | 135 | 26.8161 | 2011 |  |  |  | 135 | 26.8161 | 2011 | 4.9053 | 3.289
387 | GF | 14.94 | 9.5131 | 2004 |  |  |  | 14.94 | 9.5131 | 2004 | 2.704 | 2.2527
587 | GF | 22.5 | 20.2415 | 2007 |  |  |  | 22.5 | 20.2415 | 2007 | 3.1135 | 3.0077
585 | GF | 37.8 | 11.2912 | 2008 |  |  |  | 37.8 | 11.2912 | 2008 | 3.6323 | 2.424
831 | GF | 37.8 | 20.9656 | 2011 |  |  |  | 37.8 | 20.9656 | 2011 | 3.6323 | 3.0429
340 | GF | 45 | 13.3096 | 2002 |  |  |  | 45 | 13.3096 | 2002 | 3.8067 | 2.5885
334 | GF | 22.5 | 7.9464 | 2003 |  |  |  | 22.5 | 7.9464 | 2003 | 3.1135 | 2.0727
343 | GF | 22.5 | 13.9997 | 2006 |  |  |  | 22.5 | 13.9997 | 2006 | 3.1135 | 2.639
358 | GF | 35.1 | 7.2249 | 2004 |  |  |  | 35.1 | 7.2249 | 2004 | 3.5582 | 1.9775
702 | GF | 37.8 | 5.2102 | 2008 |  |  |  | 37.8 | 5.2102 | 2008 | 3.6323 | 1.6506
526 | GF | 22.5 | 13.7588 | 2009 |  |  |  | 22.5 | 13.7588 | 2009 | 3.1135 | 2.6217
288 | GF | 22.5 | 4.4534 | 2001 |  |  |  | 22.5 | 4.4534 | 2001 | 3.1135 | 1.4937
851 | GF | 29.97 | 12.9318 | 2016 |  |  |  | 29.97 | 12.9318 | 2016 | 3.4002 | 2.5597
648 | GF | 45 | 18.253 | 2009 |  |  |  | 45 | 18.253 | 2009 | 3.8067 | 2.9043
855 | GF | 37.8 | 28.6671 | 2013 |  |  |  | 37.8 | 28.6671 | 2013 | 3.6323 | 3.3557
700 | GF | 37.8 | 7.0658 | 2008 |  |  |  | 37.8 | 7.0658 | 2008 | 3.6323 | 1.9553
683 | GF | 90 | 16.0323 | 2011 |  |  |  | 90 | 16.0323 | 2011 | 4.4998 | 2.7746
559 | GF | 360 | 56.8595 | 2014 |  |  |  | 360 | 56.8595 | 2014 | 5.8861 | 4.0406
1074 | GF | 90 | 43.1388 | 2012 |  |  |  | 90 | 43.1388 | 2012 | 4.4998 | 3.7644
34 | GF | 45 | 7.5134 | 1999 |  |  |  | 45 | 7.5134 | 1999 | 3.8067 | 2.0167
433 | GF | 90 | 22.3083 | 2005 |  |  |  | 90 | 22.3083 | 2005 | 4.4998 | 3.105
79A | GF | 37.44 | 5.0823 | 2001 |  |  |  | 37.44 | 5.0823 | 2001 | 3.6227 | 1.6258
10A | GF | 22.5 | 8.916 | 1998 |  |  |  | 22.5 | 8.916 | 1998 | 3.1135 | 2.1878
345 | GF | 45 | 8.369 | 2004 |  |  |  | 45 | 8.369 | 2004 | 3.8067 | 2.1245
1049 | GF | 90 | 54.5518 | 2011 |  |  |  | 90 | 54.5518 | 2011 | 4.4998 | 3.9992
230 | GF | 45 | 10.7399 | 2003 |  |  |  | 45 | 10.7399 | 2003 | 3.8067 | 2.374
79B | GF | 14.94 | 3.3788 | 2001 |  |  |  | 14.94 | 3.3788 | 2001 | 2.704 | 1.2175
10B | GF | 22.5 | 9.7991 | 1999 |  |  |  | 22.5 | 9.7991 | 1999 | 3.1135 | 2.2823
8 | GF | 42.03 | 11.9841 | 2000 |  |  |  | 42.03 | 11.9841 | 2000 | 3.7384 | 2.4836
487 | GF | 37.44 | 16.8138 | 2009 |  |  |  | 37.44 | 16.8138 | 2009 | 3.6227 | 2.8222
385 | GF | 14.94 | 8.5881 | 2004 |  |  |  | 14.94 | 8.5881 | 2004 | 2.704 | 2.1504
865 | GF | 29.97 | 8.6092 | 2016 |  |  |  | 29.97 | 8.6092 | 2016 | 3.4002 | 2.1528
863 | GF | 29.97 | 8.2434 | 2016 |  |  |  | 29.97 | 8.2434 | 2016 | 3.4002 | 2.1094
527 | GF | 22.5 | 6.9319 | 2008 |  |  |  | 22.5 | 6.9319 | 2008 | 3.1135 | 1.9361
595 | GF | 37.8 | 19.0874 | 2008 |  |  |  | 37.8 | 19.0874 | 2008 | 3.6323 | 2.949
528 | GF | 22.5 | 5.2658 | 2008 |  |  |  | 22.5 | 5.2658 | 2008 | 3.1135 | 1.6612
529 | GF | 22.5 | 7.7922 | 2008 |  |  |  | 22.5 | 7.7922 | 2008 | 3.1135 | 2.0531
1095 | GF | 22.5 | 11.9234 | 2012 |  |  |  | 22.5 | 11.9234 | 2012 | 3.1135 | 2.4785
561 | GF | 135 | 58.1001 | 2011 |  |  |  | 135 | 58.1001 | 2011 | 4.9053 | 4.0622
1018 | GF | 22.5 | 10.6346 | 2013 |  |  |  | 22.5 | 10.6346 | 2013 | 3.1135 | 2.3641
360 | GF | 37.8 | 7.1175 | 2005 |  |  |  | 37.8 | 7.1175 | 2005 | 3.6323 | 1.9626
1106 | GF | 22.5 | 20.2179 | 2013 |  |  |  | 22.5 | 20.2179 | 2013 | 3.1135 | 3.0066
899 | GF | 45 | 15.1725 | 2011 |  |  |  | 45 | 15.1725 | 2011 | 3.8067 | 2.7195
1191 | GF | 14.94 | 12.6281 | 2012 |  |  |  | 14.94 | 12.6281 | 2012 | 2.704 | 2.5359
1115 | GF | 22.5 | 24.3628 | 2013 |  |  |  | 22.5 | 24.3628 | 2013 | 3.1135 | 3.1931
1053 | GF | 14.94 | 14.7144 | 2012 |  |  |  | 14.94 | 14.7144 | 2012 | 2.704 | 2.6888
864 | GF | 29.97 | 9.8258 | 2013 |  |  |  | 29.97 | 9.8258 | 2013 | 3.4002 | 2.285
834 | GF | 45 | 25.7984 | 2011 |  |  |  | 45 | 25.7984 | 2011 | 3.8067 | 3.2503
722 | GF | 22.5 | 13.5015 | 2009 |  |  |  | 22.5 | 13.5015 | 2009 | 3.1135 | 2.6028
927 | GF | 67.5 | 25.8871 | 2011 |  |  |  | 67.5 | 25.8871 | 2011 | 4.2121 | 3.2537
1068 | GF | 22.5 | 26.9182 | 2012 |  |  |  | 22.5 | 26.9182 | 2012 | 3.1135 | 3.2928
506 | GF | 113.4 | 19.7523 | 2007 |  |  |  | 113.4 | 19.7523 | 2007 | 4.7309 | 2.9833
456 | GF | 45 | 17.647 | 2009 |  |  |  | 45 | 17.647 | 2009 | 3.8067 | 2.8706
130 | GF | 45 | 8.437 | 2000 |  |  |  | 45 | 8.437 | 2000 | 3.8067 | 2.1326
308 | GF | 54 | 8.8754 | 2006 |  |  |  | 54 | 8.8754 | 2006 | 3.989 | 2.1833
829 | GF | 45 | 27.7611 | 2012 |  |  |  | 45 | 27.7611 | 2012 | 3.8067 | 3.3236
425 | GF | 27 | 11.7254 | 2008 |  |  |  | 27 | 11.7254 | 2008 | 3.2958 | 2.4618
333 | GF | 27 | 7.5607 | 2004 |  |  |  | 27 | 7.5607 | 2004 | 3.2958 | 2.023
769 | GF | 135 | 33.576 | 2009 |  |  |  | 135 | 33.576 | 2009 | 4.9053 | 3.5138
948 | GF | 225 | 12.6537 | 2014 |  |  |  | 225 | 12.6537 | 2014 | 5.4161 | 2.5379
1128 | GF | 225 | 63.5562 | 2013 |  |  |  | 225 | 63.5562 | 2013 | 5.4161 | 4.1519
1214 | GF | 90 | 22.6317 | 2013 |  |  |  | 90 | 22.6317 | 2013 | 4.4998 | 3.1194
1225 | GF | 37.8 | 18.6367 | 2014 |  |  |  | 37.8 | 18.6367 | 2014 | 3.6323 | 2.9251
1263 | GF | 27 | 19.6117 | 2015 |  |  |  | 27 | 19.6117 | 2015 | 3.2958 | 2.9761
1309 | GF | 45 | 16.1093 | 2014 |  |  |  | 45 | 16.1093 | 2014 | 3.8067 | 2.7794
1349 | GF | 29.7 | 8.968 | 2014 |  |  |  | 29.7 | 8.968 | 2014 | 3.3911 | 2.1937
1358 | GF | 59.4 | 13.0727 | 2013 |  |  |  | 59.4 | 13.0727 | 2013 | 4.0843 | 2.5705
1404 | GF | 150.984 | 35.2763 | 2016 |  |  |  | 150.984 | 35.2763 | 2016 | 5.0172 | 3.5632
1482 | GF | 90 | 18.7658 | 2015 |  |  |  | 90 | 18.7658 | 2015 | 4.4998 | 2.932
1515 | GF | 37.8 | 12.9927 | 2015 |  |  |  | 37.8 | 12.9927 | 2015 | 3.6323 | 2.5644
1618 | GF | 45 | 15.966 | 2016 |  |  |  | 45 | 15.966 | 2016 | 3.8067 | 2.7705
1634 | GF | 45 | 17.1728 | 2015 |  |  |  | 45 | 17.1728 | 2015 | 3.8067 | 2.8433
1258 | GF | 75.6 | 53.5183 | 2016 |  |  |  | 75.6 | 53.5183 | 2016 | 4.3255 | 3.98
1284 | GF | 37.8 | 7.0843 | 2013 |  |  |  | 37.8 | 7.0843 | 2013 | 3.6323 | 1.9579
Pre-01 | GF | 6.75 | 2.4934 | 1989 |  |  |  | 6.75 | 2.4934 | 1989 | 1.9095 | 0.91364
Pre-02 | GF | 4.5 | 1.494 | 1986 |  |  |  | 4.5 | 1.494 | 1986 | 1.5041 | 0.40147
Pre-03 | GF | 10.08 | 1.9369 | 1989 |  |  |  | 10.08 | 1.9369 | 1989 | 2.3106 | 0.66111
Pre-04 | GF | 13.5 | 8.5265 | 1990 |  |  |  | 13.5 | 8.5265 | 1990 | 2.6027 | 2.1432
Pre-05 | GF | 16.11 | 4.0522 | 1987 |  |  |  | 16.11 | 4.0522 | 1987 | 2.7794 | 1.3993
Pre-06 | GF | 29.88 | 9.6482 | 1988 |  |  |  | 29.88 | 9.6482 | 1988 | 3.3972 | 2.2668
Pre-07 | GF | 22.5 | 5.0294 | 1996 |  |  |  | 22.5 | 5.0294 | 1996 | 3.1135 | 1.6153
Pre-08 | GF | 37.8 | 6.3729 | 1986 |  |  |  | 37.8 | 6.3729 | 1986 | 3.6323 | 1.8521
Pre-09 | GF | 22.5 | 2.9443 | 1996 |  |  |  | 22.5 | 2.9443 | 1996 | 3.1135 | 1.0799
Pre-10 | GF | 22.5 | 13.4811 | 1989 |  |  |  | 22.5 | 13.4811 | 1989 | 3.1135 | 2.6013
Pre-11 | GF | 26.91 | 2.9102 | 1986 |  |  |  | 26.91 | 2.9102 | 1986 | 3.2925 | 1.0682
Pre-12 | GF | 37.8 | 9.8907 | 1992 |  |  |  | 37.8 | 9.8907 | 1992 | 3.6323 | 2.2916
Pre-13 | GF | 13.41 | 5.9446 | 1989 |  |  |  | 13.41 | 5.9446 | 1989 | 2.596 | 1.7825
Pre-14 | GF | 74.7 | 7.1936 | 1990 |  |  |  | 74.7 | 7.1936 | 1990 | 4.3135 | 1.9732
Pre-15 | GF | 90 | 17.5945 | 1989 |  |  |  | 90 | 17.5945 | 1989 | 4.4998 | 2.8676
Pre-16 | GF | 168.75 | 14.0262 | 1987 |  |  |  | 168.75 | 14.0262 | 1987 | 5.1284 | 2.6409
Pre-17 | GF | 90 | 14.2199 | 1998 |  |  |  | 90 | 14.2199 | 1998 | 4.4998 | 2.6546
Pre-18 | GF | 202.5 | 23.4475 | 1989 |  |  |  | 202.5 | 23.4475 | 1989 | 5.3107 | 3.1548
1184 | UG | 45 | 14.4518 | 2013 | 45 | 18.8693 | 2012 | 90 | 33.3211 | 2013 | 4.4998 | 3.5062
1481 | UG | 90 | 22.4404 | 2013 | 0 | 1.1114 | 2014 | 90 | 23.5519 | 2014 | 4.4998 | 3.1592
457 | UG | 22.5 | 9.307 | 1990 | 22.5 | 3.2891 | 2006 | 45 | 12.5962 | 2006 | 3.8067 | 2.5334
407 | UG | 73.8 | 19.7841 | 1982 | 0 | 0.60107 | 2004 | 73.8 | 20.3851 | 2004 | 4.3014 | 3.0148
706 | UG | 22.5 | 9.307 | 1984 | 37.8 | 5.8346 | 2008 | 60.3 | 15.1417 | 2008 | 4.0993 | 2.7174
1070 | UG | 60.3 | 17.4026 | 1984 | 0 | 0.83608 | 2011 | 60.3 | 18.2387 | 2011 | 4.0993 | 2.9035
1264 | UG | 60.3 | 17.4026 | 1984 | 15.3 | 8.0579 | 2013 | 75.6 | 25.4605 | 2013 | 4.3255 | 3.2371
1208 | UG | 37.8 | 12.9375 | 1961 | 0 | 2.7992 | 2012 | 37.8 | 15.7367 | 2012 | 3.6323 | 2.756
655 | UG | 47.79 | 15.0144 | 1974 | 0 | 0.756 | 2007 | 47.79 | 15.7703 | 2007 | 3.8668 | 2.7581
733 | UG | 37.8 | 12.9375 | 2007 | 37.8 | 6.8611 | 2009 | 75.6 | 19.7986 | 2009 | 4.3255 | 2.9856
7 | UG | 22.5 | 9.307 | 0 | 37.8 | 4.0239 | 2016 | 60.3 | 13.3309 | 2016 | 4.0993 | 2.5901
1569 | UG | 47.79 | 15.0144 | 1997 | 15.3 | 3.7373 | 2015 | 63.09 | 18.7516 | 2015 | 4.1446 | 2.9313
401 | UG | 2.7 | 2.4223 | 1986 | 6.3 | 0.36204 | 2004 | 9 | 2.7843 | 2004 | 2.1972 | 1.024
1412 | UG | 9 | 5.2021 | 1986 | 3.6 | 4.3575 | 2015 | 12.6 | 9.5596 | 2015 | 2.5337 | 2.2575
1318 | UG | 80.1 | 20.8402 | 1997 | 0 | 1.6878 | 2013 | 80.1 | 22.528 | 2013 | 4.3833 | 3.1148
1194 | UG | 22.5 | 9.307 | 1980 | 0 | 1.6086 | 2011 | 22.5 | 10.9156 | 2011 | 3.1135 | 2.3902
801 | UG | 37.8 | 12.9375 | 2008 | 37.8 | 6.3106 | 2009 | 75.6 | 19.2481 | 2009 | 4.3255 | 2.9574
804 | UG | 25.2 | 10.0013 | 1982 | 22.5 | 15.1771 | 2009 | 47.7 | 25.1785 | 2009 | 3.8649 | 3.226
365 | UG | 22.5 | 9.307 | 1982 | 0 | 0.59607 | 2003 | 22.5 | 9.9031 | 2003 | 3.1135 | 2.2928
708 | UG | 22.5 | 9.307 | 1982 | 22.5 | 6.8375 | 2007 | 45 | 16.1445 | 2007 | 3.8067 | 2.7816
1568 | UG | 45 | 14.4518 | 1997 | 30.6 | 3.5849 | 2015 | 75.6 | 18.0367 | 2015 | 4.3255 | 2.8924
398 | UG | 60.3 | 17.4026 | 1981 | 0 | 1.4547 | 2004 | 60.3 | 18.8573 | 2004 | 4.0993 | 2.9369
1642 | UG | 22.5 | 9.307 | unknown | 37.8 | 10.1341 | 2015 | 60.3 | 19.4412 | 2015 | 4.0993 | 2.9674
522 | UG | 75.6 | 20.0891 | 1981 | 0 | 0.49327 | 2006 | 75.6 | 20.5823 | 2006 | 4.3255 | 3.0244
170 | UG | 34.56 | 12.222 | unknown | 10.44 | 4.4337 | 2001 | 45 | 16.6557 | 2001 | 3.8067 | 2.8128
1312 | UG | 45 | 14.4518 | unknown | 22.5 | 6.0245 | 2013 | 67.5 | 20.4763 | 2013 | 4.2121 | 3.0193
170 | UG | 27.09 | 10.4712 | unknown | 17.91 | 4.883 | 2001 | 45 | 15.3542 | 2001 | 3.8067 | 2.7314
1366 | UG | 45 | 14.4518 | 0 | 29.7 | 5.5737 | 2013 | 74.7 | 20.0255 | 2013 | 4.3135 | 2.997
170 | UG | 22.5 | 9.307 | unknown | 22.5 | 5.2097 | 2001 | 45 | 14.5167 | 2001 | 3.8067 | 2.6753
1350 | UG | 45 | 14.4518 | 0 | 29.7 | 6.53 | 2013 | 74.7 | 20.9818 | 2013 | 4.3135 | 3.0437
658 | UG | 6.75 | 4.3337 | 1996 | 15.75 | 7.2631 | 2008 | 22.5 | 11.5968 | 2008 | 3.1135 | 2.4507
897 | UG | 22.5 | 9.307 | 1996 | 22.5 | 6.2372 | 2010 | 45 | 15.5442 | 2010 | 3.8067 | 2.7437
483 | UG | 37.8 | 12.9375 | 1986 | 37.8 | 3.6201 | 2005 | 75.6 | 16.5576 | 2005 | 4.3255 | 2.8068
1494 | UG | 22.5 | 9.307 | 0 | 37.8 | 6.4297 | 2014 | 60.3 | 15.7368 | 2014 | 4.0993 | 2.756
488 | UG | 171.9 | 33.8413 | 1982 | 0 | 0.40463 | 2006 | 171.9 | 34.2459 | 2006 | 5.1469 | 3.5336
1692 | UG | 171.9 | 33.8413 | 0 | 0 | 2.2188 | 2016 | 171.9 | 36.0601 | 2016 | 5.1469 | 3.5852
318 | UG | 42.3 | 13.8951 | 1996 | 0 | 0.76702 | 2001 | 42.3 | 14.6621 | 2001 | 3.7448 | 2.6853
806 | UG | 42.3 | 13.8951 | 1996 | 0 | 0.68948 | 2008 | 42.3 | 14.5846 | 2008 | 3.7448 | 2.68
1495 | UG | 42.3 | 13.8951 | 1996 | 37.8 | 5.1428 | 2014 | 80.1 | 19.0379 | 2014 | 4.3833 | 2.9464
1386 | UG | 84.6 | 21.576 | 0 | 0 | 0.85934 | 2013 | 84.6 | 22.4354 | 2013 | 4.4379 | 3.1106
928 | UG | 22.5 | 9.307 | 1992 | 37.8 | 10.3644 | 2010 | 60.3 | 19.6714 | 2010 | 4.0993 | 2.9792
1450 | UG | 60.3 | 17.4026 | 1992 | 24.3 | 5.153 | 2014 | 84.6 | 22.5556 | 2014 | 4.4379 | 3.116
170 | UG | 59.94 | 17.3366 | unknown | 0 | 1.1342 | 2001 | 59.94 | 18.4708 | 2001 | 4.0933 | 2.9162
649 | UG | 59.94 | 17.3366 | 1997 | 22.5 | 5.0181 | 2007 | 82.44 | 22.3547 | 2007 | 4.4121 | 3.107
1203 | UG | 22.5 | 9.307 | 1977 | 37.8 | 12.4436 | 2012 | 60.3 | 21.7507 | 2012 | 4.0993 | 3.0796
170 | UG | 13.5 | 6.7293 | 1972 | 0 | 2.9005 | 2001 | 13.5 | 9.6298 | 2001 | 2.6027 | 2.2649
363 | UG | 37.8 | 12.9375 | 1975 | 0 | 0.82194 | 2004 | 37.8 | 13.7594 | 2004 | 3.6323 | 2.6217
493 | UG | 37.8 | 12.9375 | 1975 | 37.8 | 3.4003 | 2006 | 75.6 | 16.3378 | 2006 | 4.3255 | 2.7935
685 | UG | 75.6 | 20.0891 | 1975 | 0 | 0.94607 | 2007 | 75.6 | 21.0351 | 2007 | 4.3255 | 3.0462
1574 | UG | 37.8 | 12.9375 | 2013 | 37.8 | 6.2662 | 2015 | 75.6 | 19.2037 | 2015 | 4.3255 | 2.9551
435 | UG | 15.03 | 7.2039 | 1990 | 29.7 | 3.0774 | 2004 | 44.73 | 10.2813 | 2004 | 3.8006 | 2.3303
652 | UG | 12.15 | 6.2939 | 1986 | 10.35 | 4.3802 | 2007 | 22.5 | 10.6741 | 2007 | 3.1135 | 2.3678
366 | UG | 22.5 | 9.307 | 1981 | 0 | 0.60208 | 2003 | 22.5 | 9.9091 | 2003 | 3.1135 | 2.2935
1640 | UG | 22.5 | 9.307 | 1981 | 37.8 | 8.3244 | 2015 | 60.3 | 17.6314 | 2015 | 4.0993 | 2.8697
367 | UG | 63 | 17.8933 | 1988 | 0 | 0.55589 | 2004 | 63 | 18.4492 | 2004 | 4.1431 | 2.915
650 | UG | 37.8 | 12.9375 | 1981 | 37.8 | 11.8954 | 2007 | 75.6 | 24.8329 | 2007 | 4.3255 | 3.2122
902 | UG | 37.8 | 12.9375 | 2002 | 0 | 0.547 | 2009 | 37.8 | 13.4845 | 2009 | 3.6323 | 2.6015
1202 | UG | 22.5 | 9.307 | 1989 | 37.8 | 10.745 | 2012 | 60.3 | 20.0521 | 2012 | 4.0993 | 2.9983
1338 | UG | 13.23 | 6.6435 | unknown | 22.5 | 6.6636 | 2013 | 35.73 | 13.3071 | 2013 | 3.576 | 2.5883
212 | UG | 69.12 | 18.9781 | 1978 | 45 | 4.6265 | 2003 | 114.12 | 23.6045 | 2003 | 4.7373 | 3.1614
653 | UG | 114.12 | 26.0914 | 1977 | 0 | 0.56895 | 2007 | 114.12 | 26.6603 | 2007 | 4.7373 | 3.2832
1679 | UG | 114.12 | 26.0914 | 1977 | 0 | 3.0359 | 2016 | 114.12 | 29.1273 | 2016 | 4.7373 | 3.3717
1382 | UG | 60.3 | 17.4026 | unknown | 0 | 2.4484 | 2013 | 60.3 | 19.851 | 2013 | 4.0993 | 2.9883
1638 | UG | 60.3 | 17.4026 | unknown | 15.3 | 1.4308 | 2015 | 75.6 | 18.8334 | 2015 | 4.3255 | 2.9356
874 | UG | 7.56 | 4.657 | 1997 | 14.94 | 3.6334 | 2009 | 22.5 | 8.2904 | 2009 | 3.1135 | 2.1151
491 | UG | 75.6 | 20.0891 | 1984 | 0 | 0.19252 | 2006 | 75.6 | 20.2816 | 2006 | 4.3255 | 3.0097
1396 | UG | 37.8 | 12.9375 | 2009 | 0 | 0.37351 | 2013 | 37.8 | 13.311 | 2013 | 3.6323 | 2.5886
1597 | UG | 37.8 | 12.9375 | 2009 | 37.8 | 4.2356 | 2015 | 75.6 | 17.1731 | 2015 | 4.3255 | 2.8433
1292 | UG | 25.29 | 10.024 | unknown | 12.51 | 4.4712 | 2013 | 37.8 | 14.4952 | 2013 | 3.6323 | 2.6738
364 | UG | 80.1 | 20.8402 | 1975 | 0 | 1.3175 | 2004 | 80.1 | 22.1577 | 2004 | 4.3833 | 3.0982
1306 | UG | 37.8 | 12.9375 | 1985 | 37.8 | 5.9849 | 2013 | 75.6 | 18.9223 | 2013 | 4.3255 | 2.9403
858 | UG | 37.8 | 12.9375 | 2009 | 37.8 | 5.4359 | 2010 | 75.6 | 18.3734 | 2010 | 4.3255 | 2.9109
1454 | UG | 75.6 | 20.0891 | 2009 | 0 | 0.45762 | 2013 | 75.6 | 20.5467 | 2013 | 4.3255 | 3.0227
637 | UG | 22.5 | 9.307 | 1989 | 22.5 | 6.7669 | 2007 | 45 | 16.0739 | 2007 | 3.8067 | 2.7772
1254 | UG | 45 | 14.4518 | 1989 | 30.6 | 6.5284 | 2012 | 75.6 | 20.9802 | 2012 | 4.3255 | 3.0436
734 | UG | 37.8 | 12.9375 | 1974 | 37.8 | 11.2611 | 2011 | 75.6 | 24.1986 | 2011 | 4.3255 | 3.1863
1594 | UG | 75.6 | 20.0891 | 1974 | 0 | 17.2334 | 2017 | 75.6 | 37.3225 | 2017 | 4.3255 | 3.6196
1674 | UG | 25.2 | 10.0013 | 0 | 37.8 | 10.3273 | 2016 | 63 | 20.3286 | 2016 | 4.1431 | 3.012
711 | UG | 22.5 | 9.307 | 1976 | 22.5 | 9.2618 | 2009 | 45 | 18.5688 | 2009 | 3.8067 | 2.9215
408 | UG | 84.6 | 21.576 | 1976 | 0 | 0.58016 | 2004 | 84.6 | 22.1562 | 2004 | 4.4379 | 3.0981
698 | UG | 84.6 | 21.576 | 1976 | 0 | 1.4407 | 2007 | 84.6 | 23.0167 | 2007 | 4.4379 | 3.1362
696 | UG | 25.2 | 10.0013 | 1981 | 0 | 0.2681 | 2007 | 25.2 | 10.2694 | 2007 | 3.2268 | 2.3292
1636 | UG | 22.5 | 9.307 | 1981 | 37.8 | 6.6059 | 2015 | 60.3 | 15.9129 | 2015 | 4.0993 | 2.7671
1185 | UG | 63 | 17.8933 | 1988 | 0 | 2.8088 | 2011 | 63 | 20.7021 | 2011 | 4.1431 | 3.0302
568 | UG | 75.6 | 20.0891 | 1978 | 0 | 0.028819 | 2006 | 75.6 | 20.1179 | 2006 | 4.3255 | 3.0016
853 | UG | 45 | 14.4518 | 1991 | 30.6 | 4.2556 | 2009 | 75.6 | 18.7074 | 2009 | 4.3255 | 2.9289
1201 | UG | 25.2 | 10.0013 | unknown | 37.8 | 7.6365 | 2012 | 63 | 17.6378 | 2012 | 4.1431 | 2.87
654 | UG | 22.5 | 9.307 | 1976 | 0 | 0.73673 | 2007 | 22.5 | 10.0438 | 2007 | 3.1135 | 2.307
1394 | UG | 22.5 | 9.307 | 1976 | 37.8 | 5.0058 | 2014 | 60.3 | 14.3128 | 2014 | 4.0993 | 2.6612
1294 | UG | 13.41 | 6.7008 | 0 | 22.5 | 4.562 | 2014 | 35.91 | 11.2628 | 2014 | 3.581 | 2.4215
1670 | UG | 75.6 | 20.0891 | 0 | 0 | 2.7944 | 2016 | 75.6 | 22.8834 | 2016 | 4.3255 | 3.1304
579 | UG | 27 | 10.4491 | unknown | 27 | 3.6516 | 2008 | 54 | 14.1007 | 2008 | 3.989 | 2.6462
1670 | UG | 63.09 | 17.9096 | 0 | 37.8 | 18.3637 | 2016 | 100.89 | 36.2733 | 2016 | 4.614 | 3.5911
1083 | UG | 37.8 | 12.9375 | 1981 | 45 | 7.4125 | 2011 | 82.8 | 20.35 | 2011 | 4.4164 | 3.0131
552 | UG | 37.8 | 12.9375 | 1991 | 0 | 1.1458 | 2006 | 37.8 | 14.0833 | 2006 | 3.6323 | 2.645
1311 | UG | 37.8 | 12.9375 | 1991 | 37.8 | 5.9841 | 2013 | 75.6 | 18.9216 | 2013 | 4.3255 | 2.9403
1078 | UG | 64.35 | 18.1358 | 1957 | 0 | 1.0936 | 2011 | 64.35 | 19.2295 | 2011 | 4.1643 | 2.9564
495 | UG | 37.44 | 12.8591 | 1982 | 37.44 | 3.5908 | 2006 | 74.88 | 16.4499 | 2006 | 4.3159 | 2.8003
383 | UG | 54 | 16.2252 | 1984 | 45 | 3.9502 | 2005 | 99 | 20.1754 | 2005 | 4.5951 | 3.0045
1020 | UG | 29.97 | 11.1649 | 1977 | 45 | 7.345 | 2010 | 74.97 | 18.5098 | 2010 | 4.3171 | 2.9183
1364 | UG | 29.7 | 11.1009 | 0 | 45 | 8.7951 | 2013 | 74.7 | 19.896 | 2013 | 4.3135 | 2.9905
503 | UG | 45 | 14.4518 | 1972 | 45 | 3.8033 | 2007 | 90 | 18.2551 | 2007 | 4.4998 | 2.9044
925 | UG | 90 | 22.4404 | 1972 | 0 | 3.3165 | 2011 | 90 | 25.7569 | 2011 | 4.4998 | 3.2487
821 | UG | 45 | 14.4518 | 2006 | 45 | 9.4177 | 2011 | 90 | 23.8695 | 2011 | 4.4998 | 3.1726
486 | UG | 11.97 | 6.2346 | 1993 | 2.43 | 0.34692 | 2005 | 14.4 | 6.5815 | 2005 | 2.6672 | 1.8843
779 | UG | 14.4 | 7.0107 | 1993 | 23.04 | 0.91576 | 2008 | 37.44 | 7.9265 | 2008 | 3.6227 | 2.0702
1416 | UG | 37.44 | 12.8591 | 1993 | 0 | 1.4182 | 2014 | 37.44 | 14.2773 | 2014 | 3.6227 | 2.6587
554 | UG | 119.88 | 26.9199 | 1968 | 0 | 1.0611 | 2006 | 119.88 | 27.981 | 2006 | 4.7865 | 3.3315
1581 | UG | 11.7 | 6.1449 | unknown | 33.3 | 5.3848 | 2015 | 45 | 11.5297 | 2015 | 3.8067 | 2.4449
880 | UG | 29.7 | 11.1009 | 1966 | 30.24 | 4.5764 | 2010 | 59.94 | 15.6773 | 2010 | 4.0933 | 2.7522
1047 | UG | 14.4 | 7.0107 | 1965 | 15.3 | 6.2586 | 2012 | 29.7 | 13.2694 | 2012 | 3.3911 | 2.5855
1045 | UG | 69.84 | 19.1034 | 1971 | 21.6 | 3.8009 | 2011 | 91.44 | 22.9043 | 2011 | 4.5157 | 3.1313
1616 | UG | 74.88 | 19.9674 | unknown | 0 | 0.84819 | 2015 | 74.88 | 20.8156 | 2015 | 4.3159 | 3.0357
362 | UG | 84.6 | 21.576 | 1971 | 0 | 0.78848 | 2004 | 84.6 | 22.3645 | 2004 | 4.4379 | 3.1075
924 | UG | 90 | 22.4404 | 1982 | 0 | 1.4264 | 2010 | 90 | 23.8669 | 2010 | 4.4998 | 3.1725
1241 | UG | 37.44 | 12.8591 | unknown | 0 | 2.625 | 2012 | 37.44 | 15.4841 | 2012 | 3.6227 | 2.7398
438 | UG | 27 | 10.4491 | 1978 | 1.503 | 0.18095 | 2004 | 28.503 | 10.6301 | 2004 | 3.35 | 2.3637
748 | UG | 37.53 | 12.8787 | 1995 | 0 | 0.38858 | 2008 | 37.53 | 13.2673 | 2008 | 3.6251 | 2.5853
1319 | UG | 36 | 12.5429 | 0 | 19.44 | 3.2377 | 2014 | 55.44 | 15.7806 | 2014 | 4.0153 | 2.7588
892 | UG | 27 | 10.4491 | 1972 | 13.5 | 3.2491 | 2011 | 40.5 | 13.6982 | 2011 | 3.7013 | 2.6173
504 | UG | 11.97 | 6.2346 | 2007 | 22.5 | 2.1923 | 2006 | 34.47 | 8.4269 | 2007 | 3.5401 | 2.1314
618 | UG | 22.5 | 9.307 | 1995 | 14.94 | 2.3465 | 2006 | 37.44 | 11.6535 | 2006 | 3.6227 | 2.4556
712 | UG | 14.94 | 7.1765 | 1980 | 14.94 | 7.8904 | 2011 | 29.88 | 15.0669 | 2011 | 3.3972 | 2.7125
726 | UG | 119.7 | 26.8942 | 1982 | 0 | 1.0316 | 2008 | 119.7 | 27.9259 | 2008 | 4.785 | 3.3296
530 | UG | 37.44 | 12.8591 | 1982 | 37.44 | 4.5023 | 2006 | 74.88 | 17.3614 | 2006 | 4.3159 | 2.8542
755 | UG | 23.4 | 9.5417 | 1983 | 0 | 0.74649 | 2008 | 23.4 | 10.2882 | 2008 | 3.1527 | 2.331
1081 | UG | 23.4 | 9.5417 | 1983 | 0 | 0.74616 | 2010 | 23.4 | 10.2878 | 2010 | 3.1527 | 2.331
307 | UG | 11.97 | 6.2346 | 1985 | 1.98 | 2.5231 | 2003 | 13.95 | 8.7576 | 2003 | 2.6355 | 2.1699
1466 | UG | 13.95 | 6.8708 | 1985 | 8.55 | 4.6348 | 2015 | 22.5 | 11.5057 | 2015 | 3.1135 | 2.4428
1091 | UG | 22.5 | 9.307 | 1982 | 37.8 | 7.6638 | 2011 | 60.3 | 16.9709 | 2011 | 4.0993 | 2.8315
666 | UG | 37.44 | 12.8591 | 1987 | 37.8 | 3.7978 | 2008 | 75.24 | 16.6569 | 2008 | 4.3207 | 2.8128
556 | UG | 11.97 | 6.2346 | 1985 | 22.5 | 4.1694 | 2007 | 34.47 | 10.4039 | 2007 | 3.5401 | 2.3422
452 | UG | 14.4 | 7.0107 | 1986 | 0 | 3.4437 | 2005 | 14.4 | 10.4544 | 2005 | 2.6672 | 2.347
613 | UG | 22.5 | 9.307 | 1999 | 0 | 0.43132 | 2006 | 22.5 | 9.7384 | 2006 | 3.1135 | 2.2761
778 | UG | 74.88 | 19.9674 | 1988 | 0 | 0.48701 | 2008 | 74.88 | 20.4544 | 2008 | 4.3159 | 3.0182
1571 | UG | 74.88 | 19.9674 | 1988 | 0 | 1.592 | 2016 | 74.88 | 21.5594 | 2016 | 4.3159 | 3.0708
525 | UG | 154.8 | 31.6634 | 1995 | 45 | 2.1078 | 2006 | 199.8 | 33.7712 | 2006 | 5.2973 | 3.5196
1324 | UG | 90 | 22.4404 | 2012 | 0 | 2.2693 | 2014 | 90 | 24.7097 | 2014 | 4.4998 | 3.2072
511 | UG | 225 | 40.1481 | 2004 | 0 | 0.42904 | 2004 | 225 | 40.5771 | 2004 | 5.4161 | 3.7032
1094 | UG | 225 | 40.1481 | 2004 | 0 | 1.0646 | 2011 | 225 | 41.2128 | 2011 | 5.4161 | 3.7187
775 | UG | 14.94 | 7.1765 | 2002 | 0 | 1.4059 | 2008 | 14.94 | 8.5824 | 2008 | 2.704 | 2.1497
1646 | UG | 7.2 | 4.515 | unknown | 14.94 | 6.6896 | 2016 | 22.14 | 11.2045 | 2016 | 3.0974 | 2.4163
467 | UG | 11.97 | 6.2346 | 1996 | 31.5 | 3.4855 | 2005 | 43.47 | 9.7201 | 2005 | 3.7721 | 2.2742
437 | UG | 42.03 | 13.8387 | 2001 | 45 | 3.6314 | 2008 | 87.03 | 17.4701 | 2008 | 4.4663 | 2.8605
1233 | UG | 87.03 | 21.9674 | 2001 | 0 | 3.8904 | 2011 | 87.03 | 25.8578 | 2011 | 4.4663 | 3.2526
361 | UG | 27.9 | 10.6689 | 1986 | 32.4 | 1.172 | 2002 | 60.3 | 11.8409 | 2002 | 4.0993 | 2.4716
645 | UG | 60.3 | 17.4026 | 1986 | 0 | 0.22668 | 2006 | 60.3 | 17.6293 | 2006 | 4.0993 | 2.8696
720 | UG | 36.9 | 12.7411 | 1974 | 13.5 | 3.2147 | 2009 | 50.4 | 15.9557 | 2009 | 3.92 | 2.7698
1554 | UG | 22.5 | 9.307 | 2013 | 22.5 | 4.0041 | 2015 | 45 | 13.3111 | 2015 | 3.8067 | 2.5886
1570 | UG | 22.5 | 9.307 | 0 | 22.5 | 5.7129 | 2016 | 45 | 15.0199 | 2016 | 3.8067 | 2.7094
1280 | UG | 22.5 | 9.307 | 0 | 22.5 | 3.9567 | 2013 | 45 | 13.2637 | 2013 | 3.8067 | 2.585
659 | UG | 134.46 | 28.9547 | 1974 | 0 | 0.19039 | 2006 | 134.46 | 29.1451 | 2006 | 4.9013 | 3.3723
1240 | UG | 15.03 | 7.2039 | 0 | 0 | 2.4762 | 2013 | 15.03 | 9.6802 | 2013 | 2.71 | 2.2701
317 | UG | 42.3 | 13.8951 | 1978 | 37.8 | 3.7336 | 2002 | 80.1 | 17.6287 | 2002 | 4.3833 | 2.8695
1510 | UG | 80.1 | 20.8402 | 1978 | 0 | 1.0378 | 2014 | 80.1 | 21.878 | 2014 | 4.3833 | 3.0855
1678 | UG | 450 | 62.3412 | 0 | 0 | 0.18769 | 2015 | 450 | 62.5289 | 2015 | 6.1092 | 4.1356
409 | UG | 56.7 | 16.7356 | unknown | 56.7 | 6.95 | 2004 | 113.4 | 23.6857 | 2004 | 4.7309 | 3.1649
620 | UG | 120.06 | 26.9456 | unknown | 0 | 0.052327 | 2006 | 120.06 | 26.9979 | 2006 | 4.788 | 3.2958
1085 | UG | 120.06 | 26.9456 | unknown | 0 | 0.079312 | 2010 | 120.06 | 27.0249 | 2010 | 4.788 | 3.2968
589 | UG | 81 | 20.9885 | 1974 | 14.4 | 0.032007 | 2005 | 95.4 | 21.0205 | 2005 | 4.5581 | 3.0455
836 | UG | 95.4 | 23.2861 | 1974 | 0 | 0.20825 | 2008 | 95.4 | 23.4944 | 2008 | 4.5581 | 3.1568
1417 | UG | 90 | 22.4404 | 0 | 0 | 0.36632 | 2013 | 90 | 22.8068 | 2013 | 4.4998 | 3.1271
1575 | UG | 261.72 | 44.1922 | 0 | 0 | 0.084606 | 2014 | 261.72 | 44.2769 | 2014 | 5.5673 | 3.7905
1480 | UG | 180 | 34.8451 | 0 | 0 | 1.4186 | 2015 | 180 | 36.2637 | 2015 | 5.193 | 3.5908
1644 | UG | 720 | 84.0159 | 0 | 45 | 6.4882 | 2016 | 765 | 90.5041 | 2016 | 6.6399 | 4.5054
1276 | UG | 154.8 | 31.6634 | unknown | 0 | 0.69755 | 2012 | 154.8 | 32.361 | 2012 | 5.0421 | 3.477
823 | UG | 54 | 16.2252 | unknown | 36 | 12.9391 | 2009 | 90 | 29.1642 | 2009 | 4.4998 | 3.3729
1601 | UG | 120.24 | 26.9712 | 0 | 0 | 4.0095 | 2015 | 120.24 | 30.9807 | 2015 | 4.7895 | 3.4334
1046 | UG | 54 | 16.2252 | unknown | 45 | 13.8381 | 2011 | 99 | 30.0633 | 2011 | 4.5951 | 3.4033
873 | UG | 69.03 | 18.9624 | unknown | 45 | 10.835 | 2011 | 114.03 | 29.7974 | 2011 | 4.7365 | 3.3944
630 | UG | 101.97 | 24.2918 | unknown | 0 | 0.76182 | 2007 | 101.97 | 25.0536 | 2007 | 4.6247 | 3.221
1107 | UG | 45 | 14.4518 | 2010 | 45 | 7.7 | 2014 | 90 | 22.1518 | 2014 | 4.4998 | 3.0979
682 | UG | 27 | 10.4491 | 2005 | 27 | 4.2252 | 2009 | 54 | 14.6743 | 2009 | 3.989 | 2.6861
677 | UG | 279 | 46.0229 | unknown | 45 | 5.9673 | 2009 | 324 | 51.9902 | 2009 | 5.7807 | 3.9511
643 | UG | 77.4 | 20.3914 | unknown | 42.57 | 4.4087 | 2009 | 119.97 | 24.8001 | 2009 | 4.7872 | 3.2108
* Type is either Greenfield (“GF”) or Upgrade (“UG”), where Upgrade refers to additional facilities that increase the capacity of an existing Greenfield project
** For Iteration 12, Greenfield Cost for an Upgrade project is estimated using the Iteration 11 power curve for greenfield and upgrade projects

## GF + UG Iteration 13
Alberta Electric System Operator
2018 ISO Tariff Application
Appendix X - Option 4 POD Cost Function
Thirteenth-Interation Calculation of Power Curve for Greenfield and Upgrade Projects
September 14, 2017 |  | INSTALLED
Project | Type * | Greenfield MW | Greenfield Cost ** | Greenfield Year | Upgrade MW | Upgrade Cost | Upgrade Year | Total MW | Total Cost | Total Year | LN(MW) | LN(Cost) |  | ln(y)=m*ln(x) + b Linear Regression
476 | GF | 22.5 | 16.8618 | 2006 |  |  |  | 22.5 | 16.8618 | 2006 | 3.1135 | 2.8251 | m | 0.63487 | 0.25409 | b
478 | GF | 15.03 | 6.0182 | 2006 |  |  |  | 15.03 | 6.0182 | 2006 | 2.71 | 1.7948 | se | 0.028811 | 0.11499 | seb
473 | GF | 45 | 14.999 | 2006 |  |  |  | 45 | 14.999 | 2006 | 3.8067 | 2.708 | R2 | 0.63179 | 0.35355 | sev
1042 | GF | 22.5 | 11.1648 | 2011 |  |  |  | 22.5 | 11.1648 | 2011 | 3.1135 | 2.4128 | F | 485.5809 | 283 | df
443 | GF | 35.1 | 11.7056 | 2004 |  |  |  | 35.1 | 11.7056 | 2004 | 3.5582 | 2.4601 | ssreg | 60.6974 | 35.3749 | ssresid
1195 | GF | 45 | 31.6599 | 2012 |  |  |  | 45 | 31.6599 | 2012 | 3.8067 | 3.4551
420 | GF | 22.5 | 9.6396 | 2004 |  |  |  | 22.5 | 9.6396 | 2004 | 3.1135 | 2.2659 |  | y=cx^m, where c=e^b
440 | GF | 37.8 | 17.2269 | 2007 |  |  |  | 37.8 | 17.2269 | 2007 | 3.6323 | 2.8465 | m | 0.63487 | 0.0005936% | change
1102 | GF | 45 | 16.2936 | 2012 |  |  |  | 45 | 16.2936 | 2012 | 3.8067 | 2.7908 | c | 1.2893 | -0.001588% | from
324 | GF | 22.5 | 8.9094 | 2003 |  |  |  | 22.5 | 8.9094 | 2003 | 3.1135 | 2.1871 |  |  |  | prior
1103 | GF | 23.4 | 17.2995 | 2012 |  |  |  | 23.4 | 17.2995 | 2012 | 3.1527 | 2.8507 |  |  |  | iteration
386 | GF | 14.94 | 9.9511 | 2004 |  |  |  | 14.94 | 9.9511 | 2004 | 2.704 | 2.2977
80 | GF | 14.94 | 6.0754 | 2001 |  |  |  | 14.94 | 6.0754 | 2001 | 2.704 | 1.8042
1052 | GF | 37.8 | 10.9027 | 2013 |  |  |  | 37.8 | 10.9027 | 2013 | 3.6323 | 2.389
347 | GF | 75.6 | 9.3005 | 2004 |  |  |  | 75.6 | 9.3005 | 2004 | 4.3255 | 2.2301
1358 | GF | 59.4 | 13.0727 | 2013 |  |  |  | 59.4 | 13.0727 | 2013 | 4.0843 | 2.5705
584 | GF | 37.8 | 34.9037 | 2012 |  |  |  | 37.8 | 34.9037 | 2012 | 3.6323 | 3.5526
422 | GF | 45 | 13.6508 | 2004 |  |  |  | 45 | 13.6508 | 2004 | 3.8067 | 2.6138
944 | GF | 135 | 26.8161 | 2011 |  |  |  | 135 | 26.8161 | 2011 | 4.9053 | 3.289
387 | GF | 14.94 | 9.5131 | 2004 |  |  |  | 14.94 | 9.5131 | 2004 | 2.704 | 2.2527
587 | GF | 22.5 | 20.2415 | 2007 |  |  |  | 22.5 | 20.2415 | 2007 | 3.1135 | 3.0077
585 | GF | 37.8 | 11.2912 | 2008 |  |  |  | 37.8 | 11.2912 | 2008 | 3.6323 | 2.424
831 | GF | 37.8 | 20.9656 | 2011 |  |  |  | 37.8 | 20.9656 | 2011 | 3.6323 | 3.0429
340 | GF | 45 | 13.3096 | 2002 |  |  |  | 45 | 13.3096 | 2002 | 3.8067 | 2.5885
334 | GF | 22.5 | 7.9464 | 2003 |  |  |  | 22.5 | 7.9464 | 2003 | 3.1135 | 2.0727
343 | GF | 22.5 | 13.9997 | 2006 |  |  |  | 22.5 | 13.9997 | 2006 | 3.1135 | 2.639
358 | GF | 35.1 | 7.2249 | 2004 |  |  |  | 35.1 | 7.2249 | 2004 | 3.5582 | 1.9775
702 | GF | 37.8 | 5.2102 | 2008 |  |  |  | 37.8 | 5.2102 | 2008 | 3.6323 | 1.6506
526 | GF | 22.5 | 13.7588 | 2009 |  |  |  | 22.5 | 13.7588 | 2009 | 3.1135 | 2.6217
288 | GF | 22.5 | 4.4534 | 2001 |  |  |  | 22.5 | 4.4534 | 2001 | 3.1135 | 1.4937
851 | GF | 29.97 | 12.9318 | 2016 |  |  |  | 29.97 | 12.9318 | 2016 | 3.4002 | 2.5597
648 | GF | 45 | 18.253 | 2009 |  |  |  | 45 | 18.253 | 2009 | 3.8067 | 2.9043
855 | GF | 37.8 | 28.6671 | 2013 |  |  |  | 37.8 | 28.6671 | 2013 | 3.6323 | 3.3557
700 | GF | 37.8 | 7.0658 | 2008 |  |  |  | 37.8 | 7.0658 | 2008 | 3.6323 | 1.9553
683 | GF | 90 | 16.0323 | 2011 |  |  |  | 90 | 16.0323 | 2011 | 4.4998 | 2.7746
559 | GF | 360 | 56.8595 | 2014 |  |  |  | 360 | 56.8595 | 2014 | 5.8861 | 4.0406
1074 | GF | 90 | 43.1388 | 2012 |  |  |  | 90 | 43.1388 | 2012 | 4.4998 | 3.7644
34 | GF | 45 | 7.5134 | 1999 |  |  |  | 45 | 7.5134 | 1999 | 3.8067 | 2.0167
433 | GF | 90 | 22.3083 | 2005 |  |  |  | 90 | 22.3083 | 2005 | 4.4998 | 3.105
79A | GF | 37.44 | 5.0823 | 2001 |  |  |  | 37.44 | 5.0823 | 2001 | 3.6227 | 1.6258
10A | GF | 22.5 | 8.916 | 1998 |  |  |  | 22.5 | 8.916 | 1998 | 3.1135 | 2.1878
345 | GF | 45 | 8.369 | 2004 |  |  |  | 45 | 8.369 | 2004 | 3.8067 | 2.1245
1049 | GF | 90 | 54.5518 | 2011 |  |  |  | 90 | 54.5518 | 2011 | 4.4998 | 3.9992
230 | GF | 45 | 10.7399 | 2003 |  |  |  | 45 | 10.7399 | 2003 | 3.8067 | 2.374
79B | GF | 14.94 | 3.3788 | 2001 |  |  |  | 14.94 | 3.3788 | 2001 | 2.704 | 1.2175
10B | GF | 22.5 | 9.7991 | 1999 |  |  |  | 22.5 | 9.7991 | 1999 | 3.1135 | 2.2823
8 | GF | 42.03 | 11.9841 | 2000 |  |  |  | 42.03 | 11.9841 | 2000 | 3.7384 | 2.4836
487 | GF | 37.44 | 16.8138 | 2009 |  |  |  | 37.44 | 16.8138 | 2009 | 3.6227 | 2.8222
385 | GF | 14.94 | 8.5881 | 2004 |  |  |  | 14.94 | 8.5881 | 2004 | 2.704 | 2.1504
865 | GF | 29.97 | 8.6092 | 2016 |  |  |  | 29.97 | 8.6092 | 2016 | 3.4002 | 2.1528
863 | GF | 29.97 | 8.2434 | 2016 |  |  |  | 29.97 | 8.2434 | 2016 | 3.4002 | 2.1094
527 | GF | 22.5 | 6.9319 | 2008 |  |  |  | 22.5 | 6.9319 | 2008 | 3.1135 | 1.9361
595 | GF | 37.8 | 19.0874 | 2008 |  |  |  | 37.8 | 19.0874 | 2008 | 3.6323 | 2.949
528 | GF | 22.5 | 5.2658 | 2008 |  |  |  | 22.5 | 5.2658 | 2008 | 3.1135 | 1.6612
529 | GF | 22.5 | 7.7922 | 2008 |  |  |  | 22.5 | 7.7922 | 2008 | 3.1135 | 2.0531
1095 | GF | 22.5 | 11.9234 | 2012 |  |  |  | 22.5 | 11.9234 | 2012 | 3.1135 | 2.4785
561 | GF | 135 | 58.1001 | 2011 |  |  |  | 135 | 58.1001 | 2011 | 4.9053 | 4.0622
1018 | GF | 22.5 | 10.6346 | 2013 |  |  |  | 22.5 | 10.6346 | 2013 | 3.1135 | 2.3641
360 | GF | 37.8 | 7.1175 | 2005 |  |  |  | 37.8 | 7.1175 | 2005 | 3.6323 | 1.9626
1106 | GF | 22.5 | 20.2179 | 2013 |  |  |  | 22.5 | 20.2179 | 2013 | 3.1135 | 3.0066
899 | GF | 45 | 15.1725 | 2011 |  |  |  | 45 | 15.1725 | 2011 | 3.8067 | 2.7195
1191 | GF | 14.94 | 12.6281 | 2012 |  |  |  | 14.94 | 12.6281 | 2012 | 2.704 | 2.5359
1115 | GF | 22.5 | 24.3628 | 2013 |  |  |  | 22.5 | 24.3628 | 2013 | 3.1135 | 3.1931
1053 | GF | 14.94 | 14.7144 | 2012 |  |  |  | 14.94 | 14.7144 | 2012 | 2.704 | 2.6888
864 | GF | 29.97 | 9.8258 | 2013 |  |  |  | 29.97 | 9.8258 | 2013 | 3.4002 | 2.285
834 | GF | 45 | 25.7984 | 2011 |  |  |  | 45 | 25.7984 | 2011 | 3.8067 | 3.2503
722 | GF | 22.5 | 13.5015 | 2009 |  |  |  | 22.5 | 13.5015 | 2009 | 3.1135 | 2.6028
927 | GF | 67.5 | 25.8871 | 2011 |  |  |  | 67.5 | 25.8871 | 2011 | 4.2121 | 3.2537
1068 | GF | 22.5 | 26.9182 | 2012 |  |  |  | 22.5 | 26.9182 | 2012 | 3.1135 | 3.2928
506 | GF | 113.4 | 19.7523 | 2007 |  |  |  | 113.4 | 19.7523 | 2007 | 4.7309 | 2.9833
456 | GF | 45 | 17.647 | 2009 |  |  |  | 45 | 17.647 | 2009 | 3.8067 | 2.8706
130 | GF | 45 | 8.437 | 2000 |  |  |  | 45 | 8.437 | 2000 | 3.8067 | 2.1326
308 | GF | 54 | 8.8754 | 2006 |  |  |  | 54 | 8.8754 | 2006 | 3.989 | 2.1833
829 | GF | 45 | 27.7611 | 2012 |  |  |  | 45 | 27.7611 | 2012 | 3.8067 | 3.3236
425 | GF | 27 | 11.7254 | 2008 |  |  |  | 27 | 11.7254 | 2008 | 3.2958 | 2.4618
333 | GF | 27 | 7.5607 | 2004 |  |  |  | 27 | 7.5607 | 2004 | 3.2958 | 2.023
769 | GF | 135 | 33.576 | 2009 |  |  |  | 135 | 33.576 | 2009 | 4.9053 | 3.5138
948 | GF | 225 | 12.6537 | 2014 |  |  |  | 225 | 12.6537 | 2014 | 5.4161 | 2.5379
1128 | GF | 225 | 63.5562 | 2013 |  |  |  | 225 | 63.5562 | 2013 | 5.4161 | 4.1519
1214 | GF | 90 | 22.6317 | 2013 |  |  |  | 90 | 22.6317 | 2013 | 4.4998 | 3.1194
1225 | GF | 37.8 | 18.6367 | 2014 |  |  |  | 37.8 | 18.6367 | 2014 | 3.6323 | 2.9251
1263 | GF | 27 | 19.6117 | 2015 |  |  |  | 27 | 19.6117 | 2015 | 3.2958 | 2.9761
1309 | GF | 45 | 16.1093 | 2014 |  |  |  | 45 | 16.1093 | 2014 | 3.8067 | 2.7794
1349 | GF | 29.7 | 8.968 | 2014 |  |  |  | 29.7 | 8.968 | 2014 | 3.3911 | 2.1937
1358 | GF | 59.4 | 13.0727 | 2013 |  |  |  | 59.4 | 13.0727 | 2013 | 4.0843 | 2.5705
1404 | GF | 150.984 | 35.2763 | 2016 |  |  |  | 150.984 | 35.2763 | 2016 | 5.0172 | 3.5632
1482 | GF | 90 | 18.7658 | 2015 |  |  |  | 90 | 18.7658 | 2015 | 4.4998 | 2.932
1515 | GF | 37.8 | 12.9927 | 2015 |  |  |  | 37.8 | 12.9927 | 2015 | 3.6323 | 2.5644
1618 | GF | 45 | 15.966 | 2016 |  |  |  | 45 | 15.966 | 2016 | 3.8067 | 2.7705
1634 | GF | 45 | 17.1728 | 2015 |  |  |  | 45 | 17.1728 | 2015 | 3.8067 | 2.8433
1258 | GF | 75.6 | 53.5183 | 2016 |  |  |  | 75.6 | 53.5183 | 2016 | 4.3255 | 3.98
1284 | GF | 37.8 | 7.0843 | 2013 |  |  |  | 37.8 | 7.0843 | 2013 | 3.6323 | 1.9579
Pre-01 | GF | 6.75 | 2.4934 | 1989 |  |  |  | 6.75 | 2.4934 | 1989 | 1.9095 | 0.91364
Pre-02 | GF | 4.5 | 1.494 | 1986 |  |  |  | 4.5 | 1.494 | 1986 | 1.5041 | 0.40147
Pre-03 | GF | 10.08 | 1.9369 | 1989 |  |  |  | 10.08 | 1.9369 | 1989 | 2.3106 | 0.66111
Pre-04 | GF | 13.5 | 8.5265 | 1990 |  |  |  | 13.5 | 8.5265 | 1990 | 2.6027 | 2.1432
Pre-05 | GF | 16.11 | 4.0522 | 1987 |  |  |  | 16.11 | 4.0522 | 1987 | 2.7794 | 1.3993
Pre-06 | GF | 29.88 | 9.6482 | 1988 |  |  |  | 29.88 | 9.6482 | 1988 | 3.3972 | 2.2668
Pre-07 | GF | 22.5 | 5.0294 | 1996 |  |  |  | 22.5 | 5.0294 | 1996 | 3.1135 | 1.6153
Pre-08 | GF | 37.8 | 6.3729 | 1986 |  |  |  | 37.8 | 6.3729 | 1986 | 3.6323 | 1.8521
Pre-09 | GF | 22.5 | 2.9443 | 1996 |  |  |  | 22.5 | 2.9443 | 1996 | 3.1135 | 1.0799
Pre-10 | GF | 22.5 | 13.4811 | 1989 |  |  |  | 22.5 | 13.4811 | 1989 | 3.1135 | 2.6013
Pre-11 | GF | 26.91 | 2.9102 | 1986 |  |  |  | 26.91 | 2.9102 | 1986 | 3.2925 | 1.0682
Pre-12 | GF | 37.8 | 9.8907 | 1992 |  |  |  | 37.8 | 9.8907 | 1992 | 3.6323 | 2.2916
Pre-13 | GF | 13.41 | 5.9446 | 1989 |  |  |  | 13.41 | 5.9446 | 1989 | 2.596 | 1.7825
Pre-14 | GF | 74.7 | 7.1936 | 1990 |  |  |  | 74.7 | 7.1936 | 1990 | 4.3135 | 1.9732
Pre-15 | GF | 90 | 17.5945 | 1989 |  |  |  | 90 | 17.5945 | 1989 | 4.4998 | 2.8676
Pre-16 | GF | 168.75 | 14.0262 | 1987 |  |  |  | 168.75 | 14.0262 | 1987 | 5.1284 | 2.6409
Pre-17 | GF | 90 | 14.2199 | 1998 |  |  |  | 90 | 14.2199 | 1998 | 4.4998 | 2.6546
Pre-18 | GF | 202.5 | 23.4475 | 1989 |  |  |  | 202.5 | 23.4475 | 1989 | 5.3107 | 3.1548
1184 | UG | 45 | 14.4517 | 2013 | 45 | 18.8693 | 2012 | 90 | 33.3211 | 2013 | 4.4998 | 3.5062
1481 | UG | 90 | 22.4405 | 2013 | 0 | 1.1114 | 2014 | 90 | 23.552 | 2014 | 4.4998 | 3.1592
457 | UG | 22.5 | 9.307 | 1990 | 22.5 | 3.2891 | 2006 | 45 | 12.5961 | 2006 | 3.8067 | 2.5334
407 | UG | 73.8 | 19.7841 | 1982 | 0 | 0.60107 | 2004 | 73.8 | 20.3852 | 2004 | 4.3014 | 3.0148
706 | UG | 22.5 | 9.307 | 1984 | 37.8 | 5.8346 | 2008 | 60.3 | 15.1416 | 2008 | 4.0993 | 2.7174
1070 | UG | 60.3 | 17.4026 | 1984 | 0 | 0.83608 | 2011 | 60.3 | 18.2387 | 2011 | 4.0993 | 2.9035
1264 | UG | 60.3 | 17.4026 | 1984 | 15.3 | 8.0579 | 2013 | 75.6 | 25.4605 | 2013 | 4.3255 | 3.2371
1208 | UG | 37.8 | 12.9374 | 1961 | 0 | 2.7992 | 2012 | 37.8 | 15.7366 | 2012 | 3.6323 | 2.756
655 | UG | 47.79 | 15.0143 | 1974 | 0 | 0.756 | 2007 | 47.79 | 15.7703 | 2007 | 3.8668 | 2.7581
733 | UG | 37.8 | 12.9374 | 2007 | 37.8 | 6.8611 | 2009 | 75.6 | 19.7986 | 2009 | 4.3255 | 2.9856
7 | UG | 22.5 | 9.307 | 0 | 37.8 | 4.0239 | 2016 | 60.3 | 13.3308 | 2016 | 4.0993 | 2.5901
1569 | UG | 47.79 | 15.0143 | 1997 | 15.3 | 3.7373 | 2015 | 63.09 | 18.7516 | 2015 | 4.1446 | 2.9313
401 | UG | 2.7 | 2.4222 | 1986 | 6.3 | 0.36204 | 2004 | 9 | 2.7843 | 2004 | 2.1972 | 1.024
1412 | UG | 9 | 5.202 | 1986 | 3.6 | 4.3575 | 2015 | 12.6 | 9.5595 | 2015 | 2.5337 | 2.2575
1318 | UG | 80.1 | 20.8402 | 1997 | 0 | 1.6878 | 2013 | 80.1 | 22.5281 | 2013 | 4.3833 | 3.1148
1194 | UG | 22.5 | 9.307 | 1980 | 0 | 1.6086 | 2011 | 22.5 | 10.9156 | 2011 | 3.1135 | 2.3902
801 | UG | 37.8 | 12.9374 | 2008 | 37.8 | 6.3106 | 2009 | 75.6 | 19.2481 | 2009 | 4.3255 | 2.9574
804 | UG | 25.2 | 10.0012 | 1982 | 22.5 | 15.1771 | 2009 | 47.7 | 25.1784 | 2009 | 3.8649 | 3.226
365 | UG | 22.5 | 9.307 | 1982 | 0 | 0.59607 | 2003 | 22.5 | 9.903 | 2003 | 3.1135 | 2.2928
708 | UG | 22.5 | 9.307 | 1982 | 22.5 | 6.8375 | 2007 | 45 | 16.1444 | 2007 | 3.8067 | 2.7816
1568 | UG | 45 | 14.4517 | 1997 | 30.6 | 3.5849 | 2015 | 75.6 | 18.0366 | 2015 | 4.3255 | 2.8924
398 | UG | 60.3 | 17.4026 | 1981 | 0 | 1.4547 | 2004 | 60.3 | 18.8573 | 2004 | 4.0993 | 2.9369
1642 | UG | 22.5 | 9.307 | unknown | 37.8 | 10.1341 | 2015 | 60.3 | 19.4411 | 2015 | 4.0993 | 2.9674
522 | UG | 75.6 | 20.0891 | 1981 | 0 | 0.49327 | 2006 | 75.6 | 20.5824 | 2006 | 4.3255 | 3.0244
170 | UG | 34.56 | 12.2219 | unknown | 10.44 | 4.4337 | 2001 | 45 | 16.6557 | 2001 | 3.8067 | 2.8128
1312 | UG | 45 | 14.4517 | unknown | 22.5 | 6.0245 | 2013 | 67.5 | 20.4763 | 2013 | 4.2121 | 3.0193
170 | UG | 27.09 | 10.4711 | unknown | 17.91 | 4.883 | 2001 | 45 | 15.3541 | 2001 | 3.8067 | 2.7314
1366 | UG | 45 | 14.4517 | 0 | 29.7 | 5.5737 | 2013 | 74.7 | 20.0255 | 2013 | 4.3135 | 2.997
170 | UG | 22.5 | 9.307 | unknown | 22.5 | 5.2097 | 2001 | 45 | 14.5167 | 2001 | 3.8067 | 2.6753
1350 | UG | 45 | 14.4517 | 0 | 29.7 | 6.53 | 2013 | 74.7 | 20.9818 | 2013 | 4.3135 | 3.0437
658 | UG | 6.75 | 4.3336 | 1996 | 15.75 | 7.2631 | 2008 | 22.5 | 11.5967 | 2008 | 3.1135 | 2.4507
897 | UG | 22.5 | 9.307 | 1996 | 22.5 | 6.2372 | 2010 | 45 | 15.5442 | 2010 | 3.8067 | 2.7437
483 | UG | 37.8 | 12.9374 | 1986 | 37.8 | 3.6201 | 2005 | 75.6 | 16.5575 | 2005 | 4.3255 | 2.8068
1494 | UG | 22.5 | 9.307 | 0 | 37.8 | 6.4297 | 2014 | 60.3 | 15.7367 | 2014 | 4.0993 | 2.756
488 | UG | 171.9 | 33.8416 | 1982 | 0 | 0.40463 | 2006 | 171.9 | 34.2462 | 2006 | 5.1469 | 3.5336
1692 | UG | 171.9 | 33.8416 | 0 | 0 | 2.2188 | 2016 | 171.9 | 36.0604 | 2016 | 5.1469 | 3.5852
318 | UG | 42.3 | 13.8951 | 1996 | 0 | 0.76702 | 2001 | 42.3 | 14.6621 | 2001 | 3.7448 | 2.6853
806 | UG | 42.3 | 13.8951 | 1996 | 0 | 0.68948 | 2008 | 42.3 | 14.5845 | 2008 | 3.7448 | 2.68
1495 | UG | 42.3 | 13.8951 | 1996 | 37.8 | 5.1428 | 2014 | 80.1 | 19.0379 | 2014 | 4.3833 | 2.9464
1386 | UG | 84.6 | 21.5761 | 0 | 0 | 0.85934 | 2013 | 84.6 | 22.4354 | 2013 | 4.4379 | 3.1106
928 | UG | 22.5 | 9.307 | 1992 | 37.8 | 10.3644 | 2010 | 60.3 | 19.6713 | 2010 | 4.0993 | 2.9792
1450 | UG | 60.3 | 17.4026 | 1992 | 24.3 | 5.153 | 2014 | 84.6 | 22.5556 | 2014 | 4.4379 | 3.116
170 | UG | 59.94 | 17.3366 | unknown | 0 | 1.1342 | 2001 | 59.94 | 18.4708 | 2001 | 4.0933 | 2.9162
649 | UG | 59.94 | 17.3366 | 1997 | 22.5 | 5.0181 | 2007 | 82.44 | 22.3547 | 2007 | 4.4121 | 3.107
1203 | UG | 22.5 | 9.307 | 1977 | 37.8 | 12.4436 | 2012 | 60.3 | 21.7506 | 2012 | 4.0993 | 3.0796
170 | UG | 13.5 | 6.7292 | 1972 | 0 | 2.9005 | 2001 | 13.5 | 9.6297 | 2001 | 2.6027 | 2.2649
363 | UG | 37.8 | 12.9374 | 1975 | 0 | 0.82194 | 2004 | 37.8 | 13.7594 | 2004 | 3.6323 | 2.6217
493 | UG | 37.8 | 12.9374 | 1975 | 37.8 | 3.4003 | 2006 | 75.6 | 16.3377 | 2006 | 4.3255 | 2.7935
685 | UG | 75.6 | 20.0891 | 1975 | 0 | 0.94607 | 2007 | 75.6 | 21.0352 | 2007 | 4.3255 | 3.0462
1574 | UG | 37.8 | 12.9374 | 2013 | 37.8 | 6.2662 | 2015 | 75.6 | 19.2037 | 2015 | 4.3255 | 2.9551
435 | UG | 15.03 | 7.2038 | 1990 | 29.7 | 3.0774 | 2004 | 44.73 | 10.2812 | 2004 | 3.8006 | 2.3303
652 | UG | 12.15 | 6.2938 | 1986 | 10.35 | 4.3802 | 2007 | 22.5 | 10.674 | 2007 | 3.1135 | 2.3678
366 | UG | 22.5 | 9.307 | 1981 | 0 | 0.60208 | 2003 | 22.5 | 9.909 | 2003 | 3.1135 | 2.2934
1640 | UG | 22.5 | 9.307 | 1981 | 37.8 | 8.3244 | 2015 | 60.3 | 17.6314 | 2015 | 4.0993 | 2.8697
367 | UG | 63 | 17.8933 | 1988 | 0 | 0.55589 | 2004 | 63 | 18.4492 | 2004 | 4.1431 | 2.915
650 | UG | 37.8 | 12.9374 | 1981 | 37.8 | 11.8954 | 2007 | 75.6 | 24.8328 | 2007 | 4.3255 | 3.2122
902 | UG | 37.8 | 12.9374 | 2002 | 0 | 0.547 | 2009 | 37.8 | 13.4844 | 2009 | 3.6323 | 2.6015
1202 | UG | 22.5 | 9.307 | 1989 | 37.8 | 10.745 | 2012 | 60.3 | 20.052 | 2012 | 4.0993 | 2.9983
1338 | UG | 13.23 | 6.6434 | unknown | 22.5 | 6.6636 | 2013 | 35.73 | 13.307 | 2013 | 3.576 | 2.5883
212 | UG | 69.12 | 18.9781 | 1978 | 45 | 4.6265 | 2003 | 114.12 | 23.6046 | 2003 | 4.7373 | 3.1614
653 | UG | 114.12 | 26.0915 | 1977 | 0 | 0.56895 | 2007 | 114.12 | 26.6605 | 2007 | 4.7373 | 3.2832
1679 | UG | 114.12 | 26.0915 | 1977 | 0 | 3.0359 | 2016 | 114.12 | 29.1275 | 2016 | 4.7373 | 3.3717
1382 | UG | 60.3 | 17.4026 | unknown | 0 | 2.4484 | 2013 | 60.3 | 19.851 | 2013 | 4.0993 | 2.9883
1638 | UG | 60.3 | 17.4026 | unknown | 15.3 | 1.4308 | 2015 | 75.6 | 18.8334 | 2015 | 4.3255 | 2.9356
874 | UG | 7.56 | 4.6569 | 1997 | 14.94 | 3.6334 | 2009 | 22.5 | 8.2903 | 2009 | 3.1135 | 2.1151
491 | UG | 75.6 | 20.0891 | 1984 | 0 | 0.19252 | 2006 | 75.6 | 20.2816 | 2006 | 4.3255 | 3.0097
1396 | UG | 37.8 | 12.9374 | 2009 | 0 | 0.37351 | 2013 | 37.8 | 13.3109 | 2013 | 3.6323 | 2.5886
1597 | UG | 37.8 | 12.9374 | 2009 | 37.8 | 4.2356 | 2015 | 75.6 | 17.173 | 2015 | 4.3255 | 2.8433
1292 | UG | 25.29 | 10.0239 | unknown | 12.51 | 4.4712 | 2013 | 37.8 | 14.4951 | 2013 | 3.6323 | 2.6738
364 | UG | 80.1 | 20.8402 | 1975 | 0 | 1.3175 | 2004 | 80.1 | 22.1577 | 2004 | 4.3833 | 3.0982
1306 | UG | 37.8 | 12.9374 | 1985 | 37.8 | 5.9849 | 2013 | 75.6 | 18.9223 | 2013 | 4.3255 | 2.9403
858 | UG | 37.8 | 12.9374 | 2009 | 37.8 | 5.4359 | 2010 | 75.6 | 18.3733 | 2010 | 4.3255 | 2.9109
1454 | UG | 75.6 | 20.0891 | 2009 | 0 | 0.45762 | 2013 | 75.6 | 20.5467 | 2013 | 4.3255 | 3.0227
637 | UG | 22.5 | 9.307 | 1989 | 22.5 | 6.7669 | 2007 | 45 | 16.0738 | 2007 | 3.8067 | 2.7772
1254 | UG | 45 | 14.4517 | 1989 | 30.6 | 6.5284 | 2012 | 75.6 | 20.9802 | 2012 | 4.3255 | 3.0436
734 | UG | 37.8 | 12.9374 | 1974 | 37.8 | 11.2611 | 2011 | 75.6 | 24.1986 | 2011 | 4.3255 | 3.1863
1594 | UG | 75.6 | 20.0891 | 1974 | 0 | 17.2334 | 2017 | 75.6 | 37.3226 | 2017 | 4.3255 | 3.6196
1674 | UG | 25.2 | 10.0012 | 0 | 37.8 | 10.3273 | 2016 | 63 | 20.3285 | 2016 | 4.1431 | 3.012
711 | UG | 22.5 | 9.307 | 1976 | 22.5 | 9.2618 | 2009 | 45 | 18.5687 | 2009 | 3.8067 | 2.9215
408 | UG | 84.6 | 21.5761 | 1976 | 0 | 0.58016 | 2004 | 84.6 | 22.1563 | 2004 | 4.4379 | 3.0981
698 | UG | 84.6 | 21.5761 | 1976 | 0 | 1.4407 | 2007 | 84.6 | 23.0168 | 2007 | 4.4379 | 3.1362
696 | UG | 25.2 | 10.0012 | 1981 | 0 | 0.2681 | 2007 | 25.2 | 10.2693 | 2007 | 3.2268 | 2.3292
1636 | UG | 22.5 | 9.307 | 1981 | 37.8 | 6.6059 | 2015 | 60.3 | 15.9128 | 2015 | 4.0993 | 2.7671
1185 | UG | 63 | 17.8933 | 1988 | 0 | 2.8088 | 2011 | 63 | 20.7021 | 2011 | 4.1431 | 3.0302
568 | UG | 75.6 | 20.0891 | 1978 | 0 | 0.028819 | 2006 | 75.6 | 20.1179 | 2006 | 4.3255 | 3.0016
853 | UG | 45 | 14.4517 | 1991 | 30.6 | 4.2556 | 2009 | 75.6 | 18.7074 | 2009 | 4.3255 | 2.9289
1201 | UG | 25.2 | 10.0012 | unknown | 37.8 | 7.6365 | 2012 | 63 | 17.6377 | 2012 | 4.1431 | 2.87
654 | UG | 22.5 | 9.307 | 1976 | 0 | 0.73673 | 2007 | 22.5 | 10.0437 | 2007 | 3.1135 | 2.3069
1394 | UG | 22.5 | 9.307 | 1976 | 37.8 | 5.0058 | 2014 | 60.3 | 14.3127 | 2014 | 4.0993 | 2.6611
1294 | UG | 13.41 | 6.7007 | 0 | 22.5 | 4.562 | 2014 | 35.91 | 11.2627 | 2014 | 3.581 | 2.4215
1670 | UG | 75.6 | 20.0891 | 0 | 0 | 2.7944 | 2016 | 75.6 | 22.8835 | 2016 | 4.3255 | 3.1304
579 | UG | 27 | 10.449 | unknown | 27 | 3.6516 | 2008 | 54 | 14.1007 | 2008 | 3.989 | 2.6462
1670 | UG | 63.09 | 17.9096 | 0 | 37.8 | 18.3637 | 2016 | 100.89 | 36.2733 | 2016 | 4.614 | 3.5911
1083 | UG | 37.8 | 12.9374 | 1981 | 45 | 7.4125 | 2011 | 82.8 | 20.3499 | 2011 | 4.4164 | 3.0131
552 | UG | 37.8 | 12.9374 | 1991 | 0 | 1.1458 | 2006 | 37.8 | 14.0832 | 2006 | 3.6323 | 2.645
1311 | UG | 37.8 | 12.9374 | 1991 | 37.8 | 5.9841 | 2013 | 75.6 | 18.9216 | 2013 | 4.3255 | 2.9403
1078 | UG | 64.35 | 18.1358 | 1957 | 0 | 1.0936 | 2011 | 64.35 | 19.2295 | 2011 | 4.1643 | 2.9564
495 | UG | 37.44 | 12.8591 | 1982 | 37.44 | 3.5908 | 2006 | 74.88 | 16.4499 | 2006 | 4.3159 | 2.8003
383 | UG | 54 | 16.2252 | 1984 | 45 | 3.9502 | 2005 | 99 | 20.1754 | 2005 | 4.5951 | 3.0045
1020 | UG | 29.97 | 11.1648 | 1977 | 45 | 7.345 | 2010 | 74.97 | 18.5098 | 2010 | 4.3171 | 2.9183
1364 | UG | 29.7 | 11.1008 | 0 | 45 | 8.7951 | 2013 | 74.7 | 19.8959 | 2013 | 4.3135 | 2.9905
503 | UG | 45 | 14.4517 | 1972 | 45 | 3.8033 | 2007 | 90 | 18.2551 | 2007 | 4.4998 | 2.9044
925 | UG | 90 | 22.4405 | 1972 | 0 | 3.3165 | 2011 | 90 | 25.757 | 2011 | 4.4998 | 3.2487
821 | UG | 45 | 14.4517 | 2006 | 45 | 9.4177 | 2011 | 90 | 23.8695 | 2011 | 4.4998 | 3.1726
486 | UG | 11.97 | 6.2345 | 1993 | 2.43 | 0.34692 | 2005 | 14.4 | 6.5814 | 2005 | 2.6672 | 1.8842
779 | UG | 14.4 | 7.0106 | 1993 | 23.04 | 0.91576 | 2008 | 37.44 | 7.9264 | 2008 | 3.6227 | 2.0702
1416 | UG | 37.44 | 12.8591 | 1993 | 0 | 1.4182 | 2014 | 37.44 | 14.2772 | 2014 | 3.6227 | 2.6587
554 | UG | 119.88 | 26.9201 | 1968 | 0 | 1.0611 | 2006 | 119.88 | 27.9812 | 2006 | 4.7865 | 3.3315
1581 | UG | 11.7 | 6.1448 | unknown | 33.3 | 5.3848 | 2015 | 45 | 11.5296 | 2015 | 3.8067 | 2.4449
880 | UG | 29.7 | 11.1008 | 1966 | 30.24 | 4.5764 | 2010 | 59.94 | 15.6772 | 2010 | 4.0933 | 2.7522
1047 | UG | 14.4 | 7.0106 | 1965 | 15.3 | 6.2586 | 2012 | 29.7 | 13.2693 | 2012 | 3.3911 | 2.5855
1045 | UG | 69.84 | 19.1034 | 1971 | 21.6 | 3.8009 | 2011 | 91.44 | 22.9043 | 2011 | 4.5157 | 3.1313
1616 | UG | 74.88 | 19.9674 | unknown | 0 | 0.84819 | 2015 | 74.88 | 20.8156 | 2015 | 4.3159 | 3.0357
362 | UG | 84.6 | 21.5761 | 1971 | 0 | 0.78848 | 2004 | 84.6 | 22.3646 | 2004 | 4.4379 | 3.1075
924 | UG | 90 | 22.4405 | 1982 | 0 | 1.4264 | 2010 | 90 | 23.867 | 2010 | 4.4998 | 3.1725
1241 | UG | 37.44 | 12.8591 | unknown | 0 | 2.625 | 2012 | 37.44 | 15.4841 | 2012 | 3.6227 | 2.7398
438 | UG | 27 | 10.449 | 1978 | 1.503 | 0.18095 | 2004 | 28.503 | 10.63 | 2004 | 3.35 | 2.3637
748 | UG | 37.53 | 12.8787 | 1995 | 0 | 0.38858 | 2008 | 37.53 | 13.2673 | 2008 | 3.6251 | 2.5853
1319 | UG | 36 | 12.5428 | 0 | 19.44 | 3.2377 | 2014 | 55.44 | 15.7805 | 2014 | 4.0153 | 2.7588
892 | UG | 27 | 10.449 | 1972 | 13.5 | 3.2491 | 2011 | 40.5 | 13.6981 | 2011 | 3.7013 | 2.6173
504 | UG | 11.97 | 6.2345 | 2007 | 22.5 | 2.1923 | 2006 | 34.47 | 8.4268 | 2007 | 3.5401 | 2.1314
618 | UG | 22.5 | 9.307 | 1995 | 14.94 | 2.3465 | 2006 | 37.44 | 11.6534 | 2006 | 3.6227 | 2.4556
712 | UG | 14.94 | 7.1764 | 1980 | 14.94 | 7.8904 | 2011 | 29.88 | 15.0668 | 2011 | 3.3972 | 2.7125
726 | UG | 119.7 | 26.8944 | 1982 | 0 | 1.0316 | 2008 | 119.7 | 27.926 | 2008 | 4.785 | 3.3296
530 | UG | 37.44 | 12.8591 | 1982 | 37.44 | 4.5023 | 2006 | 74.88 | 17.3613 | 2006 | 4.3159 | 2.8542
755 | UG | 23.4 | 9.5416 | 1983 | 0 | 0.74649 | 2008 | 23.4 | 10.2881 | 2008 | 3.1527 | 2.331
1081 | UG | 23.4 | 9.5416 | 1983 | 0 | 0.74616 | 2010 | 23.4 | 10.2878 | 2010 | 3.1527 | 2.331
307 | UG | 11.97 | 6.2345 | 1985 | 1.98 | 2.5231 | 2003 | 13.95 | 8.7575 | 2003 | 2.6355 | 2.1699
1466 | UG | 13.95 | 6.8708 | 1985 | 8.55 | 4.6348 | 2015 | 22.5 | 11.5056 | 2015 | 3.1135 | 2.4428
1091 | UG | 22.5 | 9.307 | 1982 | 37.8 | 7.6638 | 2011 | 60.3 | 16.9708 | 2011 | 4.0993 | 2.8315
666 | UG | 37.44 | 12.8591 | 1987 | 37.8 | 3.7978 | 2008 | 75.24 | 16.6569 | 2008 | 4.3207 | 2.8128
556 | UG | 11.97 | 6.2345 | 1985 | 22.5 | 4.1694 | 2007 | 34.47 | 10.4038 | 2007 | 3.5401 | 2.3422
452 | UG | 14.4 | 7.0106 | 1986 | 0 | 3.4437 | 2005 | 14.4 | 10.4544 | 2005 | 2.6672 | 2.347
613 | UG | 22.5 | 9.307 | 1999 | 0 | 0.43132 | 2006 | 22.5 | 9.7383 | 2006 | 3.1135 | 2.2761
778 | UG | 74.88 | 19.9674 | 1988 | 0 | 0.48701 | 2008 | 74.88 | 20.4545 | 2008 | 4.3159 | 3.0182
1571 | UG | 74.88 | 19.9674 | 1988 | 0 | 1.592 | 2016 | 74.88 | 21.5595 | 2016 | 4.3159 | 3.0708
525 | UG | 154.8 | 31.6637 | 1995 | 45 | 2.1078 | 2006 | 199.8 | 33.7715 | 2006 | 5.2973 | 3.5196
1324 | UG | 90 | 22.4405 | 2012 | 0 | 2.2693 | 2014 | 90 | 24.7098 | 2014 | 4.4998 | 3.2072
511 | UG | 225 | 40.1486 | 2004 | 0 | 0.42904 | 2004 | 225 | 40.5777 | 2004 | 5.4161 | 3.7032
1094 | UG | 225 | 40.1486 | 2004 | 0 | 1.0646 | 2011 | 225 | 41.2133 | 2011 | 5.4161 | 3.7188
775 | UG | 14.94 | 7.1764 | 2002 | 0 | 1.4059 | 2008 | 14.94 | 8.5823 | 2008 | 2.704 | 2.1497
1646 | UG | 7.2 | 4.5149 | unknown | 14.94 | 6.6896 | 2016 | 22.14 | 11.2044 | 2016 | 3.0974 | 2.4163
467 | UG | 11.97 | 6.2345 | 1996 | 31.5 | 3.4855 | 2005 | 43.47 | 9.72 | 2005 | 3.7721 | 2.2742
437 | UG | 42.03 | 13.8387 | 2001 | 45 | 3.6314 | 2008 | 87.03 | 17.4701 | 2008 | 4.4663 | 2.8605
1233 | UG | 87.03 | 21.9675 | 2001 | 0 | 3.8904 | 2011 | 87.03 | 25.8579 | 2011 | 4.4663 | 3.2526
361 | UG | 27.9 | 10.6688 | 1986 | 32.4 | 1.172 | 2002 | 60.3 | 11.8408 | 2002 | 4.0993 | 2.4716
645 | UG | 60.3 | 17.4026 | 1986 | 0 | 0.22668 | 2006 | 60.3 | 17.6293 | 2006 | 4.0993 | 2.8696
720 | UG | 36.9 | 12.741 | 1974 | 13.5 | 3.2147 | 2009 | 50.4 | 15.9557 | 2009 | 3.92 | 2.7698
1554 | UG | 22.5 | 9.307 | 2013 | 22.5 | 4.0041 | 2015 | 45 | 13.311 | 2015 | 3.8067 | 2.5886
1570 | UG | 22.5 | 9.307 | 0 | 22.5 | 5.7129 | 2016 | 45 | 15.0198 | 2016 | 3.8067 | 2.7094
1280 | UG | 22.5 | 9.307 | 0 | 22.5 | 3.9567 | 2013 | 45 | 13.2637 | 2013 | 3.8067 | 2.585
659 | UG | 134.46 | 28.9549 | 1974 | 0 | 0.19039 | 2006 | 134.46 | 29.1453 | 2006 | 4.9013 | 3.3723
1240 | UG | 15.03 | 7.2038 | 0 | 0 | 2.4762 | 2013 | 15.03 | 9.6801 | 2013 | 2.71 | 2.2701
317 | UG | 42.3 | 13.8951 | 1978 | 37.8 | 3.7336 | 2002 | 80.1 | 17.6287 | 2002 | 4.3833 | 2.8695
1510 | UG | 80.1 | 20.8402 | 1978 | 0 | 1.0378 | 2014 | 80.1 | 21.8781 | 2014 | 4.3833 | 3.0855
1678 | UG | 450 | 62.3424 | 0 | 0 | 0.18769 | 2015 | 450 | 62.5301 | 2015 | 6.1092 | 4.1356
409 | UG | 56.7 | 16.7356 | unknown | 56.7 | 6.95 | 2004 | 113.4 | 23.6856 | 2004 | 4.7309 | 3.1649
620 | UG | 120.06 | 26.9457 | unknown | 0 | 0.052327 | 2006 | 120.06 | 26.9981 | 2006 | 4.788 | 3.2958
1085 | UG | 120.06 | 26.9457 | unknown | 0 | 0.079312 | 2010 | 120.06 | 27.025 | 2010 | 4.788 | 3.2968
589 | UG | 81 | 20.9886 | 1974 | 14.4 | 0.032007 | 2005 | 95.4 | 21.0206 | 2005 | 4.5581 | 3.0455
836 | UG | 95.4 | 23.2862 | 1974 | 0 | 0.20825 | 2008 | 95.4 | 23.4945 | 2008 | 4.5581 | 3.1568
1417 | UG | 90 | 22.4405 | 0 | 0 | 0.36632 | 2013 | 90 | 22.8068 | 2013 | 4.4998 | 3.1271
1575 | UG | 261.72 | 44.1929 | 0 | 0 | 0.084606 | 2014 | 261.72 | 44.2775 | 2014 | 5.5673 | 3.7905
1480 | UG | 180 | 34.8454 | 0 | 0 | 1.4186 | 2015 | 180 | 36.2641 | 2015 | 5.193 | 3.5908
1644 | UG | 720 | 84.0179 | 0 | 45 | 6.4882 | 2016 | 765 | 90.5061 | 2016 | 6.6399 | 4.5054
1276 | UG | 154.8 | 31.6637 | unknown | 0 | 0.69755 | 2012 | 154.8 | 32.3612 | 2012 | 5.0421 | 3.477
823 | UG | 54 | 16.2252 | unknown | 36 | 12.9391 | 2009 | 90 | 29.1642 | 2009 | 4.4998 | 3.3729
1601 | UG | 120.24 | 26.9714 | 0 | 0 | 4.0095 | 2015 | 120.24 | 30.9808 | 2015 | 4.7895 | 3.4334
1046 | UG | 54 | 16.2252 | unknown | 45 | 13.8381 | 2011 | 99 | 30.0633 | 2011 | 4.5951 | 3.4033
873 | UG | 69.03 | 18.9624 | unknown | 45 | 10.835 | 2011 | 114.03 | 29.7975 | 2011 | 4.7365 | 3.3944
630 | UG | 101.97 | 24.2919 | unknown | 0 | 0.76182 | 2007 | 101.97 | 25.0537 | 2007 | 4.6247 | 3.221
1107 | UG | 45 | 14.4517 | 2010 | 45 | 7.7 | 2014 | 90 | 22.1518 | 2014 | 4.4998 | 3.0979
682 | UG | 27 | 10.449 | 2005 | 27 | 4.2252 | 2009 | 54 | 14.6743 | 2009 | 3.989 | 2.6861
677 | UG | 279 | 46.0236 | unknown | 45 | 5.9673 | 2009 | 324 | 51.9909 | 2009 | 5.7807 | 3.9511
643 | UG | 77.4 | 20.3915 | unknown | 42.57 | 4.4087 | 2009 | 119.97 | 24.8001 | 2009 | 4.7872 | 3.2108
* Type is either Greenfield (“GF”) or Upgrade (“UG”), where Upgrade refers to additional facilities that increase the capacity of an existing Greenfield project
** For Iteration 13, Greenfield Cost for an Upgrade project is estimated using the Iteration 12 power curve for greenfield and upgrade projects

## GF + UG Iteration 14
Alberta Electric System Operator
2018 ISO Tariff Application
Appendix X - Option 4 POD Cost Function
Fourteenth-Interation Calculation of Power Curve for Greenfield and Upgrade Projects
September 14, 2017 |  | INSTALLED
Project | Type * | Greenfield MW | Greenfield Cost ** | Greenfield Year | Upgrade MW | Upgrade Cost | Upgrade Year | Total MW | Total Cost | Total Year | LN(MW) | LN(Cost) |  | ln(y)=m*ln(x) + b Linear Regression
476 | GF | 22.5 | 16.8618 | 2006 |  |  |  | 22.5 | 16.8618 | 2006 | 3.1135 | 2.8251 | m | 0.63487 | 0.25408 | b
478 | GF | 15.03 | 6.0182 | 2006 |  |  |  | 15.03 | 6.0182 | 2006 | 2.71 | 1.7948 | se | 0.028811 | 0.11499 | seb
473 | GF | 45 | 14.999 | 2006 |  |  |  | 45 | 14.999 | 2006 | 3.8067 | 2.708 | R2 | 0.63179 | 0.35355 | sev
1042 | GF | 22.5 | 11.1648 | 2011 |  |  |  | 22.5 | 11.1648 | 2011 | 3.1135 | 2.4128 | F | 485.5829 | 283 | df
443 | GF | 35.1 | 11.7056 | 2004 |  |  |  | 35.1 | 11.7056 | 2004 | 3.5582 | 2.4601 | ssreg | 60.6977 | 35.3749 | ssresid
1195 | GF | 45 | 31.6599 | 2012 |  |  |  | 45 | 31.6599 | 2012 | 3.8067 | 3.4551
420 | GF | 22.5 | 9.6396 | 2004 |  |  |  | 22.5 | 9.6396 | 2004 | 3.1135 | 2.2659 |  | y=cx^m, where c=e^b
440 | GF | 37.8 | 17.2269 | 2007 |  |  |  | 37.8 | 17.2269 | 2007 | 3.6323 | 2.8465 | m | 0.63487 | 0.0002191% | change
1102 | GF | 45 | 16.2936 | 2012 |  |  |  | 45 | 16.2936 | 2012 | 3.8067 | 2.7908 | c | 1.2893 | -0.0006149% | from
324 | GF | 22.5 | 8.9094 | 2003 |  |  |  | 22.5 | 8.9094 | 2003 | 3.1135 | 2.1871 |  |  |  | prior
1103 | GF | 23.4 | 17.2995 | 2012 |  |  |  | 23.4 | 17.2995 | 2012 | 3.1527 | 2.8507 |  |  |  | iteration
386 | GF | 14.94 | 9.9511 | 2004 |  |  |  | 14.94 | 9.9511 | 2004 | 2.704 | 2.2977
80 | GF | 14.94 | 6.0754 | 2001 |  |  |  | 14.94 | 6.0754 | 2001 | 2.704 | 1.8042
1052 | GF | 37.8 | 10.9027 | 2013 |  |  |  | 37.8 | 10.9027 | 2013 | 3.6323 | 2.389
347 | GF | 75.6 | 9.3005 | 2004 |  |  |  | 75.6 | 9.3005 | 2004 | 4.3255 | 2.2301
1358 | GF | 59.4 | 13.0727 | 2013 |  |  |  | 59.4 | 13.0727 | 2013 | 4.0843 | 2.5705
584 | GF | 37.8 | 34.9037 | 2012 |  |  |  | 37.8 | 34.9037 | 2012 | 3.6323 | 3.5526
422 | GF | 45 | 13.6508 | 2004 |  |  |  | 45 | 13.6508 | 2004 | 3.8067 | 2.6138
944 | GF | 135 | 26.8161 | 2011 |  |  |  | 135 | 26.8161 | 2011 | 4.9053 | 3.289
387 | GF | 14.94 | 9.5131 | 2004 |  |  |  | 14.94 | 9.5131 | 2004 | 2.704 | 2.2527
587 | GF | 22.5 | 20.2415 | 2007 |  |  |  | 22.5 | 20.2415 | 2007 | 3.1135 | 3.0077
585 | GF | 37.8 | 11.2912 | 2008 |  |  |  | 37.8 | 11.2912 | 2008 | 3.6323 | 2.424
831 | GF | 37.8 | 20.9656 | 2011 |  |  |  | 37.8 | 20.9656 | 2011 | 3.6323 | 3.0429
340 | GF | 45 | 13.3096 | 2002 |  |  |  | 45 | 13.3096 | 2002 | 3.8067 | 2.5885
334 | GF | 22.5 | 7.9464 | 2003 |  |  |  | 22.5 | 7.9464 | 2003 | 3.1135 | 2.0727
343 | GF | 22.5 | 13.9997 | 2006 |  |  |  | 22.5 | 13.9997 | 2006 | 3.1135 | 2.639
358 | GF | 35.1 | 7.2249 | 2004 |  |  |  | 35.1 | 7.2249 | 2004 | 3.5582 | 1.9775
702 | GF | 37.8 | 5.2102 | 2008 |  |  |  | 37.8 | 5.2102 | 2008 | 3.6323 | 1.6506
526 | GF | 22.5 | 13.7588 | 2009 |  |  |  | 22.5 | 13.7588 | 2009 | 3.1135 | 2.6217
288 | GF | 22.5 | 4.4534 | 2001 |  |  |  | 22.5 | 4.4534 | 2001 | 3.1135 | 1.4937
851 | GF | 29.97 | 12.9318 | 2016 |  |  |  | 29.97 | 12.9318 | 2016 | 3.4002 | 2.5597
648 | GF | 45 | 18.253 | 2009 |  |  |  | 45 | 18.253 | 2009 | 3.8067 | 2.9043
855 | GF | 37.8 | 28.6671 | 2013 |  |  |  | 37.8 | 28.6671 | 2013 | 3.6323 | 3.3557
700 | GF | 37.8 | 7.0658 | 2008 |  |  |  | 37.8 | 7.0658 | 2008 | 3.6323 | 1.9553
683 | GF | 90 | 16.0323 | 2011 |  |  |  | 90 | 16.0323 | 2011 | 4.4998 | 2.7746
559 | GF | 360 | 56.8595 | 2014 |  |  |  | 360 | 56.8595 | 2014 | 5.8861 | 4.0406
1074 | GF | 90 | 43.1388 | 2012 |  |  |  | 90 | 43.1388 | 2012 | 4.4998 | 3.7644
34 | GF | 45 | 7.5134 | 1999 |  |  |  | 45 | 7.5134 | 1999 | 3.8067 | 2.0167
433 | GF | 90 | 22.3083 | 2005 |  |  |  | 90 | 22.3083 | 2005 | 4.4998 | 3.105
79A | GF | 37.44 | 5.0823 | 2001 |  |  |  | 37.44 | 5.0823 | 2001 | 3.6227 | 1.6258
10A | GF | 22.5 | 8.916 | 1998 |  |  |  | 22.5 | 8.916 | 1998 | 3.1135 | 2.1878
345 | GF | 45 | 8.369 | 2004 |  |  |  | 45 | 8.369 | 2004 | 3.8067 | 2.1245
1049 | GF | 90 | 54.5518 | 2011 |  |  |  | 90 | 54.5518 | 2011 | 4.4998 | 3.9992
230 | GF | 45 | 10.7399 | 2003 |  |  |  | 45 | 10.7399 | 2003 | 3.8067 | 2.374
79B | GF | 14.94 | 3.3788 | 2001 |  |  |  | 14.94 | 3.3788 | 2001 | 2.704 | 1.2175
10B | GF | 22.5 | 9.7991 | 1999 |  |  |  | 22.5 | 9.7991 | 1999 | 3.1135 | 2.2823
8 | GF | 42.03 | 11.9841 | 2000 |  |  |  | 42.03 | 11.9841 | 2000 | 3.7384 | 2.4836
487 | GF | 37.44 | 16.8138 | 2009 |  |  |  | 37.44 | 16.8138 | 2009 | 3.6227 | 2.8222
385 | GF | 14.94 | 8.5881 | 2004 |  |  |  | 14.94 | 8.5881 | 2004 | 2.704 | 2.1504
865 | GF | 29.97 | 8.6092 | 2016 |  |  |  | 29.97 | 8.6092 | 2016 | 3.4002 | 2.1528
863 | GF | 29.97 | 8.2434 | 2016 |  |  |  | 29.97 | 8.2434 | 2016 | 3.4002 | 2.1094
527 | GF | 22.5 | 6.9319 | 2008 |  |  |  | 22.5 | 6.9319 | 2008 | 3.1135 | 1.9361
595 | GF | 37.8 | 19.0874 | 2008 |  |  |  | 37.8 | 19.0874 | 2008 | 3.6323 | 2.949
528 | GF | 22.5 | 5.2658 | 2008 |  |  |  | 22.5 | 5.2658 | 2008 | 3.1135 | 1.6612
529 | GF | 22.5 | 7.7922 | 2008 |  |  |  | 22.5 | 7.7922 | 2008 | 3.1135 | 2.0531
1095 | GF | 22.5 | 11.9234 | 2012 |  |  |  | 22.5 | 11.9234 | 2012 | 3.1135 | 2.4785
561 | GF | 135 | 58.1001 | 2011 |  |  |  | 135 | 58.1001 | 2011 | 4.9053 | 4.0622
1018 | GF | 22.5 | 10.6346 | 2013 |  |  |  | 22.5 | 10.6346 | 2013 | 3.1135 | 2.3641
360 | GF | 37.8 | 7.1175 | 2005 |  |  |  | 37.8 | 7.1175 | 2005 | 3.6323 | 1.9626
1106 | GF | 22.5 | 20.2179 | 2013 |  |  |  | 22.5 | 20.2179 | 2013 | 3.1135 | 3.0066
899 | GF | 45 | 15.1725 | 2011 |  |  |  | 45 | 15.1725 | 2011 | 3.8067 | 2.7195
1191 | GF | 14.94 | 12.6281 | 2012 |  |  |  | 14.94 | 12.6281 | 2012 | 2.704 | 2.5359
1115 | GF | 22.5 | 24.3628 | 2013 |  |  |  | 22.5 | 24.3628 | 2013 | 3.1135 | 3.1931
1053 | GF | 14.94 | 14.7144 | 2012 |  |  |  | 14.94 | 14.7144 | 2012 | 2.704 | 2.6888
864 | GF | 29.97 | 9.8258 | 2013 |  |  |  | 29.97 | 9.8258 | 2013 | 3.4002 | 2.285
834 | GF | 45 | 25.7984 | 2011 |  |  |  | 45 | 25.7984 | 2011 | 3.8067 | 3.2503
722 | GF | 22.5 | 13.5015 | 2009 |  |  |  | 22.5 | 13.5015 | 2009 | 3.1135 | 2.6028
927 | GF | 67.5 | 25.8871 | 2011 |  |  |  | 67.5 | 25.8871 | 2011 | 4.2121 | 3.2537
1068 | GF | 22.5 | 26.9182 | 2012 |  |  |  | 22.5 | 26.9182 | 2012 | 3.1135 | 3.2928
506 | GF | 113.4 | 19.7523 | 2007 |  |  |  | 113.4 | 19.7523 | 2007 | 4.7309 | 2.9833
456 | GF | 45 | 17.647 | 2009 |  |  |  | 45 | 17.647 | 2009 | 3.8067 | 2.8706
130 | GF | 45 | 8.437 | 2000 |  |  |  | 45 | 8.437 | 2000 | 3.8067 | 2.1326
308 | GF | 54 | 8.8754 | 2006 |  |  |  | 54 | 8.8754 | 2006 | 3.989 | 2.1833
829 | GF | 45 | 27.7611 | 2012 |  |  |  | 45 | 27.7611 | 2012 | 3.8067 | 3.3236
425 | GF | 27 | 11.7254 | 2008 |  |  |  | 27 | 11.7254 | 2008 | 3.2958 | 2.4618
333 | GF | 27 | 7.5607 | 2004 |  |  |  | 27 | 7.5607 | 2004 | 3.2958 | 2.023
769 | GF | 135 | 33.576 | 2009 |  |  |  | 135 | 33.576 | 2009 | 4.9053 | 3.5138
948 | GF | 225 | 12.6537 | 2014 |  |  |  | 225 | 12.6537 | 2014 | 5.4161 | 2.5379
1128 | GF | 225 | 63.5562 | 2013 |  |  |  | 225 | 63.5562 | 2013 | 5.4161 | 4.1519
1214 | GF | 90 | 22.6317 | 2013 |  |  |  | 90 | 22.6317 | 2013 | 4.4998 | 3.1194
1225 | GF | 37.8 | 18.6367 | 2014 |  |  |  | 37.8 | 18.6367 | 2014 | 3.6323 | 2.9251
1263 | GF | 27 | 19.6117 | 2015 |  |  |  | 27 | 19.6117 | 2015 | 3.2958 | 2.9761
1309 | GF | 45 | 16.1093 | 2014 |  |  |  | 45 | 16.1093 | 2014 | 3.8067 | 2.7794
1349 | GF | 29.7 | 8.968 | 2014 |  |  |  | 29.7 | 8.968 | 2014 | 3.3911 | 2.1937
1358 | GF | 59.4 | 13.0727 | 2013 |  |  |  | 59.4 | 13.0727 | 2013 | 4.0843 | 2.5705
1404 | GF | 150.984 | 35.2763 | 2016 |  |  |  | 150.984 | 35.2763 | 2016 | 5.0172 | 3.5632
1482 | GF | 90 | 18.7658 | 2015 |  |  |  | 90 | 18.7658 | 2015 | 4.4998 | 2.932
1515 | GF | 37.8 | 12.9927 | 2015 |  |  |  | 37.8 | 12.9927 | 2015 | 3.6323 | 2.5644
1618 | GF | 45 | 15.966 | 2016 |  |  |  | 45 | 15.966 | 2016 | 3.8067 | 2.7705
1634 | GF | 45 | 17.1728 | 2015 |  |  |  | 45 | 17.1728 | 2015 | 3.8067 | 2.8433
1258 | GF | 75.6 | 53.5183 | 2016 |  |  |  | 75.6 | 53.5183 | 2016 | 4.3255 | 3.98
1284 | GF | 37.8 | 7.0843 | 2013 |  |  |  | 37.8 | 7.0843 | 2013 | 3.6323 | 1.9579
Pre-01 | GF | 6.75 | 2.4934 | 1989 |  |  |  | 6.75 | 2.4934 | 1989 | 1.9095 | 0.91364
Pre-02 | GF | 4.5 | 1.494 | 1986 |  |  |  | 4.5 | 1.494 | 1986 | 1.5041 | 0.40147
Pre-03 | GF | 10.08 | 1.9369 | 1989 |  |  |  | 10.08 | 1.9369 | 1989 | 2.3106 | 0.66111
Pre-04 | GF | 13.5 | 8.5265 | 1990 |  |  |  | 13.5 | 8.5265 | 1990 | 2.6027 | 2.1432
Pre-05 | GF | 16.11 | 4.0522 | 1987 |  |  |  | 16.11 | 4.0522 | 1987 | 2.7794 | 1.3993
Pre-06 | GF | 29.88 | 9.6482 | 1988 |  |  |  | 29.88 | 9.6482 | 1988 | 3.3972 | 2.2668
Pre-07 | GF | 22.5 | 5.0294 | 1996 |  |  |  | 22.5 | 5.0294 | 1996 | 3.1135 | 1.6153
Pre-08 | GF | 37.8 | 6.3729 | 1986 |  |  |  | 37.8 | 6.3729 | 1986 | 3.6323 | 1.8521
Pre-09 | GF | 22.5 | 2.9443 | 1996 |  |  |  | 22.5 | 2.9443 | 1996 | 3.1135 | 1.0799
Pre-10 | GF | 22.5 | 13.4811 | 1989 |  |  |  | 22.5 | 13.4811 | 1989 | 3.1135 | 2.6013
Pre-11 | GF | 26.91 | 2.9102 | 1986 |  |  |  | 26.91 | 2.9102 | 1986 | 3.2925 | 1.0682
Pre-12 | GF | 37.8 | 9.8907 | 1992 |  |  |  | 37.8 | 9.8907 | 1992 | 3.6323 | 2.2916
Pre-13 | GF | 13.41 | 5.9446 | 1989 |  |  |  | 13.41 | 5.9446 | 1989 | 2.596 | 1.7825
Pre-14 | GF | 74.7 | 7.1936 | 1990 |  |  |  | 74.7 | 7.1936 | 1990 | 4.3135 | 1.9732
Pre-15 | GF | 90 | 17.5945 | 1989 |  |  |  | 90 | 17.5945 | 1989 | 4.4998 | 2.8676
Pre-16 | GF | 168.75 | 14.0262 | 1987 |  |  |  | 168.75 | 14.0262 | 1987 | 5.1284 | 2.6409
Pre-17 | GF | 90 | 14.2199 | 1998 |  |  |  | 90 | 14.2199 | 1998 | 4.4998 | 2.6546
Pre-18 | GF | 202.5 | 23.4475 | 1989 |  |  |  | 202.5 | 23.4475 | 1989 | 5.3107 | 3.1548
1184 | UG | 45 | 14.4517 | 2013 | 45 | 18.8693 | 2012 | 90 | 33.3211 | 2013 | 4.4998 | 3.5062
1481 | UG | 90 | 22.4406 | 2013 | 0 | 1.1114 | 2014 | 90 | 23.552 | 2014 | 4.4998 | 3.1592
457 | UG | 22.5 | 9.3069 | 1990 | 22.5 | 3.2891 | 2006 | 45 | 12.596 | 2006 | 3.8067 | 2.5334
407 | UG | 73.8 | 19.7841 | 1982 | 0 | 0.60107 | 2004 | 73.8 | 20.3852 | 2004 | 4.3014 | 3.0148
706 | UG | 22.5 | 9.3069 | 1984 | 37.8 | 5.8346 | 2008 | 60.3 | 15.1415 | 2008 | 4.0993 | 2.7174
1070 | UG | 60.3 | 17.4026 | 1984 | 0 | 0.83608 | 2011 | 60.3 | 18.2387 | 2011 | 4.0993 | 2.9035
1264 | UG | 60.3 | 17.4026 | 1984 | 15.3 | 8.0579 | 2013 | 75.6 | 25.4605 | 2013 | 4.3255 | 3.2371
1208 | UG | 37.8 | 12.9374 | 1961 | 0 | 2.7992 | 2012 | 37.8 | 15.7366 | 2012 | 3.6323 | 2.756
655 | UG | 47.79 | 15.0143 | 1974 | 0 | 0.756 | 2007 | 47.79 | 15.7703 | 2007 | 3.8668 | 2.7581
733 | UG | 37.8 | 12.9374 | 2007 | 37.8 | 6.8611 | 2009 | 75.6 | 19.7985 | 2009 | 4.3255 | 2.9856
7 | UG | 22.5 | 9.3069 | 0 | 37.8 | 4.0239 | 2016 | 60.3 | 13.3308 | 2016 | 4.0993 | 2.5901
1569 | UG | 47.79 | 15.0143 | 1997 | 15.3 | 3.7373 | 2015 | 63.09 | 18.7516 | 2015 | 4.1446 | 2.9313
401 | UG | 2.7 | 2.4222 | 1986 | 6.3 | 0.36204 | 2004 | 9 | 2.7842 | 2004 | 2.1972 | 1.024
1412 | UG | 9 | 5.202 | 1986 | 3.6 | 4.3575 | 2015 | 12.6 | 9.5594 | 2015 | 2.5337 | 2.2575
1318 | UG | 80.1 | 20.8403 | 1997 | 0 | 1.6878 | 2013 | 80.1 | 22.5281 | 2013 | 4.3833 | 3.1148
1194 | UG | 22.5 | 9.3069 | 1980 | 0 | 1.6086 | 2011 | 22.5 | 10.9155 | 2011 | 3.1135 | 2.3902
801 | UG | 37.8 | 12.9374 | 2008 | 37.8 | 6.3106 | 2009 | 75.6 | 19.248 | 2009 | 4.3255 | 2.9574
804 | UG | 25.2 | 10.0012 | 1982 | 22.5 | 15.1771 | 2009 | 47.7 | 25.1783 | 2009 | 3.8649 | 3.226
365 | UG | 22.5 | 9.3069 | 1982 | 0 | 0.59607 | 2003 | 22.5 | 9.903 | 2003 | 3.1135 | 2.2928
708 | UG | 22.5 | 9.3069 | 1982 | 22.5 | 6.8375 | 2007 | 45 | 16.1444 | 2007 | 3.8067 | 2.7816
1568 | UG | 45 | 14.4517 | 1997 | 30.6 | 3.5849 | 2015 | 75.6 | 18.0366 | 2015 | 4.3255 | 2.8924
398 | UG | 60.3 | 17.4026 | 1981 | 0 | 1.4547 | 2004 | 60.3 | 18.8573 | 2004 | 4.0993 | 2.9369
1642 | UG | 22.5 | 9.3069 | unknown | 37.8 | 10.1341 | 2015 | 60.3 | 19.441 | 2015 | 4.0993 | 2.9674
522 | UG | 75.6 | 20.0891 | 1981 | 0 | 0.49327 | 2006 | 75.6 | 20.5824 | 2006 | 4.3255 | 3.0244
170 | UG | 34.56 | 12.2219 | unknown | 10.44 | 4.4337 | 2001 | 45 | 16.6557 | 2001 | 3.8067 | 2.8127
1312 | UG | 45 | 14.4517 | unknown | 22.5 | 6.0245 | 2013 | 67.5 | 20.4762 | 2013 | 4.2121 | 3.0193
170 | UG | 27.09 | 10.4711 | unknown | 17.91 | 4.883 | 2001 | 45 | 15.3541 | 2001 | 3.8067 | 2.7314
1366 | UG | 45 | 14.4517 | 0 | 29.7 | 5.5737 | 2013 | 74.7 | 20.0254 | 2013 | 4.3135 | 2.997
170 | UG | 22.5 | 9.3069 | unknown | 22.5 | 5.2097 | 2001 | 45 | 14.5166 | 2001 | 3.8067 | 2.6753
1350 | UG | 45 | 14.4517 | 0 | 29.7 | 6.53 | 2013 | 74.7 | 20.9818 | 2013 | 4.3135 | 3.0437
658 | UG | 6.75 | 4.3336 | 1996 | 15.75 | 7.2631 | 2008 | 22.5 | 11.5967 | 2008 | 3.1135 | 2.4507
897 | UG | 22.5 | 9.3069 | 1996 | 22.5 | 6.2372 | 2010 | 45 | 15.5441 | 2010 | 3.8067 | 2.7437
483 | UG | 37.8 | 12.9374 | 1986 | 37.8 | 3.6201 | 2005 | 75.6 | 16.5575 | 2005 | 4.3255 | 2.8068
1494 | UG | 22.5 | 9.3069 | 0 | 37.8 | 6.4297 | 2014 | 60.3 | 15.7367 | 2014 | 4.0993 | 2.756
488 | UG | 171.9 | 33.8417 | 1982 | 0 | 0.40463 | 2006 | 171.9 | 34.2463 | 2006 | 5.1469 | 3.5336
1692 | UG | 171.9 | 33.8417 | 0 | 0 | 2.2188 | 2016 | 171.9 | 36.0605 | 2016 | 5.1469 | 3.5852
318 | UG | 42.3 | 13.895 | 1996 | 0 | 0.76702 | 2001 | 42.3 | 14.662 | 2001 | 3.7448 | 2.6853
806 | UG | 42.3 | 13.895 | 1996 | 0 | 0.68948 | 2008 | 42.3 | 14.5845 | 2008 | 3.7448 | 2.68
1495 | UG | 42.3 | 13.895 | 1996 | 37.8 | 5.1428 | 2014 | 80.1 | 19.0378 | 2014 | 4.3833 | 2.9464
1386 | UG | 84.6 | 21.5761 | 0 | 0 | 0.85934 | 2013 | 84.6 | 22.4355 | 2013 | 4.4379 | 3.1106
928 | UG | 22.5 | 9.3069 | 1992 | 37.8 | 10.3644 | 2010 | 60.3 | 19.6713 | 2010 | 4.0993 | 2.9792
1450 | UG | 60.3 | 17.4026 | 1992 | 24.3 | 5.153 | 2014 | 84.6 | 22.5556 | 2014 | 4.4379 | 3.116
170 | UG | 59.94 | 17.3366 | unknown | 0 | 1.1342 | 2001 | 59.94 | 18.4708 | 2001 | 4.0933 | 2.9162
649 | UG | 59.94 | 17.3366 | 1997 | 22.5 | 5.0181 | 2007 | 82.44 | 22.3547 | 2007 | 4.4121 | 3.107
1203 | UG | 22.5 | 9.3069 | 1977 | 37.8 | 12.4436 | 2012 | 60.3 | 21.7505 | 2012 | 4.0993 | 3.0796
170 | UG | 13.5 | 6.7292 | 1972 | 0 | 2.9005 | 2001 | 13.5 | 9.6297 | 2001 | 2.6027 | 2.2648
363 | UG | 37.8 | 12.9374 | 1975 | 0 | 0.82194 | 2004 | 37.8 | 13.7593 | 2004 | 3.6323 | 2.6217
493 | UG | 37.8 | 12.9374 | 1975 | 37.8 | 3.4003 | 2006 | 75.6 | 16.3377 | 2006 | 4.3255 | 2.7935
685 | UG | 75.6 | 20.0891 | 1975 | 0 | 0.94607 | 2007 | 75.6 | 21.0352 | 2007 | 4.3255 | 3.0462
1574 | UG | 37.8 | 12.9374 | 2013 | 37.8 | 6.2662 | 2015 | 75.6 | 19.2036 | 2015 | 4.3255 | 2.9551
435 | UG | 15.03 | 7.2038 | 1990 | 29.7 | 3.0774 | 2004 | 44.73 | 10.2812 | 2004 | 3.8006 | 2.3303
652 | UG | 12.15 | 6.2938 | 1986 | 10.35 | 4.3802 | 2007 | 22.5 | 10.674 | 2007 | 3.1135 | 2.3678
366 | UG | 22.5 | 9.3069 | 1981 | 0 | 0.60208 | 2003 | 22.5 | 9.909 | 2003 | 3.1135 | 2.2934
1640 | UG | 22.5 | 9.3069 | 1981 | 37.8 | 8.3244 | 2015 | 60.3 | 17.6313 | 2015 | 4.0993 | 2.8697
367 | UG | 63 | 17.8933 | 1988 | 0 | 0.55589 | 2004 | 63 | 18.4492 | 2004 | 4.1431 | 2.915
650 | UG | 37.8 | 12.9374 | 1981 | 37.8 | 11.8954 | 2007 | 75.6 | 24.8328 | 2007 | 4.3255 | 3.2122
902 | UG | 37.8 | 12.9374 | 2002 | 0 | 0.547 | 2009 | 37.8 | 13.4844 | 2009 | 3.6323 | 2.6015
1202 | UG | 22.5 | 9.3069 | 1989 | 37.8 | 10.745 | 2012 | 60.3 | 20.052 | 2012 | 4.0993 | 2.9983
1338 | UG | 13.23 | 6.6434 | unknown | 22.5 | 6.6636 | 2013 | 35.73 | 13.307 | 2013 | 3.576 | 2.5883
212 | UG | 69.12 | 18.9781 | 1978 | 45 | 4.6265 | 2003 | 114.12 | 23.6046 | 2003 | 4.7373 | 3.1614
653 | UG | 114.12 | 26.0916 | 1977 | 0 | 0.56895 | 2007 | 114.12 | 26.6605 | 2007 | 4.7373 | 3.2832
1679 | UG | 114.12 | 26.0916 | 1977 | 0 | 3.0359 | 2016 | 114.12 | 29.1275 | 2016 | 4.7373 | 3.3717
1382 | UG | 60.3 | 17.4026 | unknown | 0 | 2.4484 | 2013 | 60.3 | 19.851 | 2013 | 4.0993 | 2.9883
1638 | UG | 60.3 | 17.4026 | unknown | 15.3 | 1.4308 | 2015 | 75.6 | 18.8334 | 2015 | 4.3255 | 2.9356
874 | UG | 7.56 | 4.6569 | 1997 | 14.94 | 3.6334 | 2009 | 22.5 | 8.2902 | 2009 | 3.1135 | 2.1151
491 | UG | 75.6 | 20.0891 | 1984 | 0 | 0.19252 | 2006 | 75.6 | 20.2816 | 2006 | 4.3255 | 3.0097
1396 | UG | 37.8 | 12.9374 | 2009 | 0 | 0.37351 | 2013 | 37.8 | 13.3109 | 2013 | 3.6323 | 2.5886
1597 | UG | 37.8 | 12.9374 | 2009 | 37.8 | 4.2356 | 2015 | 75.6 | 17.173 | 2015 | 4.3255 | 2.8433
1292 | UG | 25.29 | 10.0239 | unknown | 12.51 | 4.4712 | 2013 | 37.8 | 14.495 | 2013 | 3.6323 | 2.6738
364 | UG | 80.1 | 20.8403 | 1975 | 0 | 1.3175 | 2004 | 80.1 | 22.1577 | 2004 | 4.3833 | 3.0982
1306 | UG | 37.8 | 12.9374 | 1985 | 37.8 | 5.9849 | 2013 | 75.6 | 18.9223 | 2013 | 4.3255 | 2.9403
858 | UG | 37.8 | 12.9374 | 2009 | 37.8 | 5.4359 | 2010 | 75.6 | 18.3733 | 2010 | 4.3255 | 2.9109
1454 | UG | 75.6 | 20.0891 | 2009 | 0 | 0.45762 | 2013 | 75.6 | 20.5467 | 2013 | 4.3255 | 3.0227
637 | UG | 22.5 | 9.3069 | 1989 | 22.5 | 6.7669 | 2007 | 45 | 16.0738 | 2007 | 3.8067 | 2.7772
1254 | UG | 45 | 14.4517 | 1989 | 30.6 | 6.5284 | 2012 | 75.6 | 20.9802 | 2012 | 4.3255 | 3.0436
734 | UG | 37.8 | 12.9374 | 1974 | 37.8 | 11.2611 | 2011 | 75.6 | 24.1985 | 2011 | 4.3255 | 3.1863
1594 | UG | 75.6 | 20.0891 | 1974 | 0 | 17.2334 | 2017 | 75.6 | 37.3226 | 2017 | 4.3255 | 3.6196
1674 | UG | 25.2 | 10.0012 | 0 | 37.8 | 10.3273 | 2016 | 63 | 20.3285 | 2016 | 4.1431 | 3.012
711 | UG | 22.5 | 9.3069 | 1976 | 22.5 | 9.2618 | 2009 | 45 | 18.5687 | 2009 | 3.8067 | 2.9215
408 | UG | 84.6 | 21.5761 | 1976 | 0 | 0.58016 | 2004 | 84.6 | 22.1563 | 2004 | 4.4379 | 3.0981
698 | UG | 84.6 | 21.5761 | 1976 | 0 | 1.4407 | 2007 | 84.6 | 23.0168 | 2007 | 4.4379 | 3.1362
696 | UG | 25.2 | 10.0012 | 1981 | 0 | 0.2681 | 2007 | 25.2 | 10.2693 | 2007 | 3.2268 | 2.3292
1636 | UG | 22.5 | 9.3069 | 1981 | 37.8 | 6.6059 | 2015 | 60.3 | 15.9128 | 2015 | 4.0993 | 2.7671
1185 | UG | 63 | 17.8933 | 1988 | 0 | 2.8088 | 2011 | 63 | 20.7021 | 2011 | 4.1431 | 3.0302
568 | UG | 75.6 | 20.0891 | 1978 | 0 | 0.028819 | 2006 | 75.6 | 20.1179 | 2006 | 4.3255 | 3.0016
853 | UG | 45 | 14.4517 | 1991 | 30.6 | 4.2556 | 2009 | 75.6 | 18.7073 | 2009 | 4.3255 | 2.9289
1201 | UG | 25.2 | 10.0012 | unknown | 37.8 | 7.6365 | 2012 | 63 | 17.6377 | 2012 | 4.1431 | 2.87
654 | UG | 22.5 | 9.3069 | 1976 | 0 | 0.73673 | 2007 | 22.5 | 10.0436 | 2007 | 3.1135 | 2.3069
1394 | UG | 22.5 | 9.3069 | 1976 | 37.8 | 5.0058 | 2014 | 60.3 | 14.3127 | 2014 | 4.0993 | 2.6611
1294 | UG | 13.41 | 6.7006 | 0 | 22.5 | 4.562 | 2014 | 35.91 | 11.2626 | 2014 | 3.581 | 2.4215
1670 | UG | 75.6 | 20.0891 | 0 | 0 | 2.7944 | 2016 | 75.6 | 22.8835 | 2016 | 4.3255 | 3.1304
579 | UG | 27 | 10.449 | unknown | 27 | 3.6516 | 2008 | 54 | 14.1006 | 2008 | 3.989 | 2.6462
1670 | UG | 63.09 | 17.9096 | 0 | 37.8 | 18.3637 | 2016 | 100.89 | 36.2733 | 2016 | 4.614 | 3.5911
1083 | UG | 37.8 | 12.9374 | 1981 | 45 | 7.4125 | 2011 | 82.8 | 20.3499 | 2011 | 4.4164 | 3.0131
552 | UG | 37.8 | 12.9374 | 1991 | 0 | 1.1458 | 2006 | 37.8 | 14.0832 | 2006 | 3.6323 | 2.645
1311 | UG | 37.8 | 12.9374 | 1991 | 37.8 | 5.9841 | 2013 | 75.6 | 18.9215 | 2013 | 4.3255 | 2.9403
1078 | UG | 64.35 | 18.1358 | 1957 | 0 | 1.0936 | 2011 | 64.35 | 19.2295 | 2011 | 4.1643 | 2.9564
495 | UG | 37.44 | 12.859 | 1982 | 37.44 | 3.5908 | 2006 | 74.88 | 16.4498 | 2006 | 4.3159 | 2.8003
383 | UG | 54 | 16.2252 | 1984 | 45 | 3.9502 | 2005 | 99 | 20.1753 | 2005 | 4.5951 | 3.0045
1020 | UG | 29.97 | 11.1648 | 1977 | 45 | 7.345 | 2010 | 74.97 | 18.5097 | 2010 | 4.3171 | 2.9183
1364 | UG | 29.7 | 11.1008 | 0 | 45 | 8.7951 | 2013 | 74.7 | 19.8959 | 2013 | 4.3135 | 2.9905
503 | UG | 45 | 14.4517 | 1972 | 45 | 3.8033 | 2007 | 90 | 18.255 | 2007 | 4.4998 | 2.9044
925 | UG | 90 | 22.4406 | 1972 | 0 | 3.3165 | 2011 | 90 | 25.757 | 2011 | 4.4998 | 3.2487
821 | UG | 45 | 14.4517 | 2006 | 45 | 9.4177 | 2011 | 90 | 23.8695 | 2011 | 4.4998 | 3.1726
486 | UG | 11.97 | 6.2344 | 1993 | 2.43 | 0.34692 | 2005 | 14.4 | 6.5813 | 2005 | 2.6672 | 1.8842
779 | UG | 14.4 | 7.0106 | 1993 | 23.04 | 0.91576 | 2008 | 37.44 | 7.9264 | 2008 | 3.6227 | 2.0702
1416 | UG | 37.44 | 12.859 | 1993 | 0 | 1.4182 | 2014 | 37.44 | 14.2772 | 2014 | 3.6227 | 2.6587
554 | UG | 119.88 | 26.9201 | 1968 | 0 | 1.0611 | 2006 | 119.88 | 27.9812 | 2006 | 4.7865 | 3.3315
1581 | UG | 11.7 | 6.1448 | unknown | 33.3 | 5.3848 | 2015 | 45 | 11.5296 | 2015 | 3.8067 | 2.4449
880 | UG | 29.7 | 11.1008 | 1966 | 30.24 | 4.5764 | 2010 | 59.94 | 15.6772 | 2010 | 4.0933 | 2.7522
1047 | UG | 14.4 | 7.0106 | 1965 | 15.3 | 6.2586 | 2012 | 29.7 | 13.2693 | 2012 | 3.3911 | 2.5854
1045 | UG | 69.84 | 19.1034 | 1971 | 21.6 | 3.8009 | 2011 | 91.44 | 22.9043 | 2011 | 4.5157 | 3.1313
1616 | UG | 74.88 | 19.9674 | unknown | 0 | 0.84819 | 2015 | 74.88 | 20.8156 | 2015 | 4.3159 | 3.0357
362 | UG | 84.6 | 21.5761 | 1971 | 0 | 0.78848 | 2004 | 84.6 | 22.3646 | 2004 | 4.4379 | 3.1075
924 | UG | 90 | 22.4406 | 1982 | 0 | 1.4264 | 2010 | 90 | 23.867 | 2010 | 4.4998 | 3.1725
1241 | UG | 37.44 | 12.859 | unknown | 0 | 2.625 | 2012 | 37.44 | 15.484 | 2012 | 3.6227 | 2.7398
438 | UG | 27 | 10.449 | 1978 | 1.503 | 0.18095 | 2004 | 28.503 | 10.63 | 2004 | 3.35 | 2.3637
748 | UG | 37.53 | 12.8787 | 1995 | 0 | 0.38858 | 2008 | 37.53 | 13.2672 | 2008 | 3.6251 | 2.5853
1319 | UG | 36 | 12.5428 | 0 | 19.44 | 3.2377 | 2014 | 55.44 | 15.7805 | 2014 | 4.0153 | 2.7588
892 | UG | 27 | 10.449 | 1972 | 13.5 | 3.2491 | 2011 | 40.5 | 13.6981 | 2011 | 3.7013 | 2.6173
504 | UG | 11.97 | 6.2344 | 2007 | 22.5 | 2.1923 | 2006 | 34.47 | 8.4267 | 2007 | 3.5401 | 2.1314
618 | UG | 22.5 | 9.3069 | 1995 | 14.94 | 2.3465 | 2006 | 37.44 | 11.6534 | 2006 | 3.6227 | 2.4556
712 | UG | 14.94 | 7.1764 | 1980 | 14.94 | 7.8904 | 2011 | 29.88 | 15.0668 | 2011 | 3.3972 | 2.7125
726 | UG | 119.7 | 26.8945 | 1982 | 0 | 1.0316 | 2008 | 119.7 | 27.9261 | 2008 | 4.785 | 3.3296
530 | UG | 37.44 | 12.859 | 1982 | 37.44 | 4.5023 | 2006 | 74.88 | 17.3613 | 2006 | 4.3159 | 2.8542
755 | UG | 23.4 | 9.5416 | 1983 | 0 | 0.74649 | 2008 | 23.4 | 10.2881 | 2008 | 3.1527 | 2.331
1081 | UG | 23.4 | 9.5416 | 1983 | 0 | 0.74616 | 2010 | 23.4 | 10.2877 | 2010 | 3.1527 | 2.331
307 | UG | 11.97 | 6.2344 | 1985 | 1.98 | 2.5231 | 2003 | 13.95 | 8.7575 | 2003 | 2.6355 | 2.1699
1466 | UG | 13.95 | 6.8707 | 1985 | 8.55 | 4.6348 | 2015 | 22.5 | 11.5056 | 2015 | 3.1135 | 2.4428
1091 | UG | 22.5 | 9.3069 | 1982 | 37.8 | 7.6638 | 2011 | 60.3 | 16.9707 | 2011 | 4.0993 | 2.8315
666 | UG | 37.44 | 12.859 | 1987 | 37.8 | 3.7978 | 2008 | 75.24 | 16.6568 | 2008 | 4.3207 | 2.8128
556 | UG | 11.97 | 6.2344 | 1985 | 22.5 | 4.1694 | 2007 | 34.47 | 10.4038 | 2007 | 3.5401 | 2.3422
452 | UG | 14.4 | 7.0106 | 1986 | 0 | 3.4437 | 2005 | 14.4 | 10.4543 | 2005 | 2.6672 | 2.347
613 | UG | 22.5 | 9.3069 | 1999 | 0 | 0.43132 | 2006 | 22.5 | 9.7382 | 2006 | 3.1135 | 2.2761
778 | UG | 74.88 | 19.9674 | 1988 | 0 | 0.48701 | 2008 | 74.88 | 20.4545 | 2008 | 4.3159 | 3.0182
1571 | UG | 74.88 | 19.9674 | 1988 | 0 | 1.592 | 2016 | 74.88 | 21.5595 | 2016 | 4.3159 | 3.0708
525 | UG | 154.8 | 31.6638 | 1995 | 45 | 2.1078 | 2006 | 199.8 | 33.7716 | 2006 | 5.2973 | 3.5196
1324 | UG | 90 | 22.4406 | 2012 | 0 | 2.2693 | 2014 | 90 | 24.7099 | 2014 | 4.4998 | 3.2072
511 | UG | 225 | 40.1488 | 2004 | 0 | 0.42904 | 2004 | 225 | 40.5778 | 2004 | 5.4161 | 3.7032
1094 | UG | 225 | 40.1488 | 2004 | 0 | 1.0646 | 2011 | 225 | 41.2134 | 2011 | 5.4161 | 3.7188
775 | UG | 14.94 | 7.1764 | 2002 | 0 | 1.4059 | 2008 | 14.94 | 8.5823 | 2008 | 2.704 | 2.1497
1646 | UG | 7.2 | 4.5148 | unknown | 14.94 | 6.6896 | 2016 | 22.14 | 11.2044 | 2016 | 3.0974 | 2.4163
467 | UG | 11.97 | 6.2344 | 1996 | 31.5 | 3.4855 | 2005 | 43.47 | 9.7199 | 2005 | 3.7721 | 2.2742
437 | UG | 42.03 | 13.8387 | 2001 | 45 | 3.6314 | 2008 | 87.03 | 17.47 | 2008 | 4.4663 | 2.8605
1233 | UG | 87.03 | 21.9675 | 2001 | 0 | 3.8904 | 2011 | 87.03 | 25.8579 | 2011 | 4.4663 | 3.2526
361 | UG | 27.9 | 10.6688 | 1986 | 32.4 | 1.172 | 2002 | 60.3 | 11.8408 | 2002 | 4.0993 | 2.4716
645 | UG | 60.3 | 17.4026 | 1986 | 0 | 0.22668 | 2006 | 60.3 | 17.6293 | 2006 | 4.0993 | 2.8696
720 | UG | 36.9 | 12.741 | 1974 | 13.5 | 3.2147 | 2009 | 50.4 | 15.9557 | 2009 | 3.92 | 2.7698
1554 | UG | 22.5 | 9.3069 | 2013 | 22.5 | 4.0041 | 2015 | 45 | 13.311 | 2015 | 3.8067 | 2.5886
1570 | UG | 22.5 | 9.3069 | 0 | 22.5 | 5.7129 | 2016 | 45 | 15.0198 | 2016 | 3.8067 | 2.7094
1280 | UG | 22.5 | 9.3069 | 0 | 22.5 | 3.9567 | 2013 | 45 | 13.2636 | 2013 | 3.8067 | 2.585
659 | UG | 134.46 | 28.955 | 1974 | 0 | 0.19039 | 2006 | 134.46 | 29.1454 | 2006 | 4.9013 | 3.3723
1240 | UG | 15.03 | 7.2038 | 0 | 0 | 2.4762 | 2013 | 15.03 | 9.68 | 2013 | 2.71 | 2.2701
317 | UG | 42.3 | 13.895 | 1978 | 37.8 | 3.7336 | 2002 | 80.1 | 17.6286 | 2002 | 4.3833 | 2.8695
1510 | UG | 80.1 | 20.8403 | 1978 | 0 | 1.0378 | 2014 | 80.1 | 21.8781 | 2014 | 4.3833 | 3.0855
1678 | UG | 450 | 62.3428 | 0 | 0 | 0.18769 | 2015 | 450 | 62.5305 | 2015 | 6.1092 | 4.1357
409 | UG | 56.7 | 16.7356 | unknown | 56.7 | 6.95 | 2004 | 113.4 | 23.6856 | 2004 | 4.7309 | 3.1649
620 | UG | 120.06 | 26.9458 | unknown | 0 | 0.052327 | 2006 | 120.06 | 26.9981 | 2006 | 4.788 | 3.2958
1085 | UG | 120.06 | 26.9458 | unknown | 0 | 0.079312 | 2010 | 120.06 | 27.0251 | 2010 | 4.788 | 3.2968
589 | UG | 81 | 20.9886 | 1974 | 14.4 | 0.032007 | 2005 | 95.4 | 21.0206 | 2005 | 4.5581 | 3.0455
836 | UG | 95.4 | 23.2862 | 1974 | 0 | 0.20825 | 2008 | 95.4 | 23.4945 | 2008 | 4.5581 | 3.1568
1417 | UG | 90 | 22.4406 | 0 | 0 | 0.36632 | 2013 | 90 | 22.8069 | 2013 | 4.4998 | 3.1271
1575 | UG | 261.72 | 44.1931 | 0 | 0 | 0.084606 | 2014 | 261.72 | 44.2777 | 2014 | 5.5673 | 3.7905
1480 | UG | 180 | 34.8456 | 0 | 0 | 1.4186 | 2015 | 180 | 36.2642 | 2015 | 5.193 | 3.5908
1644 | UG | 720 | 84.0186 | 0 | 45 | 6.4882 | 2016 | 765 | 90.5068 | 2016 | 6.6399 | 4.5054
1276 | UG | 154.8 | 31.6638 | unknown | 0 | 0.69755 | 2012 | 154.8 | 32.3613 | 2012 | 5.0421 | 3.477
823 | UG | 54 | 16.2252 | unknown | 36 | 12.9391 | 2009 | 90 | 29.1642 | 2009 | 4.4998 | 3.3729
1601 | UG | 120.24 | 26.9714 | 0 | 0 | 4.0095 | 2015 | 120.24 | 30.9809 | 2015 | 4.7895 | 3.4334
1046 | UG | 54 | 16.2252 | unknown | 45 | 13.8381 | 2011 | 99 | 30.0633 | 2011 | 4.5951 | 3.4033
873 | UG | 69.03 | 18.9624 | unknown | 45 | 10.835 | 2011 | 114.03 | 29.7975 | 2011 | 4.7365 | 3.3944
630 | UG | 101.97 | 24.292 | unknown | 0 | 0.76182 | 2007 | 101.97 | 25.0538 | 2007 | 4.6247 | 3.221
1107 | UG | 45 | 14.4517 | 2010 | 45 | 7.7 | 2014 | 90 | 22.1517 | 2014 | 4.4998 | 3.0979
682 | UG | 27 | 10.449 | 2005 | 27 | 4.2252 | 2009 | 54 | 14.6742 | 2009 | 3.989 | 2.6861
677 | UG | 279 | 46.0239 | unknown | 45 | 5.9673 | 2009 | 324 | 51.9911 | 2009 | 5.7807 | 3.9511
643 | UG | 77.4 | 20.3915 | unknown | 42.57 | 4.4087 | 2009 | 119.97 | 24.8002 | 2009 | 4.7872 | 3.2108
* Type is either Greenfield (“GF”) or Upgrade (“UG”), where Upgrade refers to additional facilities that increase the capacity of an existing Greenfield project
** For Iteration 14, Greenfield Cost for an Upgrade project is estimated using the Iteration 13 power curve for greenfield and upgrade projects

## GF + UG Iteration 15
Alberta Electric System Operator
2018 ISO Tariff Application
Appendix X - Option 4 POD Cost Function
Fifteenth-Interation Calculation of Power Curve for Greenfield and Upgrade Projects
September 14, 2017 |  | INSTALLED
Project | Type * | Greenfield MW | Greenfield Cost ** | Greenfield Year | Upgrade MW | Upgrade Cost | Upgrade Year | Total MW | Total Cost | Total Year | LN(MW) | LN(Cost) |  | ln(y)=m*ln(x) + b Linear Regression
476 | GF | 22.5 | 16.8618 | 2006 |  |  |  | 22.5 | 16.8618 | 2006 | 3.1135 | 2.8251 | m | 0.63487 | 0.25408 | b
478 | GF | 15.03 | 6.0182 | 2006 |  |  |  | 15.03 | 6.0182 | 2006 | 2.71 | 1.7948 | se | 0.028811 | 0.11499 | seb
473 | GF | 45 | 14.999 | 2006 |  |  |  | 45 | 14.999 | 2006 | 3.8067 | 2.708 | R2 | 0.63179 | 0.35355 | sev
1042 | GF | 22.5 | 11.1648 | 2011 |  |  |  | 22.5 | 11.1648 | 2011 | 3.1135 | 2.4128 | F | 485.5835 | 283 | df
443 | GF | 35.1 | 11.7056 | 2004 |  |  |  | 35.1 | 11.7056 | 2004 | 3.5582 | 2.4601 | ssreg | 60.6978 | 35.3749 | ssresid
1195 | GF | 45 | 31.6599 | 2012 |  |  |  | 45 | 31.6599 | 2012 | 3.8067 | 3.4551
420 | GF | 22.5 | 9.6396 | 2004 |  |  |  | 22.5 | 9.6396 | 2004 | 3.1135 | 2.2659 |  | y=cx^m, where c=e^b
440 | GF | 37.8 | 17.2269 | 2007 |  |  |  | 37.8 | 17.2269 | 2007 | 3.6323 | 2.8465 | m | 0.63487 | 7.138e-05% | change
1102 | GF | 45 | 16.2936 | 2012 |  |  |  | 45 | 16.2936 | 2012 | 3.8067 | 2.7908 | c | 1.2893 | -0.0002171% | from
324 | GF | 22.5 | 8.9094 | 2003 |  |  |  | 22.5 | 8.9094 | 2003 | 3.1135 | 2.1871 |  |  |  | prior
1103 | GF | 23.4 | 17.2995 | 2012 |  |  |  | 23.4 | 17.2995 | 2012 | 3.1527 | 2.8507 |  |  |  | iteration
386 | GF | 14.94 | 9.9511 | 2004 |  |  |  | 14.94 | 9.9511 | 2004 | 2.704 | 2.2977
80 | GF | 14.94 | 6.0754 | 2001 |  |  |  | 14.94 | 6.0754 | 2001 | 2.704 | 1.8042
1052 | GF | 37.8 | 10.9027 | 2013 |  |  |  | 37.8 | 10.9027 | 2013 | 3.6323 | 2.389
347 | GF | 75.6 | 9.3005 | 2004 |  |  |  | 75.6 | 9.3005 | 2004 | 4.3255 | 2.2301
1358 | GF | 59.4 | 13.0727 | 2013 |  |  |  | 59.4 | 13.0727 | 2013 | 4.0843 | 2.5705
584 | GF | 37.8 | 34.9037 | 2012 |  |  |  | 37.8 | 34.9037 | 2012 | 3.6323 | 3.5526
422 | GF | 45 | 13.6508 | 2004 |  |  |  | 45 | 13.6508 | 2004 | 3.8067 | 2.6138
944 | GF | 135 | 26.8161 | 2011 |  |  |  | 135 | 26.8161 | 2011 | 4.9053 | 3.289
387 | GF | 14.94 | 9.5131 | 2004 |  |  |  | 14.94 | 9.5131 | 2004 | 2.704 | 2.2527
587 | GF | 22.5 | 20.2415 | 2007 |  |  |  | 22.5 | 20.2415 | 2007 | 3.1135 | 3.0077
585 | GF | 37.8 | 11.2912 | 2008 |  |  |  | 37.8 | 11.2912 | 2008 | 3.6323 | 2.424
831 | GF | 37.8 | 20.9656 | 2011 |  |  |  | 37.8 | 20.9656 | 2011 | 3.6323 | 3.0429
340 | GF | 45 | 13.3096 | 2002 |  |  |  | 45 | 13.3096 | 2002 | 3.8067 | 2.5885
334 | GF | 22.5 | 7.9464 | 2003 |  |  |  | 22.5 | 7.9464 | 2003 | 3.1135 | 2.0727
343 | GF | 22.5 | 13.9997 | 2006 |  |  |  | 22.5 | 13.9997 | 2006 | 3.1135 | 2.639
358 | GF | 35.1 | 7.2249 | 2004 |  |  |  | 35.1 | 7.2249 | 2004 | 3.5582 | 1.9775
702 | GF | 37.8 | 5.2102 | 2008 |  |  |  | 37.8 | 5.2102 | 2008 | 3.6323 | 1.6506
526 | GF | 22.5 | 13.7588 | 2009 |  |  |  | 22.5 | 13.7588 | 2009 | 3.1135 | 2.6217
288 | GF | 22.5 | 4.4534 | 2001 |  |  |  | 22.5 | 4.4534 | 2001 | 3.1135 | 1.4937
851 | GF | 29.97 | 12.9318 | 2016 |  |  |  | 29.97 | 12.9318 | 2016 | 3.4002 | 2.5597
648 | GF | 45 | 18.253 | 2009 |  |  |  | 45 | 18.253 | 2009 | 3.8067 | 2.9043
855 | GF | 37.8 | 28.6671 | 2013 |  |  |  | 37.8 | 28.6671 | 2013 | 3.6323 | 3.3557
700 | GF | 37.8 | 7.0658 | 2008 |  |  |  | 37.8 | 7.0658 | 2008 | 3.6323 | 1.9553
683 | GF | 90 | 16.0323 | 2011 |  |  |  | 90 | 16.0323 | 2011 | 4.4998 | 2.7746
559 | GF | 360 | 56.8595 | 2014 |  |  |  | 360 | 56.8595 | 2014 | 5.8861 | 4.0406
1074 | GF | 90 | 43.1388 | 2012 |  |  |  | 90 | 43.1388 | 2012 | 4.4998 | 3.7644
34 | GF | 45 | 7.5134 | 1999 |  |  |  | 45 | 7.5134 | 1999 | 3.8067 | 2.0167
433 | GF | 90 | 22.3083 | 2005 |  |  |  | 90 | 22.3083 | 2005 | 4.4998 | 3.105
79A | GF | 37.44 | 5.0823 | 2001 |  |  |  | 37.44 | 5.0823 | 2001 | 3.6227 | 1.6258
10A | GF | 22.5 | 8.916 | 1998 |  |  |  | 22.5 | 8.916 | 1998 | 3.1135 | 2.1878
345 | GF | 45 | 8.369 | 2004 |  |  |  | 45 | 8.369 | 2004 | 3.8067 | 2.1245
1049 | GF | 90 | 54.5518 | 2011 |  |  |  | 90 | 54.5518 | 2011 | 4.4998 | 3.9992
230 | GF | 45 | 10.7399 | 2003 |  |  |  | 45 | 10.7399 | 2003 | 3.8067 | 2.374
79B | GF | 14.94 | 3.3788 | 2001 |  |  |  | 14.94 | 3.3788 | 2001 | 2.704 | 1.2175
10B | GF | 22.5 | 9.7991 | 1999 |  |  |  | 22.5 | 9.7991 | 1999 | 3.1135 | 2.2823
8 | GF | 42.03 | 11.9841 | 2000 |  |  |  | 42.03 | 11.9841 | 2000 | 3.7384 | 2.4836
487 | GF | 37.44 | 16.8138 | 2009 |  |  |  | 37.44 | 16.8138 | 2009 | 3.6227 | 2.8222
385 | GF | 14.94 | 8.5881 | 2004 |  |  |  | 14.94 | 8.5881 | 2004 | 2.704 | 2.1504
865 | GF | 29.97 | 8.6092 | 2016 |  |  |  | 29.97 | 8.6092 | 2016 | 3.4002 | 2.1528
863 | GF | 29.97 | 8.2434 | 2016 |  |  |  | 29.97 | 8.2434 | 2016 | 3.4002 | 2.1094
527 | GF | 22.5 | 6.9319 | 2008 |  |  |  | 22.5 | 6.9319 | 2008 | 3.1135 | 1.9361
595 | GF | 37.8 | 19.0874 | 2008 |  |  |  | 37.8 | 19.0874 | 2008 | 3.6323 | 2.949
528 | GF | 22.5 | 5.2658 | 2008 |  |  |  | 22.5 | 5.2658 | 2008 | 3.1135 | 1.6612
529 | GF | 22.5 | 7.7922 | 2008 |  |  |  | 22.5 | 7.7922 | 2008 | 3.1135 | 2.0531
1095 | GF | 22.5 | 11.9234 | 2012 |  |  |  | 22.5 | 11.9234 | 2012 | 3.1135 | 2.4785
561 | GF | 135 | 58.1001 | 2011 |  |  |  | 135 | 58.1001 | 2011 | 4.9053 | 4.0622
1018 | GF | 22.5 | 10.6346 | 2013 |  |  |  | 22.5 | 10.6346 | 2013 | 3.1135 | 2.3641
360 | GF | 37.8 | 7.1175 | 2005 |  |  |  | 37.8 | 7.1175 | 2005 | 3.6323 | 1.9626
1106 | GF | 22.5 | 20.2179 | 2013 |  |  |  | 22.5 | 20.2179 | 2013 | 3.1135 | 3.0066
899 | GF | 45 | 15.1725 | 2011 |  |  |  | 45 | 15.1725 | 2011 | 3.8067 | 2.7195
1191 | GF | 14.94 | 12.6281 | 2012 |  |  |  | 14.94 | 12.6281 | 2012 | 2.704 | 2.5359
1115 | GF | 22.5 | 24.3628 | 2013 |  |  |  | 22.5 | 24.3628 | 2013 | 3.1135 | 3.1931
1053 | GF | 14.94 | 14.7144 | 2012 |  |  |  | 14.94 | 14.7144 | 2012 | 2.704 | 2.6888
864 | GF | 29.97 | 9.8258 | 2013 |  |  |  | 29.97 | 9.8258 | 2013 | 3.4002 | 2.285
834 | GF | 45 | 25.7984 | 2011 |  |  |  | 45 | 25.7984 | 2011 | 3.8067 | 3.2503
722 | GF | 22.5 | 13.5015 | 2009 |  |  |  | 22.5 | 13.5015 | 2009 | 3.1135 | 2.6028
927 | GF | 67.5 | 25.8871 | 2011 |  |  |  | 67.5 | 25.8871 | 2011 | 4.2121 | 3.2537
1068 | GF | 22.5 | 26.9182 | 2012 |  |  |  | 22.5 | 26.9182 | 2012 | 3.1135 | 3.2928
506 | GF | 113.4 | 19.7523 | 2007 |  |  |  | 113.4 | 19.7523 | 2007 | 4.7309 | 2.9833
456 | GF | 45 | 17.647 | 2009 |  |  |  | 45 | 17.647 | 2009 | 3.8067 | 2.8706
130 | GF | 45 | 8.437 | 2000 |  |  |  | 45 | 8.437 | 2000 | 3.8067 | 2.1326
308 | GF | 54 | 8.8754 | 2006 |  |  |  | 54 | 8.8754 | 2006 | 3.989 | 2.1833
829 | GF | 45 | 27.7611 | 2012 |  |  |  | 45 | 27.7611 | 2012 | 3.8067 | 3.3236
425 | GF | 27 | 11.7254 | 2008 |  |  |  | 27 | 11.7254 | 2008 | 3.2958 | 2.4618
333 | GF | 27 | 7.5607 | 2004 |  |  |  | 27 | 7.5607 | 2004 | 3.2958 | 2.023
769 | GF | 135 | 33.576 | 2009 |  |  |  | 135 | 33.576 | 2009 | 4.9053 | 3.5138
948 | GF | 225 | 12.6537 | 2014 |  |  |  | 225 | 12.6537 | 2014 | 5.4161 | 2.5379
1128 | GF | 225 | 63.5562 | 2013 |  |  |  | 225 | 63.5562 | 2013 | 5.4161 | 4.1519
1214 | GF | 90 | 22.6317 | 2013 |  |  |  | 90 | 22.6317 | 2013 | 4.4998 | 3.1194
1225 | GF | 37.8 | 18.6367 | 2014 |  |  |  | 37.8 | 18.6367 | 2014 | 3.6323 | 2.9251
1263 | GF | 27 | 19.6117 | 2015 |  |  |  | 27 | 19.6117 | 2015 | 3.2958 | 2.9761
1309 | GF | 45 | 16.1093 | 2014 |  |  |  | 45 | 16.1093 | 2014 | 3.8067 | 2.7794
1349 | GF | 29.7 | 8.968 | 2014 |  |  |  | 29.7 | 8.968 | 2014 | 3.3911 | 2.1937
1358 | GF | 59.4 | 13.0727 | 2013 |  |  |  | 59.4 | 13.0727 | 2013 | 4.0843 | 2.5705
1404 | GF | 150.984 | 35.2763 | 2016 |  |  |  | 150.984 | 35.2763 | 2016 | 5.0172 | 3.5632
1482 | GF | 90 | 18.7658 | 2015 |  |  |  | 90 | 18.7658 | 2015 | 4.4998 | 2.932
1515 | GF | 37.8 | 12.9927 | 2015 |  |  |  | 37.8 | 12.9927 | 2015 | 3.6323 | 2.5644
1618 | GF | 45 | 15.966 | 2016 |  |  |  | 45 | 15.966 | 2016 | 3.8067 | 2.7705
1634 | GF | 45 | 17.1728 | 2015 |  |  |  | 45 | 17.1728 | 2015 | 3.8067 | 2.8433
1258 | GF | 75.6 | 53.5183 | 2016 |  |  |  | 75.6 | 53.5183 | 2016 | 4.3255 | 3.98
1284 | GF | 37.8 | 7.0843 | 2013 |  |  |  | 37.8 | 7.0843 | 2013 | 3.6323 | 1.9579
Pre-01 | GF | 6.75 | 2.4934 | 1989 |  |  |  | 6.75 | 2.4934 | 1989 | 1.9095 | 0.91364
Pre-02 | GF | 4.5 | 1.494 | 1986 |  |  |  | 4.5 | 1.494 | 1986 | 1.5041 | 0.40147
Pre-03 | GF | 10.08 | 1.9369 | 1989 |  |  |  | 10.08 | 1.9369 | 1989 | 2.3106 | 0.66111
Pre-04 | GF | 13.5 | 8.5265 | 1990 |  |  |  | 13.5 | 8.5265 | 1990 | 2.6027 | 2.1432
Pre-05 | GF | 16.11 | 4.0522 | 1987 |  |  |  | 16.11 | 4.0522 | 1987 | 2.7794 | 1.3993
Pre-06 | GF | 29.88 | 9.6482 | 1988 |  |  |  | 29.88 | 9.6482 | 1988 | 3.3972 | 2.2668
Pre-07 | GF | 22.5 | 5.0294 | 1996 |  |  |  | 22.5 | 5.0294 | 1996 | 3.1135 | 1.6153
Pre-08 | GF | 37.8 | 6.3729 | 1986 |  |  |  | 37.8 | 6.3729 | 1986 | 3.6323 | 1.8521
Pre-09 | GF | 22.5 | 2.9443 | 1996 |  |  |  | 22.5 | 2.9443 | 1996 | 3.1135 | 1.0799
Pre-10 | GF | 22.5 | 13.4811 | 1989 |  |  |  | 22.5 | 13.4811 | 1989 | 3.1135 | 2.6013
Pre-11 | GF | 26.91 | 2.9102 | 1986 |  |  |  | 26.91 | 2.9102 | 1986 | 3.2925 | 1.0682
Pre-12 | GF | 37.8 | 9.8907 | 1992 |  |  |  | 37.8 | 9.8907 | 1992 | 3.6323 | 2.2916
Pre-13 | GF | 13.41 | 5.9446 | 1989 |  |  |  | 13.41 | 5.9446 | 1989 | 2.596 | 1.7825
Pre-14 | GF | 74.7 | 7.1936 | 1990 |  |  |  | 74.7 | 7.1936 | 1990 | 4.3135 | 1.9732
Pre-15 | GF | 90 | 17.5945 | 1989 |  |  |  | 90 | 17.5945 | 1989 | 4.4998 | 2.8676
Pre-16 | GF | 168.75 | 14.0262 | 1987 |  |  |  | 168.75 | 14.0262 | 1987 | 5.1284 | 2.6409
Pre-17 | GF | 90 | 14.2199 | 1998 |  |  |  | 90 | 14.2199 | 1998 | 4.4998 | 2.6546
Pre-18 | GF | 202.5 | 23.4475 | 1989 |  |  |  | 202.5 | 23.4475 | 1989 | 5.3107 | 3.1548
1184 | UG | 45 | 14.4517 | 2013 | 45 | 18.8693 | 2012 | 90 | 33.3211 | 2013 | 4.4998 | 3.5062
1481 | UG | 90 | 22.4406 | 2013 | 0 | 1.1114 | 2014 | 90 | 23.552 | 2014 | 4.4998 | 3.1592
457 | UG | 22.5 | 9.3069 | 1990 | 22.5 | 3.2891 | 2006 | 45 | 12.596 | 2006 | 3.8067 | 2.5334
407 | UG | 73.8 | 19.7841 | 1982 | 0 | 0.60107 | 2004 | 73.8 | 20.3852 | 2004 | 4.3014 | 3.0148
706 | UG | 22.5 | 9.3069 | 1984 | 37.8 | 5.8346 | 2008 | 60.3 | 15.1415 | 2008 | 4.0993 | 2.7174
1070 | UG | 60.3 | 17.4026 | 1984 | 0 | 0.83608 | 2011 | 60.3 | 18.2387 | 2011 | 4.0993 | 2.9035
1264 | UG | 60.3 | 17.4026 | 1984 | 15.3 | 8.0579 | 2013 | 75.6 | 25.4605 | 2013 | 4.3255 | 3.2371
1208 | UG | 37.8 | 12.9374 | 1961 | 0 | 2.7992 | 2012 | 37.8 | 15.7366 | 2012 | 3.6323 | 2.756
655 | UG | 47.79 | 15.0143 | 1974 | 0 | 0.756 | 2007 | 47.79 | 15.7703 | 2007 | 3.8668 | 2.7581
733 | UG | 37.8 | 12.9374 | 2007 | 37.8 | 6.8611 | 2009 | 75.6 | 19.7985 | 2009 | 4.3255 | 2.9856
7 | UG | 22.5 | 9.3069 | 0 | 37.8 | 4.0239 | 2016 | 60.3 | 13.3308 | 2016 | 4.0993 | 2.5901
1569 | UG | 47.79 | 15.0143 | 1997 | 15.3 | 3.7373 | 2015 | 63.09 | 18.7516 | 2015 | 4.1446 | 2.9313
401 | UG | 2.7 | 2.4222 | 1986 | 6.3 | 0.36204 | 2004 | 9 | 2.7842 | 2004 | 2.1972 | 1.024
1412 | UG | 9 | 5.2019 | 1986 | 3.6 | 4.3575 | 2015 | 12.6 | 9.5594 | 2015 | 2.5337 | 2.2575
1318 | UG | 80.1 | 20.8403 | 1997 | 0 | 1.6878 | 2013 | 80.1 | 22.5281 | 2013 | 4.3833 | 3.1148
1194 | UG | 22.5 | 9.3069 | 1980 | 0 | 1.6086 | 2011 | 22.5 | 10.9155 | 2011 | 3.1135 | 2.3902
801 | UG | 37.8 | 12.9374 | 2008 | 37.8 | 6.3106 | 2009 | 75.6 | 19.248 | 2009 | 4.3255 | 2.9574
804 | UG | 25.2 | 10.0012 | 1982 | 22.5 | 15.1771 | 2009 | 47.7 | 25.1783 | 2009 | 3.8649 | 3.226
365 | UG | 22.5 | 9.3069 | 1982 | 0 | 0.59607 | 2003 | 22.5 | 9.903 | 2003 | 3.1135 | 2.2928
708 | UG | 22.5 | 9.3069 | 1982 | 22.5 | 6.8375 | 2007 | 45 | 16.1444 | 2007 | 3.8067 | 2.7816
1568 | UG | 45 | 14.4517 | 1997 | 30.6 | 3.5849 | 2015 | 75.6 | 18.0366 | 2015 | 4.3255 | 2.8924
398 | UG | 60.3 | 17.4026 | 1981 | 0 | 1.4547 | 2004 | 60.3 | 18.8573 | 2004 | 4.0993 | 2.9369
1642 | UG | 22.5 | 9.3069 | unknown | 37.8 | 10.1341 | 2015 | 60.3 | 19.441 | 2015 | 4.0993 | 2.9674
522 | UG | 75.6 | 20.0891 | 1981 | 0 | 0.49327 | 2006 | 75.6 | 20.5824 | 2006 | 4.3255 | 3.0244
170 | UG | 34.56 | 12.2219 | unknown | 10.44 | 4.4337 | 2001 | 45 | 16.6556 | 2001 | 3.8067 | 2.8127
1312 | UG | 45 | 14.4517 | unknown | 22.5 | 6.0245 | 2013 | 67.5 | 20.4762 | 2013 | 4.2121 | 3.0193
170 | UG | 27.09 | 10.4711 | unknown | 17.91 | 4.883 | 2001 | 45 | 15.3541 | 2001 | 3.8067 | 2.7314
1366 | UG | 45 | 14.4517 | 0 | 29.7 | 5.5737 | 2013 | 74.7 | 20.0254 | 2013 | 4.3135 | 2.997
170 | UG | 22.5 | 9.3069 | unknown | 22.5 | 5.2097 | 2001 | 45 | 14.5166 | 2001 | 3.8067 | 2.6753
1350 | UG | 45 | 14.4517 | 0 | 29.7 | 6.53 | 2013 | 74.7 | 20.9817 | 2013 | 4.3135 | 3.0437
658 | UG | 6.75 | 4.3336 | 1996 | 15.75 | 7.2631 | 2008 | 22.5 | 11.5967 | 2008 | 3.1135 | 2.4507
897 | UG | 22.5 | 9.3069 | 1996 | 22.5 | 6.2372 | 2010 | 45 | 15.5441 | 2010 | 3.8067 | 2.7437
483 | UG | 37.8 | 12.9374 | 1986 | 37.8 | 3.6201 | 2005 | 75.6 | 16.5575 | 2005 | 4.3255 | 2.8068
1494 | UG | 22.5 | 9.3069 | 0 | 37.8 | 6.4297 | 2014 | 60.3 | 15.7366 | 2014 | 4.0993 | 2.756
488 | UG | 171.9 | 33.8418 | 1982 | 0 | 0.40463 | 2006 | 171.9 | 34.2464 | 2006 | 5.1469 | 3.5336
1692 | UG | 171.9 | 33.8418 | 0 | 0 | 2.2188 | 2016 | 171.9 | 36.0606 | 2016 | 5.1469 | 3.5852
318 | UG | 42.3 | 13.895 | 1996 | 0 | 0.76702 | 2001 | 42.3 | 14.662 | 2001 | 3.7448 | 2.6853
806 | UG | 42.3 | 13.895 | 1996 | 0 | 0.68948 | 2008 | 42.3 | 14.5845 | 2008 | 3.7448 | 2.68
1495 | UG | 42.3 | 13.895 | 1996 | 37.8 | 5.1428 | 2014 | 80.1 | 19.0378 | 2014 | 4.3833 | 2.9464
1386 | UG | 84.6 | 21.5761 | 0 | 0 | 0.85934 | 2013 | 84.6 | 22.4355 | 2013 | 4.4379 | 3.1106
928 | UG | 22.5 | 9.3069 | 1992 | 37.8 | 10.3644 | 2010 | 60.3 | 19.6713 | 2010 | 4.0993 | 2.9792
1450 | UG | 60.3 | 17.4026 | 1992 | 24.3 | 5.153 | 2014 | 84.6 | 22.5556 | 2014 | 4.4379 | 3.116
170 | UG | 59.94 | 17.3366 | unknown | 0 | 1.1342 | 2001 | 59.94 | 18.4708 | 2001 | 4.0933 | 2.9162
649 | UG | 59.94 | 17.3366 | 1997 | 22.5 | 5.0181 | 2007 | 82.44 | 22.3546 | 2007 | 4.4121 | 3.107
1203 | UG | 22.5 | 9.3069 | 1977 | 37.8 | 12.4436 | 2012 | 60.3 | 21.7505 | 2012 | 4.0993 | 3.0796
170 | UG | 13.5 | 6.7291 | 1972 | 0 | 2.9005 | 2001 | 13.5 | 9.6296 | 2001 | 2.6027 | 2.2648
363 | UG | 37.8 | 12.9374 | 1975 | 0 | 0.82194 | 2004 | 37.8 | 13.7593 | 2004 | 3.6323 | 2.6217
493 | UG | 37.8 | 12.9374 | 1975 | 37.8 | 3.4003 | 2006 | 75.6 | 16.3377 | 2006 | 4.3255 | 2.7935
685 | UG | 75.6 | 20.0891 | 1975 | 0 | 0.94607 | 2007 | 75.6 | 21.0352 | 2007 | 4.3255 | 3.0462
1574 | UG | 37.8 | 12.9374 | 2013 | 37.8 | 6.2662 | 2015 | 75.6 | 19.2036 | 2015 | 4.3255 | 2.9551
435 | UG | 15.03 | 7.2038 | 1990 | 29.7 | 3.0774 | 2004 | 44.73 | 10.2812 | 2004 | 3.8006 | 2.3303
652 | UG | 12.15 | 6.2938 | 1986 | 10.35 | 4.3802 | 2007 | 22.5 | 10.674 | 2007 | 3.1135 | 2.3678
366 | UG | 22.5 | 9.3069 | 1981 | 0 | 0.60208 | 2003 | 22.5 | 9.909 | 2003 | 3.1135 | 2.2934
1640 | UG | 22.5 | 9.3069 | 1981 | 37.8 | 8.3244 | 2015 | 60.3 | 17.6313 | 2015 | 4.0993 | 2.8697
367 | UG | 63 | 17.8933 | 1988 | 0 | 0.55589 | 2004 | 63 | 18.4492 | 2004 | 4.1431 | 2.915
650 | UG | 37.8 | 12.9374 | 1981 | 37.8 | 11.8954 | 2007 | 75.6 | 24.8328 | 2007 | 4.3255 | 3.2122
902 | UG | 37.8 | 12.9374 | 2002 | 0 | 0.547 | 2009 | 37.8 | 13.4844 | 2009 | 3.6323 | 2.6015
1202 | UG | 22.5 | 9.3069 | 1989 | 37.8 | 10.745 | 2012 | 60.3 | 20.0519 | 2012 | 4.0993 | 2.9983
1338 | UG | 13.23 | 6.6434 | unknown | 22.5 | 6.6636 | 2013 | 35.73 | 13.307 | 2013 | 3.576 | 2.5883
212 | UG | 69.12 | 18.9781 | 1978 | 45 | 4.6265 | 2003 | 114.12 | 23.6046 | 2003 | 4.7373 | 3.1614
653 | UG | 114.12 | 26.0916 | 1977 | 0 | 0.56895 | 2007 | 114.12 | 26.6606 | 2007 | 4.7373 | 3.2832
1679 | UG | 114.12 | 26.0916 | 1977 | 0 | 3.0359 | 2016 | 114.12 | 29.1276 | 2016 | 4.7373 | 3.3717
1382 | UG | 60.3 | 17.4026 | unknown | 0 | 2.4484 | 2013 | 60.3 | 19.851 | 2013 | 4.0993 | 2.9883
1638 | UG | 60.3 | 17.4026 | unknown | 15.3 | 1.4308 | 2015 | 75.6 | 18.8334 | 2015 | 4.3255 | 2.9356
874 | UG | 7.56 | 4.6569 | 1997 | 14.94 | 3.6334 | 2009 | 22.5 | 8.2902 | 2009 | 3.1135 | 2.1151
491 | UG | 75.6 | 20.0891 | 1984 | 0 | 0.19252 | 2006 | 75.6 | 20.2816 | 2006 | 4.3255 | 3.0097
1396 | UG | 37.8 | 12.9374 | 2009 | 0 | 0.37351 | 2013 | 37.8 | 13.3109 | 2013 | 3.6323 | 2.5886
1597 | UG | 37.8 | 12.9374 | 2009 | 37.8 | 4.2356 | 2015 | 75.6 | 17.173 | 2015 | 4.3255 | 2.8433
1292 | UG | 25.29 | 10.0239 | unknown | 12.51 | 4.4712 | 2013 | 37.8 | 14.495 | 2013 | 3.6323 | 2.6738
364 | UG | 80.1 | 20.8403 | 1975 | 0 | 1.3175 | 2004 | 80.1 | 22.1577 | 2004 | 4.3833 | 3.0982
1306 | UG | 37.8 | 12.9374 | 1985 | 37.8 | 5.9849 | 2013 | 75.6 | 18.9222 | 2013 | 4.3255 | 2.9403
858 | UG | 37.8 | 12.9374 | 2009 | 37.8 | 5.4359 | 2010 | 75.6 | 18.3733 | 2010 | 4.3255 | 2.9109
1454 | UG | 75.6 | 20.0891 | 2009 | 0 | 0.45762 | 2013 | 75.6 | 20.5467 | 2013 | 4.3255 | 3.0227
637 | UG | 22.5 | 9.3069 | 1989 | 22.5 | 6.7669 | 2007 | 45 | 16.0738 | 2007 | 3.8067 | 2.7772
1254 | UG | 45 | 14.4517 | 1989 | 30.6 | 6.5284 | 2012 | 75.6 | 20.9801 | 2012 | 4.3255 | 3.0436
734 | UG | 37.8 | 12.9374 | 1974 | 37.8 | 11.2611 | 2011 | 75.6 | 24.1985 | 2011 | 4.3255 | 3.1863
1594 | UG | 75.6 | 20.0891 | 1974 | 0 | 17.2334 | 2017 | 75.6 | 37.3226 | 2017 | 4.3255 | 3.6196
1674 | UG | 25.2 | 10.0012 | 0 | 37.8 | 10.3273 | 2016 | 63 | 20.3285 | 2016 | 4.1431 | 3.012
711 | UG | 22.5 | 9.3069 | 1976 | 22.5 | 9.2618 | 2009 | 45 | 18.5687 | 2009 | 3.8067 | 2.9215
408 | UG | 84.6 | 21.5761 | 1976 | 0 | 0.58016 | 2004 | 84.6 | 22.1563 | 2004 | 4.4379 | 3.0981
698 | UG | 84.6 | 21.5761 | 1976 | 0 | 1.4407 | 2007 | 84.6 | 23.0168 | 2007 | 4.4379 | 3.1362
696 | UG | 25.2 | 10.0012 | 1981 | 0 | 0.2681 | 2007 | 25.2 | 10.2693 | 2007 | 3.2268 | 2.3292
1636 | UG | 22.5 | 9.3069 | 1981 | 37.8 | 6.6059 | 2015 | 60.3 | 15.9128 | 2015 | 4.0993 | 2.7671
1185 | UG | 63 | 17.8933 | 1988 | 0 | 2.8088 | 2011 | 63 | 20.7021 | 2011 | 4.1431 | 3.0302
568 | UG | 75.6 | 20.0891 | 1978 | 0 | 0.028819 | 2006 | 75.6 | 20.1179 | 2006 | 4.3255 | 3.0016
853 | UG | 45 | 14.4517 | 1991 | 30.6 | 4.2556 | 2009 | 75.6 | 18.7073 | 2009 | 4.3255 | 2.9289
1201 | UG | 25.2 | 10.0012 | unknown | 37.8 | 7.6365 | 2012 | 63 | 17.6377 | 2012 | 4.1431 | 2.87
654 | UG | 22.5 | 9.3069 | 1976 | 0 | 0.73673 | 2007 | 22.5 | 10.0436 | 2007 | 3.1135 | 2.3069
1394 | UG | 22.5 | 9.3069 | 1976 | 37.8 | 5.0058 | 2014 | 60.3 | 14.3127 | 2014 | 4.0993 | 2.6611
1294 | UG | 13.41 | 6.7006 | 0 | 22.5 | 4.562 | 2014 | 35.91 | 11.2626 | 2014 | 3.581 | 2.4215
1670 | UG | 75.6 | 20.0891 | 0 | 0 | 2.7944 | 2016 | 75.6 | 22.8835 | 2016 | 4.3255 | 3.1304
579 | UG | 27 | 10.449 | unknown | 27 | 3.6516 | 2008 | 54 | 14.1006 | 2008 | 3.989 | 2.6462
1670 | UG | 63.09 | 17.9096 | 0 | 37.8 | 18.3637 | 2016 | 100.89 | 36.2733 | 2016 | 4.614 | 3.5911
1083 | UG | 37.8 | 12.9374 | 1981 | 45 | 7.4125 | 2011 | 82.8 | 20.3499 | 2011 | 4.4164 | 3.0131
552 | UG | 37.8 | 12.9374 | 1991 | 0 | 1.1458 | 2006 | 37.8 | 14.0832 | 2006 | 3.6323 | 2.645
1311 | UG | 37.8 | 12.9374 | 1991 | 37.8 | 5.9841 | 2013 | 75.6 | 18.9215 | 2013 | 4.3255 | 2.9403
1078 | UG | 64.35 | 18.1358 | 1957 | 0 | 1.0936 | 2011 | 64.35 | 19.2295 | 2011 | 4.1643 | 2.9564
495 | UG | 37.44 | 12.859 | 1982 | 37.44 | 3.5908 | 2006 | 74.88 | 16.4498 | 2006 | 4.3159 | 2.8003
383 | UG | 54 | 16.2252 | 1984 | 45 | 3.9502 | 2005 | 99 | 20.1753 | 2005 | 4.5951 | 3.0045
1020 | UG | 29.97 | 11.1647 | 1977 | 45 | 7.345 | 2010 | 74.97 | 18.5097 | 2010 | 4.3171 | 2.9183
1364 | UG | 29.7 | 11.1008 | 0 | 45 | 8.7951 | 2013 | 74.7 | 19.8959 | 2013 | 4.3135 | 2.9905
503 | UG | 45 | 14.4517 | 1972 | 45 | 3.8033 | 2007 | 90 | 18.255 | 2007 | 4.4998 | 2.9044
925 | UG | 90 | 22.4406 | 1972 | 0 | 3.3165 | 2011 | 90 | 25.757 | 2011 | 4.4998 | 3.2487
821 | UG | 45 | 14.4517 | 2006 | 45 | 9.4177 | 2011 | 90 | 23.8694 | 2011 | 4.4998 | 3.1726
486 | UG | 11.97 | 6.2344 | 1993 | 2.43 | 0.34692 | 2005 | 14.4 | 6.5813 | 2005 | 2.6672 | 1.8842
779 | UG | 14.4 | 7.0106 | 1993 | 23.04 | 0.91576 | 2008 | 37.44 | 7.9263 | 2008 | 3.6227 | 2.0702
1416 | UG | 37.44 | 12.859 | 1993 | 0 | 1.4182 | 2014 | 37.44 | 14.2772 | 2014 | 3.6227 | 2.6587
554 | UG | 119.88 | 26.9201 | 1968 | 0 | 1.0611 | 2006 | 119.88 | 27.9812 | 2006 | 4.7865 | 3.3315
1581 | UG | 11.7 | 6.1448 | unknown | 33.3 | 5.3848 | 2015 | 45 | 11.5296 | 2015 | 3.8067 | 2.4449
880 | UG | 29.7 | 11.1008 | 1966 | 30.24 | 4.5764 | 2010 | 59.94 | 15.6772 | 2010 | 4.0933 | 2.7522
1047 | UG | 14.4 | 7.0106 | 1965 | 15.3 | 6.2586 | 2012 | 29.7 | 13.2692 | 2012 | 3.3911 | 2.5854
1045 | UG | 69.84 | 19.1034 | 1971 | 21.6 | 3.8009 | 2011 | 91.44 | 22.9043 | 2011 | 4.5157 | 3.1313
1616 | UG | 74.88 | 19.9674 | unknown | 0 | 0.84819 | 2015 | 74.88 | 20.8156 | 2015 | 4.3159 | 3.0357
362 | UG | 84.6 | 21.5761 | 1971 | 0 | 0.78848 | 2004 | 84.6 | 22.3646 | 2004 | 4.4379 | 3.1075
924 | UG | 90 | 22.4406 | 1982 | 0 | 1.4264 | 2010 | 90 | 23.867 | 2010 | 4.4998 | 3.1725
1241 | UG | 37.44 | 12.859 | unknown | 0 | 2.625 | 2012 | 37.44 | 15.484 | 2012 | 3.6227 | 2.7398
438 | UG | 27 | 10.449 | 1978 | 1.503 | 0.18095 | 2004 | 28.503 | 10.6299 | 2004 | 3.35 | 2.3637
748 | UG | 37.53 | 12.8786 | 1995 | 0 | 0.38858 | 2008 | 37.53 | 13.2672 | 2008 | 3.6251 | 2.5853
1319 | UG | 36 | 12.5428 | 0 | 19.44 | 3.2377 | 2014 | 55.44 | 15.7805 | 2014 | 4.0153 | 2.7588
892 | UG | 27 | 10.449 | 1972 | 13.5 | 3.2491 | 2011 | 40.5 | 13.6981 | 2011 | 3.7013 | 2.6173
504 | UG | 11.97 | 6.2344 | 2007 | 22.5 | 2.1923 | 2006 | 34.47 | 8.4267 | 2007 | 3.5401 | 2.1314
618 | UG | 22.5 | 9.3069 | 1995 | 14.94 | 2.3465 | 2006 | 37.44 | 11.6534 | 2006 | 3.6227 | 2.4556
712 | UG | 14.94 | 7.1764 | 1980 | 14.94 | 7.8904 | 2011 | 29.88 | 15.0668 | 2011 | 3.3972 | 2.7125
726 | UG | 119.7 | 26.8945 | 1982 | 0 | 1.0316 | 2008 | 119.7 | 27.9261 | 2008 | 4.785 | 3.3296
530 | UG | 37.44 | 12.859 | 1982 | 37.44 | 4.5023 | 2006 | 74.88 | 17.3613 | 2006 | 4.3159 | 2.8542
755 | UG | 23.4 | 9.5415 | 1983 | 0 | 0.74649 | 2008 | 23.4 | 10.288 | 2008 | 3.1527 | 2.331
1081 | UG | 23.4 | 9.5415 | 1983 | 0 | 0.74616 | 2010 | 23.4 | 10.2877 | 2010 | 3.1527 | 2.3309
307 | UG | 11.97 | 6.2344 | 1985 | 1.98 | 2.5231 | 2003 | 13.95 | 8.7575 | 2003 | 2.6355 | 2.1699
1466 | UG | 13.95 | 6.8707 | 1985 | 8.55 | 4.6348 | 2015 | 22.5 | 11.5055 | 2015 | 3.1135 | 2.4428
1091 | UG | 22.5 | 9.3069 | 1982 | 37.8 | 7.6638 | 2011 | 60.3 | 16.9707 | 2011 | 4.0993 | 2.8315
666 | UG | 37.44 | 12.859 | 1987 | 37.8 | 3.7978 | 2008 | 75.24 | 16.6568 | 2008 | 4.3207 | 2.8128
556 | UG | 11.97 | 6.2344 | 1985 | 22.5 | 4.1694 | 2007 | 34.47 | 10.4038 | 2007 | 3.5401 | 2.3422
452 | UG | 14.4 | 7.0106 | 1986 | 0 | 3.4437 | 2005 | 14.4 | 10.4543 | 2005 | 2.6672 | 2.347
613 | UG | 22.5 | 9.3069 | 1999 | 0 | 0.43132 | 2006 | 22.5 | 9.7382 | 2006 | 3.1135 | 2.2761
778 | UG | 74.88 | 19.9674 | 1988 | 0 | 0.48701 | 2008 | 74.88 | 20.4545 | 2008 | 4.3159 | 3.0182
1571 | UG | 74.88 | 19.9674 | 1988 | 0 | 1.592 | 2016 | 74.88 | 21.5595 | 2016 | 4.3159 | 3.0708
525 | UG | 154.8 | 31.6638 | 1995 | 45 | 2.1078 | 2006 | 199.8 | 33.7716 | 2006 | 5.2973 | 3.5196
1324 | UG | 90 | 22.4406 | 2012 | 0 | 2.2693 | 2014 | 90 | 24.7099 | 2014 | 4.4998 | 3.2072
511 | UG | 225 | 40.1489 | 2004 | 0 | 0.42904 | 2004 | 225 | 40.5779 | 2004 | 5.4161 | 3.7032
1094 | UG | 225 | 40.1489 | 2004 | 0 | 1.0646 | 2011 | 225 | 41.2135 | 2011 | 5.4161 | 3.7188
775 | UG | 14.94 | 7.1764 | 2002 | 0 | 1.4059 | 2008 | 14.94 | 8.5822 | 2008 | 2.704 | 2.1497
1646 | UG | 7.2 | 4.5148 | unknown | 14.94 | 6.6896 | 2016 | 22.14 | 11.2044 | 2016 | 3.0974 | 2.4163
467 | UG | 11.97 | 6.2344 | 1996 | 31.5 | 3.4855 | 2005 | 43.47 | 9.7199 | 2005 | 3.7721 | 2.2742
437 | UG | 42.03 | 13.8386 | 2001 | 45 | 3.6314 | 2008 | 87.03 | 17.47 | 2008 | 4.4663 | 2.8605
1233 | UG | 87.03 | 21.9675 | 2001 | 0 | 3.8904 | 2011 | 87.03 | 25.858 | 2011 | 4.4663 | 3.2526
361 | UG | 27.9 | 10.6688 | 1986 | 32.4 | 1.172 | 2002 | 60.3 | 11.8408 | 2002 | 4.0993 | 2.4715
645 | UG | 60.3 | 17.4026 | 1986 | 0 | 0.22668 | 2006 | 60.3 | 17.6293 | 2006 | 4.0993 | 2.8696
720 | UG | 36.9 | 12.741 | 1974 | 13.5 | 3.2147 | 2009 | 50.4 | 15.9556 | 2009 | 3.92 | 2.7698
1554 | UG | 22.5 | 9.3069 | 2013 | 22.5 | 4.0041 | 2015 | 45 | 13.311 | 2015 | 3.8067 | 2.5886
1570 | UG | 22.5 | 9.3069 | 0 | 22.5 | 5.7129 | 2016 | 45 | 15.0198 | 2016 | 3.8067 | 2.7094
1280 | UG | 22.5 | 9.3069 | 0 | 22.5 | 3.9567 | 2013 | 45 | 13.2636 | 2013 | 3.8067 | 2.585
659 | UG | 134.46 | 28.955 | 1974 | 0 | 0.19039 | 2006 | 134.46 | 29.1454 | 2006 | 4.9013 | 3.3723
1240 | UG | 15.03 | 7.2038 | 0 | 0 | 2.4762 | 2013 | 15.03 | 9.68 | 2013 | 2.71 | 2.2701
317 | UG | 42.3 | 13.895 | 1978 | 37.8 | 3.7336 | 2002 | 80.1 | 17.6286 | 2002 | 4.3833 | 2.8695
1510 | UG | 80.1 | 20.8403 | 1978 | 0 | 1.0378 | 2014 | 80.1 | 21.8781 | 2014 | 4.3833 | 3.0855
1678 | UG | 450 | 62.343 | 0 | 0 | 0.18769 | 2015 | 450 | 62.5307 | 2015 | 6.1092 | 4.1357
409 | UG | 56.7 | 16.7356 | unknown | 56.7 | 6.95 | 2004 | 113.4 | 23.6856 | 2004 | 4.7309 | 3.1649
620 | UG | 120.06 | 26.9458 | unknown | 0 | 0.052327 | 2006 | 120.06 | 26.9981 | 2006 | 4.788 | 3.2958
1085 | UG | 120.06 | 26.9458 | unknown | 0 | 0.079312 | 2010 | 120.06 | 27.0251 | 2010 | 4.788 | 3.2968
589 | UG | 81 | 20.9886 | 1974 | 14.4 | 0.032007 | 2005 | 95.4 | 21.0206 | 2005 | 4.5581 | 3.0455
836 | UG | 95.4 | 23.2863 | 1974 | 0 | 0.20825 | 2008 | 95.4 | 23.4945 | 2008 | 4.5581 | 3.1568
1417 | UG | 90 | 22.4406 | 0 | 0 | 0.36632 | 2013 | 90 | 22.8069 | 2013 | 4.4998 | 3.1271
1575 | UG | 261.72 | 44.1932 | 0 | 0 | 0.084606 | 2014 | 261.72 | 44.2778 | 2014 | 5.5673 | 3.7905
1480 | UG | 180 | 34.8456 | 0 | 0 | 1.4186 | 2015 | 180 | 36.2642 | 2015 | 5.193 | 3.5908
1644 | UG | 720 | 84.0189 | 0 | 45 | 6.4882 | 2016 | 765 | 90.5071 | 2016 | 6.6399 | 4.5054
1276 | UG | 154.8 | 31.6638 | unknown | 0 | 0.69755 | 2012 | 154.8 | 32.3614 | 2012 | 5.0421 | 3.477
823 | UG | 54 | 16.2252 | unknown | 36 | 12.9391 | 2009 | 90 | 29.1642 | 2009 | 4.4998 | 3.3729
1601 | UG | 120.24 | 26.9714 | 0 | 0 | 4.0095 | 2015 | 120.24 | 30.9809 | 2015 | 4.7895 | 3.4334
1046 | UG | 54 | 16.2252 | unknown | 45 | 13.8381 | 2011 | 99 | 30.0633 | 2011 | 4.5951 | 3.4033
873 | UG | 69.03 | 18.9624 | unknown | 45 | 10.835 | 2011 | 114.03 | 29.7975 | 2011 | 4.7365 | 3.3944
630 | UG | 101.97 | 24.292 | unknown | 0 | 0.76182 | 2007 | 101.97 | 25.0538 | 2007 | 4.6247 | 3.221
1107 | UG | 45 | 14.4517 | 2010 | 45 | 7.7 | 2014 | 90 | 22.1517 | 2014 | 4.4998 | 3.0979
682 | UG | 27 | 10.449 | 2005 | 27 | 4.2252 | 2009 | 54 | 14.6742 | 2009 | 3.989 | 2.6861
677 | UG | 279 | 46.0239 | unknown | 45 | 5.9673 | 2009 | 324 | 51.9912 | 2009 | 5.7807 | 3.9511
643 | UG | 77.4 | 20.3915 | unknown | 42.57 | 4.4087 | 2009 | 119.97 | 24.8002 | 2009 | 4.7872 | 3.2108
* Type is either Greenfield (“GF”) or Upgrade (“UG”), where Upgrade refers to additional facilities that increase the capacity of an existing Greenfield project
** For Iteration 15, Greenfield Cost for an Upgrade project is estimated using the Iteration 14 power curve for greenfield and upgrade projects

## Power Curve Model
Alberta Electric System Operator
2018 ISO Tariff Application
September 14, 2017
Source: | http://webs.wichita.edu/facsme/cbl/functions/pcm.pdf