## Index
Tab | Description
EUE Table 2021.2022 | Expected unserved energy by gross volume in 2021/2022
Base (-48) Distribution | Distribution of unserved energy across iterations in 2021/2022 Base fleet
EUE Table 2022.2023 | Expected unserved energy by gross volume in 2022/2023
Asset List | 2021/2022 and 2022/2023 Obligation Period Gross Minimum Procurement Volume Asset Breakout
2017 Calibration | Distribution of unserved energy across iterations for 2017 Calibration
2018 Calibration | Distribution of unserved energy across iterations for 2018 Calibration

## EUE Table 2021.2022
Unserved Energy by Gross Volume 2021-2022
Base (addition/subtraction) | Procurement Volume | %NEUE | EUE (MWh) | LOLE Capacity (Events per Year) | LOLH Capacity (Hours)
Base(-144) | 18218 | 0.001609% | 1434.8368 | 2.8123 | 5.3298
Base (-96) | 18266 | 0.001317% | 1174.1327 | 2.3524 | 4.3126
Min Procurement Volume (-57) | 18305 | 0.0011% | 981 | 2.0297 | 3.6652
Base (-48) | 18314 | 0.001049% | 935.2321 | 1.92 | 3.4347
Base | 18362 | 0.0008581% | 765.1568 | 1.6851 | 2.9701
Base (+46.5) | 18408.5 | 0.0006836% | 609.5017 | 1.3769 | 2.3435
Base (+93) | 18455 | 0.0005468% | 487.5394 | 1.1604 | 1.9368
Base (+139.5) | 18501.5 | 0.0004433% | 395.2609 | 0.9338 | 1.5073
Base (+186) | 18548 | 0.0003594% | 320.4475 | 0.79333 | 1.2443
Base (+232.5) | 18594.5 | 0.0002886% | 257.3452 | 0.6674 | 1.0441
Base (+279) | 18641 | 0.0002321% | 206.9682 | 0.5276 | 0.83953
Base (+325.5) | 18687.5 | 0.0001872% | 166.9043 | 0.44813 | 0.6658
Base (+372) | 18734 | 0.0001504% | 134.0677 | 0.37887 | 0.5634
Base (+418.5) | 18780.5 | 0.0001208% | 107.7065 | 0.29567 | 0.43947
Base (+465) | 18827 | 9.724e-05% | 86.6994 | 0.25447 | 0.37173
Base (+558) | 18920 | 6.335e-05% | 56.4886 | 0.1718 | 0.23913
Base (+651) | 19013 | 4.337e-05% | 38.6713 | 0.11093 | 0.15367
Base (+744) | 19106 | 2.676e-05% | 23.861 | 0.072 | 0.097533
Base (+837) | 19199 | 1.737e-05% | 15.4869 | 0.052133 | 0.076734

## Base (-48) Distribution
* Note this is the raw data of all 7,500 iterations for the Base (-48) generation fleet definition 2021.2022 obligation period. Iterations are weighed differently and final results are curve lined fit to achieve the average value of 935 EUE
Case Number | Iteration | EUE_Capacity | Percent | EUE_Capacity
1 | 1 | 600 | 0% | 0
1 | 2 | 400 | 0.01333% | 0
1 | 3 | 300 | 0.02667% | 0
1 | 4 | 450 | 0.04% | 0
1 | 5 | 1150 | 0.05333% | 0
1 | 6 | 0 | 0.06667% | 0
1 | 7 | 0 | 0.08% | 0
1 | 8 | 0 | 0.09333% | 0
1 | 9 | 0 | 0.1067% | 0
1 | 10 | 0 | 0.12% | 0
1 | 11 | 0 | 0.1333% | 0
1 | 12 | 0 | 0.1467% | 0
1 | 13 | 0 | 0.16% | 0
1 | 14 | 350 | 0.1733% | 0
1 | 15 | 100 | 0.1867% | 0
1 | 16 | 500 | 0.2% | 0
1 | 17 | 1150 | 0.2133% | 0
1 | 18 | 0 | 0.2267% | 0
1 | 19 | 0 | 0.24% | 0
1 | 20 | 0 | 0.2533% | 0
1 | 21 | 0 | 0.2667% | 0
1 | 22 | 650 | 0.28% | 0
1 | 23 | 550 | 0.2933% | 0
1 | 24 | 100 | 0.3067% | 0
1 | 25 | 700 | 0.32% | 0
1 | 26 | 0 | 0.3333% | 0
1 | 27 | 0 | 0.3467% | 0
1 | 28 | 0 | 0.36% | 0
1 | 29 | 50 | 0.3733% | 0
1 | 30 | 0 | 0.3867% | 0
1 | 31 | 0 | 0.4% | 0
1 | 32 | 1750 | 0.4133% | 0
1 | 33 | 0 | 0.4267% | 0
1 | 34 | 0 | 0.44% | 0
1 | 35 | 0 | 0.4533% | 0
1 | 36 | 0 | 0.4667% | 0
1 | 37 | 950 | 0.48% | 0
1 | 38 | 650 | 0.4933% | 0
1 | 39 | 850 | 0.5067% | 0
1 | 40 | 0 | 0.52% | 0
1 | 41 | 0 | 0.5333% | 0
1 | 42 | 0 | 0.5467% | 0
1 | 43 | 200 | 0.56% | 0
1 | 44 | 0 | 0.5733% | 0
1 | 45 | 400 | 0.5867% | 0
1 | 46 | 0 | 0.6% | 0
1 | 47 | 0 | 0.6133% | 0
1 | 48 | 150 | 0.6267% | 0
1 | 49 | 0 | 0.64% | 0
1 | 50 | 0 | 0.6533% | 0
2 | 1 | 200 | 0.6667% | 0
2 | 2 | 0 | 0.68% | 0
2 | 3 | 350 | 0.6933% | 0
2 | 4 | 0 | 0.7067% | 0
2 | 5 | 0 | 0.72% | 0
2 | 6 | 0 | 0.7333% | 0
2 | 7 | 0 | 0.7467% | 0
2 | 8 | 800 | 0.76% | 0
2 | 9 | 350 | 0.7733% | 0
2 | 10 | 0 | 0.7867% | 0
2 | 11 | 250 | 0.8% | 0
2 | 12 | 850 | 0.8133% | 0
2 | 13 | 2050 | 0.8267% | 0
2 | 14 | 500 | 0.84% | 0
2 | 15 | 0 | 0.8533% | 0
2 | 16 | 1300 | 0.8667% | 0
2 | 17 | 400 | 0.88% | 0
2 | 18 | 0 | 0.8933% | 0
2 | 19 | 300 | 0.9067% | 0
2 | 20 | 1150 | 0.92% | 0
2 | 21 | 1500 | 0.9333% | 0
2 | 22 | 300 | 0.9467% | 0
2 | 23 | 0 | 0.96% | 0
2 | 24 | 0 | 0.9733% | 0
2 | 25 | 0 | 0.9867% | 0
2 | 26 | 0 | 1% | 0
2 | 27 | 4450 | 1.013% | 0
2 | 28 | 0 | 1.027% | 0
2 | 29 | 100 | 1.04% | 0
2 | 30 | 1300 | 1.053% | 0
2 | 31 | 0 | 1.067% | 0
2 | 32 | 0 | 1.08% | 0
2 | 33 | 500 | 1.093% | 0
2 | 34 | 800 | 1.107% | 0
2 | 35 | 0 | 1.12% | 0
2 | 36 | 0 | 1.133% | 0
2 | 37 | 0 | 1.147% | 0
2 | 38 | 0 | 1.16% | 0
2 | 39 | 0 | 1.173% | 0
2 | 40 | 1400 | 1.187% | 0
2 | 41 | 100 | 1.2% | 0
2 | 42 | 50 | 1.213% | 0
2 | 43 | 100 | 1.227% | 0
2 | 44 | 350 | 1.24% | 0
2 | 45 | 300 | 1.253% | 0
2 | 46 | 0 | 1.267% | 0
2 | 47 | 1200 | 1.28% | 0
2 | 48 | 0 | 1.293% | 0
2 | 49 | 0 | 1.307% | 0
2 | 50 | 0 | 1.32% | 0
3 | 1 | 0 | 1.333% | 0
3 | 2 | 0 | 1.347% | 0
3 | 3 | 0 | 1.36% | 0
3 | 4 | 250 | 1.373% | 0
3 | 5 | 50 | 1.387% | 0
3 | 6 | 300 | 1.4% | 0
3 | 7 | 0 | 1.413% | 0
3 | 8 | 0 | 1.427% | 0
3 | 9 | 0 | 1.44% | 0
3 | 10 | 150 | 1.453% | 0
3 | 11 | 150 | 1.467% | 0
3 | 12 | 650 | 1.48% | 0
3 | 13 | 200 | 1.493% | 0
3 | 14 | 0 | 1.507% | 0
3 | 15 | 0 | 1.52% | 0
3 | 16 | 600 | 1.533% | 0
3 | 17 | 200 | 1.547% | 0
3 | 18 | 0 | 1.56% | 0
3 | 19 | 600 | 1.573% | 0
3 | 20 | 0 | 1.587% | 0
3 | 21 | 250 | 1.6% | 0
3 | 22 | 0 | 1.613% | 0
3 | 23 | 0 | 1.627% | 0
3 | 24 | 0 | 1.64% | 0
3 | 25 | 200 | 1.653% | 0
3 | 26 | 0 | 1.667% | 0
3 | 27 | 650 | 1.68% | 0
3 | 28 | 0 | 1.693% | 0
3 | 29 | 0 | 1.707% | 0
3 | 30 | 200 | 1.72% | 0
3 | 31 | 0 | 1.733% | 0
3 | 32 | 500 | 1.747% | 0
3 | 33 | 350 | 1.76% | 0
3 | 34 | 0 | 1.773% | 0
3 | 35 | 0 | 1.787% | 0
3 | 36 | 0 | 1.8% | 0
3 | 37 | 3650 | 1.813% | 0
3 | 38 | 0 | 1.827% | 0
3 | 39 | 0 | 1.84% | 0
3 | 40 | 300 | 1.853% | 0
3 | 41 | 0 | 1.867% | 0
3 | 42 | 300 | 1.88% | 0
3 | 43 | 0 | 1.893% | 0
3 | 44 | 0 | 1.907% | 0
3 | 45 | 50 | 1.92% | 0
3 | 46 | 100 | 1.933% | 0
3 | 47 | 150 | 1.947% | 0
3 | 48 | 0 | 1.96% | 0
3 | 49 | 0 | 1.973% | 0
3 | 50 | 700 | 1.987% | 0
4 | 1 | 2050 | 2% | 0
4 | 2 | 0 | 2.013% | 0
4 | 3 | 0 | 2.027% | 0
4 | 4 | 0 | 2.04% | 0
4 | 5 | 750 | 2.053% | 0
4 | 6 | 200 | 2.067% | 0
4 | 7 | 0 | 2.08% | 0
4 | 8 | 0 | 2.093% | 0
4 | 9 | 200 | 2.107% | 0
4 | 10 | 250 | 2.12% | 0
4 | 11 | 750 | 2.133% | 0
4 | 12 | 0 | 2.147% | 0
4 | 13 | 250 | 2.16% | 0
4 | 14 | 0 | 2.173% | 0
4 | 15 | 700 | 2.187% | 0
4 | 16 | 0 | 2.2% | 0
4 | 17 | 250 | 2.213% | 0
4 | 18 | 550 | 2.227% | 0
4 | 19 | 800 | 2.24% | 0
4 | 20 | 0 | 2.253% | 0
4 | 21 | 0 | 2.267% | 0
4 | 22 | 300 | 2.28% | 0
4 | 23 | 0 | 2.293% | 0
4 | 24 | 0 | 2.307% | 0
4 | 25 | 700 | 2.32% | 0
4 | 26 | 0 | 2.333% | 0
4 | 27 | 650 | 2.347% | 0
4 | 28 | 150 | 2.36% | 0
4 | 29 | 700 | 2.373% | 0
4 | 30 | 0 | 2.387% | 0
4 | 31 | 950 | 2.4% | 0
4 | 32 | 1200 | 2.413% | 0
4 | 33 | 0 | 2.427% | 0
4 | 34 | 0 | 2.44% | 0
4 | 35 | 1800 | 2.453% | 0
4 | 36 | 2350 | 2.467% | 0
4 | 37 | 450 | 2.48% | 0
4 | 38 | 250 | 2.493% | 0
4 | 39 | 0 | 2.507% | 0
4 | 40 | 450 | 2.52% | 0
4 | 41 | 10950 | 2.533% | 0
4 | 42 | 0 | 2.547% | 0
4 | 43 | 0 | 2.56% | 0
4 | 44 | 250 | 2.573% | 0
4 | 45 | 800 | 2.587% | 0
4 | 46 | 0 | 2.6% | 0
4 | 47 | 300 | 2.613% | 0
4 | 48 | 250 | 2.627% | 0
4 | 49 | 3650 | 2.64% | 0
4 | 50 | 300 | 2.653% | 0
5 | 1 | 0 | 2.667% | 0
5 | 2 | 50 | 2.68% | 0
5 | 3 | 1600 | 2.693% | 0
5 | 4 | 1600 | 2.707% | 0
5 | 5 | 200 | 2.72% | 0
5 | 6 | 150 | 2.733% | 0
5 | 7 | 400 | 2.747% | 0
5 | 8 | 0 | 2.76% | 0
5 | 9 | 0 | 2.773% | 0
5 | 10 | 0 | 2.787% | 0
5 | 11 | 250 | 2.8% | 0
5 | 12 | 0 | 2.813% | 0
5 | 13 | 400 | 2.827% | 0
5 | 14 | 300 | 2.84% | 0
5 | 15 | 250 | 2.853% | 0
5 | 16 | 950 | 2.867% | 0
5 | 17 | 0 | 2.88% | 0
5 | 18 | 450 | 2.893% | 0
5 | 19 | 0 | 2.907% | 0
5 | 20 | 0 | 2.92% | 0
5 | 21 | 400 | 2.933% | 0
5 | 22 | 50 | 2.947% | 0
5 | 23 | 100 | 2.96% | 0
5 | 24 | 2600 | 2.973% | 0
5 | 25 | 950 | 2.987% | 0
5 | 26 | 250 | 3% | 0
5 | 27 | 200 | 3.013% | 0
5 | 28 | 250 | 3.027% | 0
5 | 29 | 350 | 3.04% | 0
5 | 30 | 100 | 3.053% | 0
5 | 31 | 50 | 3.067% | 0
5 | 32 | 0 | 3.08% | 0
5 | 33 | 0 | 3.093% | 0
5 | 34 | 600 | 3.107% | 0
5 | 35 | 150 | 3.12% | 0
5 | 36 | 0 | 3.133% | 0
5 | 37 | 900 | 3.147% | 0
5 | 38 | 550 | 3.16% | 0
5 | 39 | 100 | 3.173% | 0
5 | 40 | 0 | 3.187% | 0
5 | 41 | 150 | 3.2% | 0
5 | 42 | 850 | 3.213% | 0
5 | 43 | 300 | 3.227% | 0
5 | 44 | 650 | 3.24% | 0
5 | 45 | 0 | 3.253% | 0
5 | 46 | 0 | 3.267% | 0
5 | 47 | 100 | 3.28% | 0
5 | 48 | 0 | 3.293% | 0
5 | 49 | 350 | 3.307% | 0
5 | 50 | 950 | 3.32% | 0
6 | 1 | 0 | 3.333% | 0
6 | 2 | 250 | 3.347% | 0
6 | 3 | 150 | 3.36% | 0
6 | 4 | 0 | 3.373% | 0
6 | 5 | 150 | 3.387% | 0
6 | 6 | 1100 | 3.4% | 0
6 | 7 | 0 | 3.413% | 0
6 | 8 | 0 | 3.427% | 0
6 | 9 | 700 | 3.44% | 0
6 | 10 | 1500 | 3.453% | 0
6 | 11 | 0 | 3.467% | 0
6 | 12 | 0 | 3.48% | 0
6 | 13 | 0 | 3.493% | 0
6 | 14 | 0 | 3.507% | 0
6 | 15 | 0 | 3.52% | 0
6 | 16 | 850 | 3.533% | 0
6 | 17 | 0 | 3.547% | 0
6 | 18 | 0 | 3.56% | 0
6 | 19 | 0 | 3.573% | 0
6 | 20 | 0 | 3.587% | 0
6 | 21 | 50 | 3.6% | 0
6 | 22 | 0 | 3.613% | 0
6 | 23 | 0 | 3.627% | 0
6 | 24 | 0 | 3.64% | 0
6 | 25 | 200 | 3.653% | 0
6 | 26 | 100 | 3.667% | 0
6 | 27 | 0 | 3.68% | 0
6 | 28 | 0 | 3.693% | 0
6 | 29 | 150 | 3.707% | 0
6 | 30 | 350 | 3.72% | 0
6 | 31 | 550 | 3.733% | 0
6 | 32 | 250 | 3.747% | 0
6 | 33 | 0 | 3.76% | 0
6 | 34 | 0 | 3.773% | 0
6 | 35 | 0 | 3.787% | 0
6 | 36 | 0 | 3.8% | 0
6 | 37 | 0 | 3.813% | 0
6 | 38 | 100 | 3.827% | 0
6 | 39 | 0 | 3.84% | 0
6 | 40 | 450 | 3.853% | 0
6 | 41 | 750 | 3.867% | 0
6 | 42 | 0 | 3.88% | 0
6 | 43 | 0 | 3.893% | 0
6 | 44 | 0 | 3.907% | 0
6 | 45 | 400 | 3.92% | 0
6 | 46 | 0 | 3.933% | 0
6 | 47 | 0 | 3.947% | 0
6 | 48 | 0 | 3.96% | 0
6 | 49 | 0 | 3.973% | 0
6 | 50 | 0 | 3.987% | 0
7 | 1 | 250 | 4% | 0
7 | 2 | 100 | 4.013% | 0
7 | 3 | 1000 | 4.027% | 0
7 | 4 | 150 | 4.04% | 0
7 | 5 | 0 | 4.053% | 0
7 | 6 | 0 | 4.067% | 0
7 | 7 | 0 | 4.08% | 0
7 | 8 | 1150 | 4.093% | 0
7 | 9 | 700 | 4.107% | 0
7 | 10 | 50 | 4.12% | 0
7 | 11 | 0 | 4.133% | 0
7 | 12 | 0 | 4.147% | 0
7 | 13 | 250 | 4.16% | 0
7 | 14 | 1000 | 4.173% | 0
7 | 15 | 400 | 4.187% | 0
7 | 16 | 0 | 4.2% | 0
7 | 17 | 200 | 4.213% | 0
7 | 18 | 0 | 4.227% | 0
7 | 19 | 3150 | 4.24% | 0
7 | 20 | 0 | 4.253% | 0
7 | 21 | 50 | 4.267% | 0
7 | 22 | 50 | 4.28% | 0
7 | 23 | 100 | 4.293% | 0
7 | 24 | 50 | 4.307% | 0
7 | 25 | 1250 | 4.32% | 0
7 | 26 | 900 | 4.333% | 0
7 | 27 | 100 | 4.347% | 0
7 | 28 | 0 | 4.36% | 0
7 | 29 | 0 | 4.373% | 0
7 | 30 | 50 | 4.387% | 0
7 | 31 | 0 | 4.4% | 0
7 | 32 | 1400 | 4.413% | 0
7 | 33 | 250 | 4.427% | 0
7 | 34 | 750 | 4.44% | 0
7 | 35 | 400 | 4.453% | 0
7 | 36 | 400 | 4.467% | 0
7 | 37 | 2050 | 4.48% | 0
7 | 38 | 1150 | 4.493% | 0
7 | 39 | 100 | 4.507% | 0
7 | 40 | 750 | 4.52% | 0
7 | 41 | 0 | 4.533% | 0
7 | 42 | 0 | 4.547% | 0
7 | 43 | 50 | 4.56% | 0
7 | 44 | 200 | 4.573% | 0
7 | 45 | 0 | 4.587% | 0
7 | 46 | 200 | 4.6% | 0
7 | 47 | 0 | 4.613% | 0
7 | 48 | 1700 | 4.627% | 0
7 | 49 | 0 | 4.64% | 0
7 | 50 | 350 | 4.653% | 0
8 | 1 | 800 | 4.667% | 0
8 | 2 | 1550 | 4.68% | 0
8 | 3 | 0 | 4.693% | 0
8 | 4 | 150 | 4.707% | 0
8 | 5 | 1150 | 4.72% | 0
8 | 6 | 0 | 4.733% | 0
8 | 7 | 300 | 4.747% | 0
8 | 8 | 200 | 4.76% | 0
8 | 9 | 0 | 4.773% | 0
8 | 10 | 0 | 4.787% | 0
8 | 11 | 0 | 4.8% | 0
8 | 12 | 0 | 4.813% | 0
8 | 13 | 600 | 4.827% | 0
8 | 14 | 0 | 4.84% | 0
8 | 15 | 100 | 4.853% | 0
8 | 16 | 0 | 4.867% | 0
8 | 17 | 700 | 4.88% | 0
8 | 18 | 0 | 4.893% | 0
8 | 19 | 0 | 4.907% | 0
8 | 20 | 0 | 4.92% | 0
8 | 21 | 0 | 4.933% | 0
8 | 22 | 0 | 4.947% | 0
8 | 23 | 0 | 4.96% | 0
8 | 24 | 950 | 4.973% | 0
8 | 25 | 500 | 4.987% | 0
8 | 26 | 400 | 5% | 0
8 | 27 | 50 | 5.013% | 0
8 | 28 | 0 | 5.027% | 0
8 | 29 | 0 | 5.04% | 0
8 | 30 | 700 | 5.053% | 0
8 | 31 | 0 | 5.067% | 0
8 | 32 | 0 | 5.08% | 0
8 | 33 | 0 | 5.093% | 0
8 | 34 | 0 | 5.107% | 0
8 | 35 | 0 | 5.12% | 0
8 | 36 | 500 | 5.133% | 0
8 | 37 | 0 | 5.147% | 0
8 | 38 | 0 | 5.16% | 0
8 | 39 | 0 | 5.173% | 0
8 | 40 | 850 | 5.187% | 0
8 | 41 | 0 | 5.2% | 0
8 | 42 | 150 | 5.213% | 0
8 | 43 | 200 | 5.227% | 0
8 | 44 | 950 | 5.24% | 0
8 | 45 | 0 | 5.253% | 0
8 | 46 | 1250 | 5.267% | 0
8 | 47 | 250 | 5.28% | 0
8 | 48 | 0 | 5.293% | 0
8 | 49 | 0 | 5.307% | 0
8 | 50 | 400 | 5.32% | 0
9 | 1 | 0 | 5.333% | 0
9 | 2 | 0 | 5.347% | 0
9 | 3 | 50 | 5.36% | 0
9 | 4 | 0 | 5.373% | 0
9 | 5 | 100 | 5.387% | 0
9 | 6 | 250 | 5.4% | 0
9 | 7 | 1450 | 5.413% | 0
9 | 8 | 200 | 5.427% | 0
9 | 9 | 50 | 5.44% | 0
9 | 10 | 0 | 5.453% | 0
9 | 11 | 0 | 5.467% | 0
9 | 12 | 0 | 5.48% | 0
9 | 13 | 1350 | 5.493% | 0
9 | 14 | 1300 | 5.507% | 0
9 | 15 | 0 | 5.52% | 0
9 | 16 | 300 | 5.533% | 0
9 | 17 | 0 | 5.547% | 0
9 | 18 | 50 | 5.56% | 0
9 | 19 | 0 | 5.573% | 0
9 | 20 | 0 | 5.587% | 0
9 | 21 | 1400 | 5.6% | 0
9 | 22 | 200 | 5.613% | 0
9 | 23 | 300 | 5.627% | 0
9 | 24 | 0 | 5.64% | 0
9 | 25 | 0 | 5.653% | 0
9 | 26 | 850 | 5.667% | 0
9 | 27 | 0 | 5.68% | 0
9 | 28 | 1300 | 5.693% | 0
9 | 29 | 0 | 5.707% | 0
9 | 30 | 1400 | 5.72% | 0
9 | 31 | 100 | 5.733% | 0
9 | 32 | 600 | 5.747% | 0
9 | 33 | 50 | 5.76% | 0
9 | 34 | 300 | 5.773% | 0
9 | 35 | 0 | 5.787% | 0
9 | 36 | 0 | 5.8% | 0
9 | 37 | 200 | 5.813% | 0
9 | 38 | 100 | 5.827% | 0
9 | 39 | 50 | 5.84% | 0
9 | 40 | 150 | 5.853% | 0
9 | 41 | 0 | 5.867% | 0
9 | 42 | 1000 | 5.88% | 0
9 | 43 | 400 | 5.893% | 0
9 | 44 | 900 | 5.907% | 0
9 | 45 | 550 | 5.92% | 0
9 | 46 | 100 | 5.933% | 0
9 | 47 | 0 | 5.947% | 0
9 | 48 | 850 | 5.96% | 0
9 | 49 | 250 | 5.973% | 0
9 | 50 | 250 | 5.987% | 0
10 | 1 | 100 | 6% | 0
10 | 2 | 1000 | 6.013% | 0
10 | 3 | 0 | 6.027% | 0
10 | 4 | 0 | 6.04% | 0
10 | 5 | 50 | 6.053% | 0
10 | 6 | 0 | 6.067% | 0
10 | 7 | 650 | 6.08% | 0
10 | 8 | 0 | 6.093% | 0
10 | 9 | 150 | 6.107% | 0
10 | 10 | 0 | 6.12% | 0
10 | 11 | 1150 | 6.133% | 0
10 | 12 | 150 | 6.147% | 0
10 | 13 | 100 | 6.16% | 0
10 | 14 | 0 | 6.173% | 0
10 | 15 | 50 | 6.187% | 0
10 | 16 | 0 | 6.2% | 0
10 | 17 | 1200 | 6.213% | 0
10 | 18 | 850 | 6.227% | 0
10 | 19 | 0 | 6.24% | 0
10 | 20 | 350 | 6.253% | 0
10 | 21 | 0 | 6.267% | 0
10 | 22 | 0 | 6.28% | 0
10 | 23 | 0 | 6.293% | 0
10 | 24 | 1200 | 6.307% | 0
10 | 25 | 50 | 6.32% | 0
10 | 26 | 100 | 6.333% | 0
10 | 27 | 2300 | 6.347% | 0
10 | 28 | 200 | 6.36% | 0
10 | 29 | 200 | 6.373% | 0
10 | 30 | 0 | 6.387% | 0
10 | 31 | 100 | 6.4% | 0
10 | 32 | 350 | 6.413% | 0
10 | 33 | 0 | 6.427% | 0
10 | 34 | 2100 | 6.44% | 0
10 | 35 | 0 | 6.453% | 0
10 | 36 | 1850 | 6.467% | 0
10 | 37 | 0 | 6.48% | 0
10 | 38 | 50 | 6.493% | 0
10 | 39 | 2200 | 6.507% | 0
10 | 40 | 1450 | 6.52% | 0
10 | 41 | 600 | 6.533% | 0
10 | 42 | 450 | 6.547% | 0
10 | 43 | 1150 | 6.56% | 0
10 | 44 | 300 | 6.573% | 0
10 | 45 | 950 | 6.587% | 0
10 | 46 | 200 | 6.6% | 0
10 | 47 | 100 | 6.613% | 0
10 | 48 | 3100 | 6.627% | 0
10 | 49 | 100 | 6.64% | 0
10 | 50 | 150 | 6.653% | 0
11 | 1 | 450 | 6.667% | 0
11 | 2 | 550 | 6.68% | 0
11 | 3 | 100 | 6.693% | 0
11 | 4 | 450 | 6.707% | 0
11 | 5 | 750 | 6.72% | 0
11 | 6 | 50 | 6.733% | 0
11 | 7 | 0 | 6.747% | 0
11 | 8 | 0 | 6.76% | 0
11 | 9 | 100 | 6.773% | 0
11 | 10 | 900 | 6.787% | 0
11 | 11 | 450 | 6.8% | 0
11 | 12 | 0 | 6.813% | 0
11 | 13 | 3850 | 6.827% | 0
11 | 14 | 0 | 6.84% | 0
11 | 15 | 50 | 6.853% | 0
11 | 16 | 4100 | 6.867% | 0
11 | 17 | 0 | 6.88% | 0
11 | 18 | 50 | 6.893% | 0
11 | 19 | 50 | 6.907% | 0
11 | 20 | 0 | 6.92% | 0
11 | 21 | 700 | 6.933% | 0
11 | 22 | 0 | 6.947% | 0
11 | 23 | 150 | 6.96% | 0
11 | 24 | 0 | 6.973% | 0
11 | 25 | 550 | 6.987% | 0
11 | 26 | 550 | 7% | 0
11 | 27 | 0 | 7.013% | 0
11 | 28 | 250 | 7.027% | 0
11 | 29 | 100 | 7.04% | 0
11 | 30 | 0 | 7.053% | 0
11 | 31 | 0 | 7.067% | 0
11 | 32 | 3750 | 7.08% | 0
11 | 33 | 0 | 7.093% | 0
11 | 34 | 0 | 7.107% | 0
11 | 35 | 750 | 7.12% | 0
11 | 36 | 50 | 7.133% | 0
11 | 37 | 200 | 7.147% | 0
11 | 38 | 300 | 7.16% | 0
11 | 39 | 850 | 7.173% | 0
11 | 40 | 350 | 7.187% | 0
11 | 41 | 0 | 7.2% | 0
11 | 42 | 0 | 7.213% | 0
11 | 43 | 0 | 7.227% | 0
11 | 44 | 1500 | 7.24% | 0
11 | 45 | 0 | 7.253% | 0
11 | 46 | 350 | 7.267% | 0
11 | 47 | 750 | 7.28% | 0
11 | 48 | 100 | 7.293% | 0
11 | 49 | 350 | 7.307% | 0
11 | 50 | 0 | 7.32% | 0
12 | 1 | 0 | 7.333% | 0
12 | 2 | 0 | 7.347% | 0
12 | 3 | 0 | 7.36% | 0
12 | 4 | 0 | 7.373% | 0
12 | 5 | 1200 | 7.387% | 0
12 | 6 | 200 | 7.4% | 0
12 | 7 | 700 | 7.413% | 0
12 | 8 | 0 | 7.427% | 0
12 | 9 | 950 | 7.44% | 0
12 | 10 | 0 | 7.453% | 0
12 | 11 | 0 | 7.467% | 0
12 | 12 | 800 | 7.48% | 0
12 | 13 | 200 | 7.493% | 0
12 | 14 | 0 | 7.507% | 0
12 | 15 | 1100 | 7.52% | 0
12 | 16 | 0 | 7.533% | 0
12 | 17 | 400 | 7.547% | 0
12 | 18 | 0 | 7.56% | 0
12 | 19 | 1150 | 7.573% | 0
12 | 20 | 100 | 7.587% | 0
12 | 21 | 0 | 7.6% | 0
12 | 22 | 0 | 7.613% | 0
12 | 23 | 650 | 7.627% | 0
12 | 24 | 250 | 7.64% | 0
12 | 25 | 0 | 7.653% | 0
12 | 26 | 0 | 7.667% | 0
12 | 27 | 0 | 7.68% | 0
12 | 28 | 3600 | 7.693% | 0
12 | 29 | 0 | 7.707% | 0
12 | 30 | 0 | 7.72% | 0
12 | 31 | 0 | 7.733% | 0
12 | 32 | 0 | 7.747% | 0
12 | 33 | 300 | 7.76% | 0
12 | 34 | 0 | 7.773% | 0
12 | 35 | 500 | 7.787% | 0
12 | 36 | 0 | 7.8% | 0
12 | 37 | 0 | 7.813% | 0
12 | 38 | 400 | 7.827% | 0
12 | 39 | 150 | 7.84% | 0
12 | 40 | 200 | 7.853% | 0
12 | 41 | 150 | 7.867% | 0
12 | 42 | 0 | 7.88% | 0
12 | 43 | 3600 | 7.893% | 0
12 | 44 | 0 | 7.907% | 0
12 | 45 | 700 | 7.92% | 0
12 | 46 | 200 | 7.933% | 0
12 | 47 | 0 | 7.947% | 0
12 | 48 | 0 | 7.96% | 0
12 | 49 | 0 | 7.973% | 0
12 | 50 | 1150 | 7.987% | 0
13 | 1 | 0 | 8% | 0
13 | 2 | 500 | 8.013% | 0
13 | 3 | 0 | 8.027% | 0
13 | 4 | 1400 | 8.04% | 0
13 | 5 | 0 | 8.053% | 0
13 | 6 | 1250 | 8.067% | 0
13 | 7 | 250 | 8.08% | 0
13 | 8 | 100 | 8.093% | 0
13 | 9 | 350 | 8.107% | 0
13 | 10 | 0 | 8.12% | 0
13 | 11 | 200 | 8.133% | 0
13 | 12 | 250 | 8.147% | 0
13 | 13 | 0 | 8.16% | 0
13 | 14 | 0 | 8.173% | 0
13 | 15 | 0 | 8.187% | 0
13 | 16 | 0 | 8.2% | 0
13 | 17 | 200 | 8.213% | 0
13 | 18 | 200 | 8.227% | 0
13 | 19 | 0 | 8.24% | 0
13 | 20 | 500 | 8.253% | 0
13 | 21 | 0 | 8.267% | 0
13 | 22 | 850 | 8.28% | 0
13 | 23 | 0 | 8.293% | 0
13 | 24 | 0 | 8.307% | 0
13 | 25 | 350 | 8.32% | 0
13 | 26 | 0 | 8.333% | 0
13 | 27 | 0 | 8.347% | 0
13 | 28 | 0 | 8.36% | 0
13 | 29 | 150 | 8.373% | 0
13 | 30 | 350 | 8.387% | 0
13 | 31 | 0 | 8.4% | 0
13 | 32 | 0 | 8.413% | 0
13 | 33 | 0 | 8.427% | 0
13 | 34 | 2550 | 8.44% | 0
13 | 35 | 150 | 8.453% | 0
13 | 36 | 0 | 8.467% | 0
13 | 37 | 3750 | 8.48% | 0
13 | 38 | 0 | 8.493% | 0
13 | 39 | 0 | 8.507% | 0
13 | 40 | 0 | 8.52% | 0
13 | 41 | 0 | 8.533% | 0
13 | 42 | 0 | 8.547% | 0
13 | 43 | 400 | 8.56% | 0
13 | 44 | 150 | 8.573% | 0
13 | 45 | 1000 | 8.587% | 0
13 | 46 | 600 | 8.6% | 0
13 | 47 | 1750 | 8.613% | 0
13 | 48 | 100 | 8.627% | 0
13 | 49 | 0 | 8.64% | 0
13 | 50 | 0 | 8.653% | 0
14 | 1 | 50 | 8.667% | 0
14 | 2 | 100 | 8.68% | 0
14 | 3 | 250 | 8.693% | 0
14 | 4 | 0 | 8.707% | 0
14 | 5 | 150 | 8.72% | 0
14 | 6 | 0 | 8.733% | 0
14 | 7 | 350 | 8.747% | 0
14 | 8 | 150 | 8.76% | 0
14 | 9 | 0 | 8.773% | 0
14 | 10 | 0 | 8.787% | 0
14 | 11 | 450 | 8.8% | 0
14 | 12 | 200 | 8.813% | 0
14 | 13 | 0 | 8.827% | 0
14 | 14 | 300 | 8.84% | 0
14 | 15 | 250 | 8.853% | 0
14 | 16 | 1050 | 8.867% | 0
14 | 17 | 750 | 8.88% | 0
14 | 18 | 0 | 8.893% | 0
14 | 19 | 0 | 8.907% | 0
14 | 20 | 500 | 8.92% | 0
14 | 21 | 150 | 8.933% | 0
14 | 22 | 150 | 8.947% | 0
14 | 23 | 600 | 8.96% | 0
14 | 24 | 3350 | 8.973% | 0
14 | 25 | 200 | 8.987% | 0
14 | 26 | 1600 | 9% | 0
14 | 27 | 50 | 9.013% | 0
14 | 28 | 250 | 9.027% | 0
14 | 29 | 650 | 9.04% | 0
14 | 30 | 750 | 9.053% | 0
14 | 31 | 50 | 9.067% | 0
14 | 32 | 50 | 9.08% | 0
14 | 33 | 1750 | 9.093% | 0
14 | 34 | 0 | 9.107% | 0
14 | 35 | 0 | 9.12% | 0
14 | 36 | 0 | 9.133% | 0
14 | 37 | 150 | 9.147% | 0
14 | 38 | 200 | 9.16% | 0
14 | 39 | 0 | 9.173% | 0
14 | 40 | 0 | 9.187% | 0
14 | 41 | 0 | 9.2% | 0
14 | 42 | 350 | 9.213% | 0
14 | 43 | 150 | 9.227% | 0
14 | 44 | 0 | 9.24% | 0
14 | 45 | 0 | 9.253% | 0
14 | 46 | 100 | 9.267% | 0
14 | 47 | 0 | 9.28% | 0
14 | 48 | 0 | 9.293% | 0
14 | 49 | 1600 | 9.307% | 0
14 | 50 | 350 | 9.32% | 0
15 | 1 | 0 | 9.333% | 0
15 | 2 | 0 | 9.347% | 0
15 | 3 | 0 | 9.36% | 0
15 | 4 | 0 | 9.373% | 0
15 | 5 | 500 | 9.387% | 0
15 | 6 | 0 | 9.4% | 0
15 | 7 | 100 | 9.413% | 0
15 | 8 | 100 | 9.427% | 0
15 | 9 | 0 | 9.44% | 0
15 | 10 | 0 | 9.453% | 0
15 | 11 | 0 | 9.467% | 0
15 | 12 | 50 | 9.48% | 0
15 | 13 | 0 | 9.493% | 0
15 | 14 | 0 | 9.507% | 0
15 | 15 | 0 | 9.52% | 0
15 | 16 | 7400 | 9.533% | 0
15 | 17 | 1300 | 9.547% | 0
15 | 18 | 350 | 9.56% | 0
15 | 19 | 1450 | 9.573% | 0
15 | 20 | 150 | 9.587% | 0
15 | 21 | 4800 | 9.6% | 0
15 | 22 | 0 | 9.613% | 0
15 | 23 | 0 | 9.627% | 0
15 | 24 | 450 | 9.64% | 0
15 | 25 | 0 | 9.653% | 0
15 | 26 | 950 | 9.667% | 0
15 | 27 | 750 | 9.68% | 0
15 | 28 | 0 | 9.693% | 0
15 | 29 | 750 | 9.707% | 0
15 | 30 | 200 | 9.72% | 0
15 | 31 | 1000 | 9.733% | 0
15 | 32 | 50 | 9.747% | 0
15 | 33 | 1750 | 9.76% | 0
15 | 34 | 0 | 9.773% | 0
15 | 35 | 0 | 9.787% | 0
15 | 36 | 4250 | 9.8% | 0
15 | 37 | 0 | 9.813% | 0
15 | 38 | 0 | 9.827% | 0
15 | 39 | 0 | 9.84% | 0
15 | 40 | 400 | 9.853% | 0
15 | 41 | 450 | 9.867% | 0
15 | 42 | 0 | 9.88% | 0
15 | 43 | 100 | 9.893% | 0
15 | 44 | 150 | 9.907% | 0
15 | 45 | 0 | 9.92% | 0
15 | 46 | 300 | 9.933% | 0
15 | 47 | 0 | 9.947% | 0
15 | 48 | 350 | 9.96% | 0
15 | 49 | 1450 | 9.973% | 0
15 | 50 | 450 | 9.987% | 0
16 | 1 | 550 | 10% | 0
16 | 2 | 100 | 10.01% | 0
16 | 3 | 0 | 10.03% | 0
16 | 4 | 0 | 10.04% | 0
16 | 5 | 0 | 10.05% | 0
16 | 6 | 50 | 10.07% | 0
16 | 7 | 400 | 10.08% | 0
16 | 8 | 450 | 10.09% | 0
16 | 9 | 50 | 10.11% | 0
16 | 10 | 700 | 10.12% | 0
16 | 11 | 0 | 10.13% | 0
16 | 12 | 200 | 10.15% | 0
16 | 13 | 0 | 10.16% | 0
16 | 14 | 0 | 10.17% | 0
16 | 15 | 0 | 10.19% | 0
16 | 16 | 350 | 10.2% | 0
16 | 17 | 0 | 10.21% | 0
16 | 18 | 0 | 10.23% | 0
16 | 19 | 350 | 10.24% | 0
16 | 20 | 0 | 10.25% | 0
16 | 21 | 0 | 10.27% | 0
16 | 22 | 0 | 10.28% | 0
16 | 23 | 1000 | 10.29% | 0
16 | 24 | 7300 | 10.31% | 0
16 | 25 | 150 | 10.32% | 0
16 | 26 | 0 | 10.33% | 0
16 | 27 | 250 | 10.35% | 0
16 | 28 | 250 | 10.36% | 0
16 | 29 | 1450 | 10.37% | 0
16 | 30 | 0 | 10.39% | 0
16 | 31 | 400 | 10.4% | 0
16 | 32 | 0 | 10.41% | 0
16 | 33 | 550 | 10.43% | 0
16 | 34 | 2200 | 10.44% | 0
16 | 35 | 0 | 10.45% | 0
16 | 36 | 100 | 10.47% | 0
16 | 37 | 1550 | 10.48% | 0
16 | 38 | 0 | 10.49% | 0
16 | 39 | 0 | 10.51% | 0
16 | 40 | 50 | 10.52% | 0
16 | 41 | 100 | 10.53% | 0
16 | 42 | 400 | 10.55% | 0
16 | 43 | 0 | 10.56% | 0
16 | 44 | 1750 | 10.57% | 0
16 | 45 | 300 | 10.59% | 0
16 | 46 | 1800 | 10.6% | 0
16 | 47 | 650 | 10.61% | 0
16 | 48 | 850 | 10.63% | 0
16 | 49 | 200 | 10.64% | 0
16 | 50 | 0 | 10.65% | 0
17 | 1 | 50 | 10.67% | 0
17 | 2 | 0 | 10.68% | 0
17 | 3 | 0 | 10.69% | 0
17 | 4 | 50 | 10.71% | 0
17 | 5 | 150 | 10.72% | 0
17 | 6 | 1400 | 10.73% | 0
17 | 7 | 0 | 10.75% | 0
17 | 8 | 0 | 10.76% | 0
17 | 9 | 0 | 10.77% | 0
17 | 10 | 100 | 10.79% | 0
17 | 11 | 550 | 10.8% | 0
17 | 12 | 50 | 10.81% | 0
17 | 13 | 150 | 10.83% | 0
17 | 14 | 0 | 10.84% | 0
17 | 15 | 0 | 10.85% | 0
17 | 16 | 500 | 10.87% | 0
17 | 17 | 0 | 10.88% | 0
17 | 18 | 0 | 10.89% | 0
17 | 19 | 150 | 10.91% | 0
17 | 20 | 0 | 10.92% | 0
17 | 21 | 100 | 10.93% | 0
17 | 22 | 0 | 10.95% | 0
17 | 23 | 100 | 10.96% | 0
17 | 24 | 0 | 10.97% | 0
17 | 25 | 0 | 10.99% | 0
17 | 26 | 450 | 11% | 0
17 | 27 | 650 | 11.01% | 0
17 | 28 | 1050 | 11.03% | 0
17 | 29 | 0 | 11.04% | 0
17 | 30 | 0 | 11.05% | 0
17 | 31 | 0 | 11.07% | 0
17 | 32 | 150 | 11.08% | 0
17 | 33 | 0 | 11.09% | 0
17 | 34 | 1150 | 11.11% | 0
17 | 35 | 0 | 11.12% | 0
17 | 36 | 200 | 11.13% | 0
17 | 37 | 0 | 11.15% | 0
17 | 38 | 0 | 11.16% | 0
17 | 39 | 2100 | 11.17% | 0
17 | 40 | 0 | 11.19% | 0
17 | 41 | 100 | 11.2% | 0
17 | 42 | 200 | 11.21% | 0
17 | 43 | 0 | 11.23% | 0
17 | 44 | 0 | 11.24% | 0
17 | 45 | 550 | 11.25% | 0
17 | 46 | 50 | 11.27% | 0
17 | 47 | 0 | 11.28% | 0
17 | 48 | 350 | 11.29% | 0
17 | 49 | 1950 | 11.31% | 0
17 | 50 | 0 | 11.32% | 0
18 | 1 | 0 | 11.33% | 0
18 | 2 | 0 | 11.35% | 0
18 | 3 | 200 | 11.36% | 0
18 | 4 | 0 | 11.37% | 0
18 | 5 | 0 | 11.39% | 0
18 | 6 | 0 | 11.4% | 0
18 | 7 | 150 | 11.41% | 0
18 | 8 | 0 | 11.43% | 0
18 | 9 | 50 | 11.44% | 0
18 | 10 | 350 | 11.45% | 0
18 | 11 | 0 | 11.47% | 0
18 | 12 | 0 | 11.48% | 0
18 | 13 | 0 | 11.49% | 0
18 | 14 | 250 | 11.51% | 0
18 | 15 | 550 | 11.52% | 0
18 | 16 | 400 | 11.53% | 0
18 | 17 | 300 | 11.55% | 0
18 | 18 | 0 | 11.56% | 0
18 | 19 | 800 | 11.57% | 0
18 | 20 | 0 | 11.59% | 0
18 | 21 | 150 | 11.6% | 0
18 | 22 | 1600 | 11.61% | 0
18 | 23 | 0 | 11.63% | 0
18 | 24 | 50 | 11.64% | 0
18 | 25 | 0 | 11.65% | 0
18 | 26 | 350 | 11.67% | 0
18 | 27 | 0 | 11.68% | 0
18 | 28 | 0 | 11.69% | 0
18 | 29 | 200 | 11.71% | 0
18 | 30 | 0 | 11.72% | 0
18 | 31 | 0 | 11.73% | 0
18 | 32 | 0 | 11.75% | 0
18 | 33 | 0 | 11.76% | 0
18 | 34 | 0 | 11.77% | 0
18 | 35 | 50 | 11.79% | 0
18 | 36 | 0 | 11.8% | 0
18 | 37 | 650 | 11.81% | 0
18 | 38 | 3850 | 11.83% | 0
18 | 39 | 350 | 11.84% | 0
18 | 40 | 0 | 11.85% | 0
18 | 41 | 150 | 11.87% | 0
18 | 42 | 0 | 11.88% | 0
18 | 43 | 0 | 11.89% | 0
18 | 44 | 0 | 11.91% | 0
18 | 45 | 0 | 11.92% | 0
18 | 46 | 500 | 11.93% | 0
18 | 47 | 50 | 11.95% | 0
18 | 48 | 0 | 11.96% | 0
18 | 49 | 0 | 11.97% | 0
18 | 50 | 0 | 11.99% | 0
19 | 1 | 650 | 12% | 0
19 | 2 | 300 | 12.01% | 0
19 | 3 | 0 | 12.03% | 0
19 | 4 | 300 | 12.04% | 0
19 | 5 | 0 | 12.05% | 0
19 | 6 | 0 | 12.07% | 0
19 | 7 | 0 | 12.08% | 0
19 | 8 | 600 | 12.09% | 0
19 | 9 | 0 | 12.11% | 0
19 | 10 | 750 | 12.12% | 0
19 | 11 | 350 | 12.13% | 0
19 | 12 | 300 | 12.15% | 0
19 | 13 | 5100 | 12.16% | 0
19 | 14 | 2200 | 12.17% | 0
19 | 15 | 50 | 12.19% | 0
19 | 16 | 0 | 12.2% | 0
19 | 17 | 50 | 12.21% | 0
19 | 18 | 0 | 12.23% | 0
19 | 19 | 0 | 12.24% | 0
19 | 20 | 750 | 12.25% | 0
19 | 21 | 0 | 12.27% | 0
19 | 22 | 500 | 12.28% | 0
19 | 23 | 0 | 12.29% | 0
19 | 24 | 0 | 12.31% | 0
19 | 25 | 450 | 12.32% | 0
19 | 26 | 150 | 12.33% | 0
19 | 27 | 0 | 12.35% | 0
19 | 28 | 0 | 12.36% | 0
19 | 29 | 2900 | 12.37% | 0
19 | 30 | 550 | 12.39% | 0
19 | 31 | 600 | 12.4% | 0
19 | 32 | 1150 | 12.41% | 0
19 | 33 | 750 | 12.43% | 0
19 | 34 | 1700 | 12.44% | 0
19 | 35 | 300 | 12.45% | 0
19 | 36 | 300 | 12.47% | 0
19 | 37 | 0 | 12.48% | 0
19 | 38 | 50 | 12.49% | 0
19 | 39 | 0 | 12.51% | 0
19 | 40 | 1300 | 12.52% | 0
19 | 41 | 0 | 12.53% | 0
19 | 42 | 700 | 12.55% | 0
19 | 43 | 50 | 12.56% | 0
19 | 44 | 1300 | 12.57% | 0
19 | 45 | 50 | 12.59% | 0
19 | 46 | 0 | 12.6% | 0
19 | 47 | 100 | 12.61% | 0
19 | 48 | 450 | 12.63% | 0
19 | 49 | 500 | 12.64% | 0
19 | 50 | 250 | 12.65% | 0
20 | 1 | 0 | 12.67% | 0
20 | 2 | 0 | 12.68% | 0
20 | 3 | 350 | 12.69% | 0
20 | 4 | 0 | 12.71% | 0
20 | 5 | 300 | 12.72% | 0
20 | 6 | 0 | 12.73% | 0
20 | 7 | 150 | 12.75% | 0
20 | 8 | 0 | 12.76% | 0
20 | 9 | 100 | 12.77% | 0
20 | 10 | 0 | 12.79% | 0
20 | 11 | 0 | 12.8% | 0
20 | 12 | 800 | 12.81% | 0
20 | 13 | 250 | 12.83% | 0
20 | 14 | 1250 | 12.84% | 0
20 | 15 | 0 | 12.85% | 0
20 | 16 | 600 | 12.87% | 0
20 | 17 | 0 | 12.88% | 0
20 | 18 | 650 | 12.89% | 0
20 | 19 | 0 | 12.91% | 0
20 | 20 | 50 | 12.92% | 0
20 | 21 | 0 | 12.93% | 0
20 | 22 | 0 | 12.95% | 0
20 | 23 | 0 | 12.96% | 0
20 | 24 | 450 | 12.97% | 0
20 | 25 | 0 | 12.99% | 0
20 | 26 | 50 | 13% | 0
20 | 27 | 100 | 13.01% | 0
20 | 28 | 0 | 13.03% | 0
20 | 29 | 100 | 13.04% | 0
20 | 30 | 350 | 13.05% | 0
20 | 31 | 100 | 13.07% | 0
20 | 32 | 0 | 13.08% | 0
20 | 33 | 150 | 13.09% | 0
20 | 34 | 1950 | 13.11% | 0
20 | 35 | 0 | 13.12% | 0
20 | 36 | 550 | 13.13% | 0
20 | 37 | 0 | 13.15% | 0
20 | 38 | 0 | 13.16% | 0
20 | 39 | 0 | 13.17% | 0
20 | 40 | 0 | 13.19% | 0
20 | 41 | 1850 | 13.2% | 0
20 | 42 | 100 | 13.21% | 0
20 | 43 | 0 | 13.23% | 0
20 | 44 | 0 | 13.24% | 0
20 | 45 | 0 | 13.25% | 0
20 | 46 | 0 | 13.27% | 0
20 | 47 | 50 | 13.28% | 0
20 | 48 | 0 | 13.29% | 0
20 | 49 | 100 | 13.31% | 0
20 | 50 | 600 | 13.32% | 0
21 | 1 | 1800 | 13.33% | 0
21 | 2 | 0 | 13.35% | 0
21 | 3 | 0 | 13.36% | 0
21 | 4 | 1500 | 13.37% | 0
21 | 5 | 600 | 13.39% | 0
21 | 6 | 650 | 13.4% | 0
21 | 7 | 1800 | 13.41% | 0
21 | 8 | 0 | 13.43% | 0
21 | 9 | 450 | 13.44% | 0
21 | 10 | 0 | 13.45% | 0
21 | 11 | 2000 | 13.47% | 0
21 | 12 | 1700 | 13.48% | 0
21 | 13 | 750 | 13.49% | 0
21 | 14 | 950 | 13.51% | 0
21 | 15 | 1150 | 13.52% | 0
21 | 16 | 0 | 13.53% | 0
21 | 17 | 850 | 13.55% | 0
21 | 18 | 50 | 13.56% | 0
21 | 19 | 500 | 13.57% | 0
21 | 20 | 650 | 13.59% | 0
21 | 21 | 0 | 13.6% | 0
21 | 22 | 1000 | 13.61% | 0
21 | 23 | 400 | 13.63% | 0
21 | 24 | 0 | 13.64% | 0
21 | 25 | 100 | 13.65% | 0
21 | 26 | 0 | 13.67% | 0
21 | 27 | 0 | 13.68% | 0
21 | 28 | 350 | 13.69% | 0
21 | 29 | 200 | 13.71% | 0
21 | 30 | 550 | 13.72% | 0
21 | 31 | 0 | 13.73% | 0
21 | 32 | 0 | 13.75% | 0
21 | 33 | 0 | 13.76% | 0
21 | 34 | 1300 | 13.77% | 0
21 | 35 | 0 | 13.79% | 0
21 | 36 | 0 | 13.8% | 0
21 | 37 | 550 | 13.81% | 0
21 | 38 | 1550 | 13.83% | 0
21 | 39 | 300 | 13.84% | 0
21 | 40 | 1900 | 13.85% | 0
21 | 41 | 750 | 13.87% | 0
21 | 42 | 0 | 13.88% | 0
21 | 43 | 850 | 13.89% | 0
21 | 44 | 150 | 13.91% | 0
21 | 45 | 0 | 13.92% | 0
21 | 46 | 2350 | 13.93% | 0
21 | 47 | 400 | 13.95% | 0
21 | 48 | 600 | 13.96% | 0
21 | 49 | 100 | 13.97% | 0
21 | 50 | 0 | 13.99% | 0
22 | 1 | 700 | 14% | 0
22 | 2 | 0 | 14.01% | 0
22 | 3 | 0 | 14.03% | 0
22 | 4 | 850 | 14.04% | 0
22 | 5 | 0 | 14.05% | 0
22 | 6 | 14400 | 14.07% | 0
22 | 7 | 0 | 14.08% | 0
22 | 8 | 0 | 14.09% | 0
22 | 9 | 8100 | 14.11% | 0
22 | 10 | 350 | 14.12% | 0
22 | 11 | 3800 | 14.13% | 0
22 | 12 | 4250 | 14.15% | 0
22 | 13 | 500 | 14.16% | 0
22 | 14 | 100 | 14.17% | 0
22 | 15 | 450 | 14.19% | 0
22 | 16 | 1900 | 14.2% | 0
22 | 17 | 350 | 14.21% | 0
22 | 18 | 0 | 14.23% | 0
22 | 19 | 900 | 14.24% | 0
22 | 20 | 850 | 14.25% | 0
22 | 21 | 2800 | 14.27% | 0
22 | 22 | 1850 | 14.28% | 0
22 | 23 | 1950 | 14.29% | 0
22 | 24 | 11450 | 14.31% | 0
22 | 25 | 0 | 14.32% | 0
22 | 26 | 0 | 14.33% | 0
22 | 27 | 1050 | 14.35% | 0
22 | 28 | 0 | 14.36% | 0
22 | 29 | 0 | 14.37% | 0
22 | 30 | 550 | 14.39% | 0
22 | 31 | 250 | 14.4% | 0
22 | 32 | 1250 | 14.41% | 0
22 | 33 | 200 | 14.43% | 0
22 | 34 | 7150 | 14.44% | 0
22 | 35 | 800 | 14.45% | 0
22 | 36 | 450 | 14.47% | 0
22 | 37 | 50 | 14.48% | 0
22 | 38 | 0 | 14.49% | 0
22 | 39 | 550 | 14.51% | 0
22 | 40 | 150 | 14.52% | 0
22 | 41 | 1350 | 14.53% | 0
22 | 42 | 150 | 14.55% | 0
22 | 43 | 0 | 14.56% | 0
22 | 44 | 2700 | 14.57% | 0
22 | 45 | 1050 | 14.59% | 0
22 | 46 | 900 | 14.6% | 0
22 | 47 | 1450 | 14.61% | 0
22 | 48 | 100 | 14.63% | 0
22 | 49 | 1150 | 14.64% | 0
22 | 50 | 7500 | 14.65% | 0
23 | 1 | 0 | 14.67% | 0
23 | 2 | 0 | 14.68% | 0
23 | 3 | 0 | 14.69% | 0
23 | 4 | 0 | 14.71% | 0
23 | 5 | 1000 | 14.72% | 0
23 | 6 | 0 | 14.73% | 0
23 | 7 | 4900 | 14.75% | 0
23 | 8 | 0 | 14.76% | 0
23 | 9 | 0 | 14.77% | 0
23 | 10 | 0 | 14.79% | 0
23 | 11 | 0 | 14.8% | 0
23 | 12 | 0 | 14.81% | 0
23 | 13 | 50 | 14.83% | 0
23 | 14 | 4500 | 14.84% | 0
23 | 15 | 150 | 14.85% | 0
23 | 16 | 1000 | 14.87% | 0
23 | 17 | 50 | 14.88% | 0
23 | 18 | 0 | 14.89% | 0
23 | 19 | 0 | 14.91% | 0
23 | 20 | 0 | 14.92% | 0
23 | 21 | 0 | 14.93% | 0
23 | 22 | 0 | 14.95% | 0
23 | 23 | 200 | 14.96% | 0
23 | 24 | 100 | 14.97% | 0
23 | 25 | 200 | 14.99% | 0
23 | 26 | 0 | 15% | 0
23 | 27 | 0 | 15.01% | 0
23 | 28 | 0 | 15.03% | 0
23 | 29 | 650 | 15.04% | 0
23 | 30 | 250 | 15.05% | 0
23 | 31 | 150 | 15.07% | 0
23 | 32 | 2050 | 15.08% | 0
23 | 33 | 0 | 15.09% | 0
23 | 34 | 200 | 15.11% | 0
23 | 35 | 950 | 15.12% | 0
23 | 36 | 0 | 15.13% | 0
23 | 37 | 350 | 15.15% | 0
23 | 38 | 50 | 15.16% | 0
23 | 39 | 100 | 15.17% | 0
23 | 40 | 750 | 15.19% | 0
23 | 41 | 0 | 15.2% | 0
23 | 42 | 400 | 15.21% | 0
23 | 43 | 150 | 15.23% | 0
23 | 44 | 1400 | 15.24% | 0
23 | 45 | 200 | 15.25% | 0
23 | 46 | 250 | 15.27% | 0
23 | 47 | 300 | 15.28% | 0
23 | 48 | 1450 | 15.29% | 0
23 | 49 | 750 | 15.31% | 0
23 | 50 | 0 | 15.32% | 0
24 | 1 | 0 | 15.33% | 0
24 | 2 | 150 | 15.35% | 0
24 | 3 | 0 | 15.36% | 0
24 | 4 | 1100 | 15.37% | 0
24 | 5 | 350 | 15.39% | 0
24 | 6 | 50 | 15.4% | 0
24 | 7 | 1000 | 15.41% | 0
24 | 8 | 850 | 15.43% | 0
24 | 9 | 0 | 15.44% | 0
24 | 10 | 200 | 15.45% | 0
24 | 11 | 0 | 15.47% | 0
24 | 12 | 150 | 15.48% | 0
24 | 13 | 250 | 15.49% | 0
24 | 14 | 200 | 15.51% | 0
24 | 15 | 1200 | 15.52% | 0
24 | 16 | 800 | 15.53% | 0
24 | 17 | 1200 | 15.55% | 0
24 | 18 | 350 | 15.56% | 0
24 | 19 | 0 | 15.57% | 0
24 | 20 | 800 | 15.59% | 0
24 | 21 | 0 | 15.6% | 0
24 | 22 | 400 | 15.61% | 0
24 | 23 | 0 | 15.63% | 0
24 | 24 | 300 | 15.64% | 0
24 | 25 | 0 | 15.65% | 0
24 | 26 | 0 | 15.67% | 0
24 | 27 | 0 | 15.68% | 0
24 | 28 | 950 | 15.69% | 0
24 | 29 | 0 | 15.71% | 0
24 | 30 | 1850 | 15.72% | 0
24 | 31 | 50 | 15.73% | 0
24 | 32 | 250 | 15.75% | 0
24 | 33 | 350 | 15.76% | 0
24 | 34 | 0 | 15.77% | 0
24 | 35 | 1000 | 15.79% | 0
24 | 36 | 400 | 15.8% | 0
24 | 37 | 1400 | 15.81% | 0
24 | 38 | 800 | 15.83% | 0
24 | 39 | 800 | 15.84% | 0
24 | 40 | 400 | 15.85% | 0
24 | 41 | 250 | 15.87% | 0
24 | 42 | 0 | 15.88% | 0
24 | 43 | 550 | 15.89% | 0
24 | 44 | 750 | 15.91% | 0
24 | 45 | 50 | 15.92% | 0
24 | 46 | 150 | 15.93% | 0
24 | 47 | 1850 | 15.95% | 0
24 | 48 | 300 | 15.96% | 0
24 | 49 | 1300 | 15.97% | 0
24 | 50 | 600 | 15.99% | 0
25 | 1 | 0 | 16% | 0
25 | 2 | 100 | 16.01% | 0
25 | 3 | 0 | 16.03% | 0
25 | 4 | 300 | 16.04% | 0
25 | 5 | 200 | 16.05% | 0
25 | 6 | 250 | 16.07% | 0
25 | 7 | 500 | 16.08% | 0
25 | 8 | 900 | 16.09% | 0
25 | 9 | 5300 | 16.11% | 0
25 | 10 | 0 | 16.12% | 0
25 | 11 | 150 | 16.13% | 0
25 | 12 | 400 | 16.15% | 0
25 | 13 | 0 | 16.16% | 0
25 | 14 | 250 | 16.17% | 0
25 | 15 | 100 | 16.19% | 0
25 | 16 | 0 | 16.2% | 0
25 | 17 | 450 | 16.21% | 0
25 | 18 | 550 | 16.23% | 0
25 | 19 | 100 | 16.24% | 0
25 | 20 | 50 | 16.25% | 0
25 | 21 | 400 | 16.27% | 0
25 | 22 | 0 | 16.28% | 0
25 | 23 | 0 | 16.29% | 0
25 | 24 | 50 | 16.31% | 0
25 | 25 | 750 | 16.32% | 0
25 | 26 | 150 | 16.33% | 0
25 | 27 | 650 | 16.35% | 0
25 | 28 | 250 | 16.36% | 0
25 | 29 | 0 | 16.37% | 0
25 | 30 | 100 | 16.39% | 0
25 | 31 | 0 | 16.4% | 0
25 | 32 | 450 | 16.41% | 0
25 | 33 | 350 | 16.43% | 0
25 | 34 | 0 | 16.44% | 0
25 | 35 | 0 | 16.45% | 0
25 | 36 | 100 | 16.47% | 0
25 | 37 | 750 | 16.48% | 0
25 | 38 | 400 | 16.49% | 0
25 | 39 | 0 | 16.51% | 0
25 | 40 | 2000 | 16.52% | 0
25 | 41 | 550 | 16.53% | 0
25 | 42 | 1300 | 16.55% | 0
25 | 43 | 0 | 16.56% | 0
25 | 44 | 900 | 16.57% | 0
25 | 45 | 0 | 16.59% | 0
25 | 46 | 0 | 16.6% | 0
25 | 47 | 0 | 16.61% | 0
25 | 48 | 300 | 16.63% | 0
25 | 49 | 0 | 16.64% | 0
25 | 50 | 0 | 16.65% | 0
26 | 1 | 650 | 16.67% | 0
26 | 2 | 450 | 16.68% | 0
26 | 3 | 450 | 16.69% | 0
26 | 4 | 500 | 16.71% | 0
26 | 5 | 0 | 16.72% | 0
26 | 6 | 0 | 16.73% | 0
26 | 7 | 0 | 16.75% | 0
26 | 8 | 4850 | 16.76% | 0
26 | 9 | 0 | 16.77% | 0
26 | 10 | 1700 | 16.79% | 0
26 | 11 | 400 | 16.8% | 0
26 | 12 | 0 | 16.81% | 0
26 | 13 | 450 | 16.83% | 0
26 | 14 | 100 | 16.84% | 0
26 | 15 | 300 | 16.85% | 0
26 | 16 | 500 | 16.87% | 0
26 | 17 | 4350 | 16.88% | 0
26 | 18 | 200 | 16.89% | 0
26 | 19 | 0 | 16.91% | 0
26 | 20 | 0 | 16.92% | 0
26 | 21 | 1900 | 16.93% | 0
26 | 22 | 50 | 16.95% | 0
26 | 23 | 0 | 16.96% | 0
26 | 24 | 4150 | 16.97% | 0
26 | 25 | 950 | 16.99% | 0
26 | 26 | 550 | 17% | 0
26 | 27 | 150 | 17.01% | 0
26 | 28 | 250 | 17.03% | 0
26 | 29 | 200 | 17.04% | 0
26 | 30 | 150 | 17.05% | 0
26 | 31 | 0 | 17.07% | 0
26 | 32 | 0 | 17.08% | 0
26 | 33 | 0 | 17.09% | 0
26 | 34 | 0 | 17.11% | 0
26 | 35 | 0 | 17.12% | 0
26 | 36 | 50 | 17.13% | 0
26 | 37 | 0 | 17.15% | 0
26 | 38 | 750 | 17.16% | 0
26 | 39 | 0 | 17.17% | 0
26 | 40 | 250 | 17.19% | 0
26 | 41 | 1200 | 17.2% | 0
26 | 42 | 300 | 17.21% | 0
26 | 43 | 0 | 17.23% | 0
26 | 44 | 150 | 17.24% | 0
26 | 45 | 50 | 17.25% | 0
26 | 46 | 150 | 17.27% | 0
26 | 47 | 0 | 17.28% | 0
26 | 48 | 0 | 17.29% | 0
26 | 49 | 0 | 17.31% | 0
26 | 50 | 0 | 17.32% | 0
27 | 1 | 350 | 17.33% | 0
27 | 2 | 1200 | 17.35% | 0
27 | 3 | 450 | 17.36% | 0
27 | 4 | 0 | 17.37% | 0
27 | 5 | 0 | 17.39% | 0
27 | 6 | 0 | 17.4% | 0
27 | 7 | 0 | 17.41% | 0
27 | 8 | 0 | 17.43% | 0
27 | 9 | 300 | 17.44% | 0
27 | 10 | 0 | 17.45% | 0
27 | 11 | 1150 | 17.47% | 0
27 | 12 | 0 | 17.48% | 0
27 | 13 | 600 | 17.49% | 0
27 | 14 | 1100 | 17.51% | 0
27 | 15 | 2350 | 17.52% | 0
27 | 16 | 100 | 17.53% | 0
27 | 17 | 0 | 17.55% | 0
27 | 18 | 0 | 17.56% | 0
27 | 19 | 300 | 17.57% | 0
27 | 20 | 0 | 17.59% | 0
27 | 21 | 750 | 17.6% | 0
27 | 22 | 0 | 17.61% | 0
27 | 23 | 500 | 17.63% | 0
27 | 24 | 1000 | 17.64% | 0
27 | 25 | 250 | 17.65% | 0
27 | 26 | 900 | 17.67% | 0
27 | 27 | 4150 | 17.68% | 0
27 | 28 | 0 | 17.69% | 0
27 | 29 | 0 | 17.71% | 0
27 | 30 | 0 | 17.72% | 0
27 | 31 | 1000 | 17.73% | 0
27 | 32 | 0 | 17.75% | 0
27 | 33 | 600 | 17.76% | 0
27 | 34 | 50 | 17.77% | 0
27 | 35 | 0 | 17.79% | 0
27 | 36 | 300 | 17.8% | 0
27 | 37 | 150 | 17.81% | 0
27 | 38 | 500 | 17.83% | 0
27 | 39 | 250 | 17.84% | 0
27 | 40 | 1600 | 17.85% | 0
27 | 41 | 600 | 17.87% | 0
27 | 42 | 0 | 17.88% | 0
27 | 43 | 0 | 17.89% | 0
27 | 44 | 600 | 17.91% | 0
27 | 45 | 400 | 17.92% | 0
27 | 46 | 450 | 17.93% | 0
27 | 47 | 0 | 17.95% | 0
27 | 48 | 550 | 17.96% | 0
27 | 49 | 350 | 17.97% | 0
27 | 50 | 350 | 17.99% | 0
28 | 1 | 1150 | 18% | 0
28 | 2 | 0 | 18.01% | 0
28 | 3 | 200 | 18.03% | 0
28 | 4 | 300 | 18.04% | 0
28 | 5 | 100 | 18.05% | 0
28 | 6 | 0 | 18.07% | 0
28 | 7 | 0 | 18.08% | 0
28 | 8 | 0 | 18.09% | 0
28 | 9 | 400 | 18.11% | 0
28 | 10 | 0 | 18.12% | 0
28 | 11 | 500 | 18.13% | 0
28 | 12 | 100 | 18.15% | 0
28 | 13 | 1650 | 18.16% | 0
28 | 14 | 2300 | 18.17% | 0
28 | 15 | 700 | 18.19% | 0
28 | 16 | 50 | 18.2% | 0
28 | 17 | 200 | 18.21% | 0
28 | 18 | 850 | 18.23% | 0
28 | 19 | 4700 | 18.24% | 0
28 | 20 | 1550 | 18.25% | 0
28 | 21 | 0 | 18.27% | 0
28 | 22 | 0 | 18.28% | 0
28 | 23 | 0 | 18.29% | 0
28 | 24 | 6150 | 18.31% | 0
28 | 25 | 100 | 18.32% | 0
28 | 26 | 200 | 18.33% | 0
28 | 27 | 1400 | 18.35% | 0
28 | 28 | 4550 | 18.36% | 0
28 | 29 | 650 | 18.37% | 0
28 | 30 | 1900 | 18.39% | 0
28 | 31 | 1300 | 18.4% | 0
28 | 32 | 150 | 18.41% | 0
28 | 33 | 850 | 18.43% | 0
28 | 34 | 100 | 18.44% | 0
28 | 35 | 0 | 18.45% | 0
28 | 36 | 500 | 18.47% | 0
28 | 37 | 0 | 18.48% | 0
28 | 38 | 0 | 18.49% | 0
28 | 39 | 0 | 18.51% | 0
28 | 40 | 0 | 18.52% | 0
28 | 41 | 50 | 18.53% | 0
28 | 42 | 0 | 18.55% | 0
28 | 43 | 0 | 18.56% | 0
28 | 44 | 1700 | 18.57% | 0
28 | 45 | 0 | 18.59% | 0
28 | 46 | 0 | 18.6% | 0
28 | 47 | 0 | 18.61% | 0
28 | 48 | 0 | 18.63% | 0
28 | 49 | 400 | 18.64% | 0
28 | 50 | 350 | 18.65% | 0
29 | 1 | 0 | 18.67% | 0
29 | 2 | 1000 | 18.68% | 0
29 | 3 | 0 | 18.69% | 0
29 | 4 | 0 | 18.71% | 0
29 | 5 | 600 | 18.72% | 0
29 | 6 | 500 | 18.73% | 0
29 | 7 | 0 | 18.75% | 0
29 | 8 | 400 | 18.76% | 0
29 | 9 | 650 | 18.77% | 0
29 | 10 | 4300 | 18.79% | 0
29 | 11 | 0 | 18.8% | 0
29 | 12 | 0 | 18.81% | 0
29 | 13 | 50 | 18.83% | 0
29 | 14 | 550 | 18.84% | 0
29 | 15 | 100 | 18.85% | 0
29 | 16 | 0 | 18.87% | 0
29 | 17 | 50 | 18.88% | 0
29 | 18 | 0 | 18.89% | 0
29 | 19 | 800 | 18.91% | 0
29 | 20 | 1300 | 18.92% | 0
29 | 21 | 500 | 18.93% | 0
29 | 22 | 0 | 18.95% | 0
29 | 23 | 600 | 18.96% | 0
29 | 24 | 0 | 18.97% | 0
29 | 25 | 0 | 18.99% | 0
29 | 26 | 50 | 19% | 0
29 | 27 | 250 | 19.01% | 0
29 | 28 | 50 | 19.03% | 0
29 | 29 | 350 | 19.04% | 0
29 | 30 | 1350 | 19.05% | 0
29 | 31 | 0 | 19.07% | 0
29 | 32 | 200 | 19.08% | 0
29 | 33 | 550 | 19.09% | 0
29 | 34 | 0 | 19.11% | 0
29 | 35 | 1200 | 19.12% | 0
29 | 36 | 1050 | 19.13% | 0
29 | 37 | 0 | 19.15% | 0
29 | 38 | 650 | 19.16% | 0
29 | 39 | 250 | 19.17% | 0
29 | 40 | 0 | 19.19% | 0
29 | 41 | 50 | 19.2% | 0
29 | 42 | 50 | 19.21% | 0
29 | 43 | 700 | 19.23% | 0
29 | 44 | 0 | 19.24% | 0
29 | 45 | 500 | 19.25% | 0
29 | 46 | 0 | 19.27% | 0
29 | 47 | 0 | 19.28% | 0
29 | 48 | 0 | 19.29% | 0
29 | 49 | 0 | 19.31% | 0
29 | 50 | 400 | 19.32% | 0
30 | 1 | 0 | 19.33% | 0
30 | 2 | 100 | 19.35% | 0
30 | 3 | 0 | 19.36% | 0
30 | 4 | 2550 | 19.37% | 0
30 | 5 | 2700 | 19.39% | 0
30 | 6 | 3650 | 19.4% | 0
30 | 7 | 550 | 19.41% | 0
30 | 8 | 600 | 19.43% | 0
30 | 9 | 0 | 19.44% | 0
30 | 10 | 0 | 19.45% | 0
30 | 11 | 0 | 19.47% | 0
30 | 12 | 300 | 19.48% | 0
30 | 13 | 0 | 19.49% | 0
30 | 14 | 300 | 19.51% | 0
30 | 15 | 100 | 19.52% | 0
30 | 16 | 400 | 19.53% | 0
30 | 17 | 0 | 19.55% | 0
30 | 18 | 500 | 19.56% | 0
30 | 19 | 200 | 19.57% | 0
30 | 20 | 250 | 19.59% | 0
30 | 21 | 100 | 19.6% | 0
30 | 22 | 0 | 19.61% | 0
30 | 23 | 200 | 19.63% | 0
30 | 24 | 50 | 19.64% | 0
30 | 25 | 250 | 19.65% | 0
30 | 26 | 6050 | 19.67% | 0
30 | 27 | 0 | 19.68% | 0
30 | 28 | 0 | 19.69% | 0
30 | 29 | 100 | 19.71% | 0
30 | 30 | 100 | 19.72% | 0
30 | 31 | 0 | 19.73% | 0
30 | 32 | 400 | 19.75% | 0
30 | 33 | 3900 | 19.76% | 0
30 | 34 | 3350 | 19.77% | 0
30 | 35 | 1350 | 19.79% | 0
30 | 36 | 5050 | 19.8% | 0
30 | 37 | 0 | 19.81% | 0
30 | 38 | 0 | 19.83% | 0
30 | 39 | 800 | 19.84% | 0
30 | 40 | 100 | 19.85% | 0
30 | 41 | 0 | 19.87% | 0
30 | 42 | 650 | 19.88% | 0
30 | 43 | 300 | 19.89% | 0
30 | 44 | 400 | 19.91% | 0
30 | 45 | 0 | 19.92% | 0
30 | 46 | 350 | 19.93% | 0
30 | 47 | 0 | 19.95% | 0
30 | 48 | 0 | 19.96% | 0
30 | 49 | 150 | 19.97% | 0
30 | 50 | 0 | 19.99% | 0
31 | 1 | 3050 | 20% | 0
31 | 2 | 550 | 20.01% | 0
31 | 3 | 750 | 20.03% | 0
31 | 4 | 250 | 20.04% | 0
31 | 5 | 0 | 20.05% | 0
31 | 6 | 150 | 20.07% | 0
31 | 7 | 100 | 20.08% | 0
31 | 8 | 400 | 20.09% | 0
31 | 9 | 0 | 20.11% | 0
31 | 10 | 0 | 20.12% | 0
31 | 11 | 0 | 20.13% | 0
31 | 12 | 800 | 20.15% | 0
31 | 13 | 0 | 20.16% | 0
31 | 14 | 0 | 20.17% | 0
31 | 15 | 500 | 20.19% | 0
31 | 16 | 0 | 20.2% | 0
31 | 17 | 1950 | 20.21% | 0
31 | 18 | 0 | 20.23% | 0
31 | 19 | 0 | 20.24% | 0
31 | 20 | 150 | 20.25% | 0
31 | 21 | 0 | 20.27% | 0
31 | 22 | 350 | 20.28% | 0
31 | 23 | 0 | 20.29% | 0
31 | 24 | 50 | 20.31% | 0
31 | 25 | 450 | 20.32% | 0
31 | 26 | 0 | 20.33% | 0
31 | 27 | 3050 | 20.35% | 0
31 | 28 | 0 | 20.36% | 0
31 | 29 | 50 | 20.37% | 0
31 | 30 | 350 | 20.39% | 0
31 | 31 | 0 | 20.4% | 0
31 | 32 | 0 | 20.41% | 0
31 | 33 | 900 | 20.43% | 0
31 | 34 | 1550 | 20.44% | 0
31 | 35 | 100 | 20.45% | 0
31 | 36 | 0 | 20.47% | 0
31 | 37 | 2600 | 20.48% | 0
31 | 38 | 0 | 20.49% | 0
31 | 39 | 2150 | 20.51% | 0
31 | 40 | 1100 | 20.52% | 0
31 | 41 | 50 | 20.53% | 0
31 | 42 | 750 | 20.55% | 0
31 | 43 | 0 | 20.56% | 0
31 | 44 | 0 | 20.57% | 0
31 | 45 | 450 | 20.59% | 0
31 | 46 | 50 | 20.6% | 0
31 | 47 | 200 | 20.61% | 0
31 | 48 | 200 | 20.63% | 0
31 | 49 | 0 | 20.64% | 0
31 | 50 | 350 | 20.65% | 0
32 | 1 | 0 | 20.67% | 0
32 | 2 | 600 | 20.68% | 0
32 | 3 | 1400 | 20.69% | 0
32 | 4 | 0 | 20.71% | 0
32 | 5 | 2200 | 20.72% | 0
32 | 6 | 0 | 20.73% | 0
32 | 7 | 50 | 20.75% | 0
32 | 8 | 0 | 20.76% | 0
32 | 9 | 350 | 20.77% | 0
32 | 10 | 0 | 20.79% | 0
32 | 11 | 850 | 20.8% | 0
32 | 12 | 0 | 20.81% | 0
32 | 13 | 500 | 20.83% | 0
32 | 14 | 0 | 20.84% | 0
32 | 15 | 50 | 20.85% | 0
32 | 16 | 50 | 20.87% | 0
32 | 17 | 0 | 20.88% | 0
32 | 18 | 800 | 20.89% | 0
32 | 19 | 450 | 20.91% | 0
32 | 20 | 0 | 20.92% | 0
32 | 21 | 0 | 20.93% | 0
32 | 22 | 450 | 20.95% | 0
32 | 23 | 500 | 20.96% | 0
32 | 24 | 0 | 20.97% | 0
32 | 25 | 0 | 20.99% | 0
32 | 26 | 0 | 21% | 0
32 | 27 | 950 | 21.01% | 0
32 | 28 | 6400 | 21.03% | 0
32 | 29 | 1350 | 21.04% | 0
32 | 30 | 550 | 21.05% | 0
32 | 31 | 150 | 21.07% | 0
32 | 32 | 350 | 21.08% | 0
32 | 33 | 3550 | 21.09% | 0
32 | 34 | 500 | 21.11% | 0
32 | 35 | 150 | 21.12% | 0
32 | 36 | 2850 | 21.13% | 0
32 | 37 | 1700 | 21.15% | 0
32 | 38 | 0 | 21.16% | 0
32 | 39 | 0 | 21.17% | 0
32 | 40 | 0 | 21.19% | 0
32 | 41 | 0 | 21.2% | 0
32 | 42 | 750 | 21.21% | 0
32 | 43 | 500 | 21.23% | 0
32 | 44 | 0 | 21.24% | 0
32 | 45 | 0 | 21.25% | 0
32 | 46 | 1750 | 21.27% | 0
32 | 47 | 0 | 21.28% | 0
32 | 48 | 0 | 21.29% | 0
32 | 49 | 1150 | 21.31% | 0
32 | 50 | 650 | 21.32% | 0
33 | 1 | 2550 | 21.33% | 0
33 | 2 | 300 | 21.35% | 0
33 | 3 | 0 | 21.36% | 0
33 | 4 | 0 | 21.37% | 0
33 | 5 | 300 | 21.39% | 0
33 | 6 | 0 | 21.4% | 0
33 | 7 | 550 | 21.41% | 0
33 | 8 | 300 | 21.43% | 0
33 | 9 | 1850 | 21.44% | 0
33 | 10 | 0 | 21.45% | 0
33 | 11 | 100 | 21.47% | 0
33 | 12 | 0 | 21.48% | 0
33 | 13 | 150 | 21.49% | 0
33 | 14 | 550 | 21.51% | 0
33 | 15 | 200 | 21.52% | 0
33 | 16 | 0 | 21.53% | 0
33 | 17 | 0 | 21.55% | 0
33 | 18 | 1200 | 21.56% | 0
33 | 19 | 0 | 21.57% | 0
33 | 20 | 0 | 21.59% | 0
33 | 21 | 300 | 21.6% | 0
33 | 22 | 950 | 21.61% | 0
33 | 23 | 2750 | 21.63% | 0
33 | 24 | 200 | 21.64% | 0
33 | 25 | 0 | 21.65% | 0
33 | 26 | 650 | 21.67% | 0
33 | 27 | 0 | 21.68% | 0
33 | 28 | 400 | 21.69% | 0
33 | 29 | 0 | 21.71% | 0
33 | 30 | 250 | 21.72% | 0
33 | 31 | 700 | 21.73% | 0
33 | 32 | 550 | 21.75% | 0
33 | 33 | 150 | 21.76% | 0
33 | 34 | 700 | 21.77% | 0
33 | 35 | 750 | 21.79% | 0
33 | 36 | 700 | 21.8% | 0
33 | 37 | 400 | 21.81% | 0
33 | 38 | 50 | 21.83% | 0
33 | 39 | 500 | 21.84% | 0
33 | 40 | 100 | 21.85% | 0
33 | 41 | 50 | 21.87% | 0
33 | 42 | 0 | 21.88% | 0
33 | 43 | 850 | 21.89% | 0
33 | 44 | 0 | 21.91% | 0
33 | 45 | 1950 | 21.92% | 0
33 | 46 | 550 | 21.93% | 0
33 | 47 | 900 | 21.95% | 0
33 | 48 | 100 | 21.96% | 0
33 | 49 | 0 | 21.97% | 0
33 | 50 | 200 | 21.99% | 0
34 | 1 | 100 | 22% | 0
34 | 2 | 0 | 22.01% | 0
34 | 3 | 300 | 22.03% | 0
34 | 4 | 50 | 22.04% | 0
34 | 5 | 50 | 22.05% | 0
34 | 6 | 0 | 22.07% | 0
34 | 7 | 400 | 22.08% | 0
34 | 8 | 850 | 22.09% | 0
34 | 9 | 0 | 22.11% | 0
34 | 10 | 350 | 22.12% | 0
34 | 11 | 2600 | 22.13% | 0
34 | 12 | 50 | 22.15% | 0
34 | 13 | 0 | 22.16% | 0
34 | 14 | 150 | 22.17% | 0
34 | 15 | 250 | 22.19% | 0
34 | 16 | 1750 | 22.2% | 0
34 | 17 | 650 | 22.21% | 0
34 | 18 | 0 | 22.23% | 0
34 | 19 | 850 | 22.24% | 0
34 | 20 | 800 | 22.25% | 0
34 | 21 | 0 | 22.27% | 0
34 | 22 | 0 | 22.28% | 0
34 | 23 | 350 | 22.29% | 0
34 | 24 | 200 | 22.31% | 0
34 | 25 | 100 | 22.32% | 0
34 | 26 | 450 | 22.33% | 0
34 | 27 | 200 | 22.35% | 0
34 | 28 | 550 | 22.36% | 0
34 | 29 | 5550 | 22.37% | 0
34 | 30 | 50 | 22.39% | 0
34 | 31 | 0 | 22.4% | 0
34 | 32 | 350 | 22.41% | 0
34 | 33 | 0 | 22.43% | 0
34 | 34 | 2100 | 22.44% | 0
34 | 35 | 700 | 22.45% | 0
34 | 36 | 0 | 22.47% | 0
34 | 37 | 900 | 22.48% | 0
34 | 38 | 300 | 22.49% | 0
34 | 39 | 0 | 22.51% | 0
34 | 40 | 0 | 22.52% | 0
34 | 41 | 1500 | 22.53% | 0
34 | 42 | 200 | 22.55% | 0
34 | 43 | 50 | 22.56% | 0
34 | 44 | 250 | 22.57% | 0
34 | 45 | 0 | 22.59% | 0
34 | 46 | 550 | 22.6% | 0
34 | 47 | 1400 | 22.61% | 0
34 | 48 | 50 | 22.63% | 0
34 | 49 | 1850 | 22.64% | 0
34 | 50 | 500 | 22.65% | 0
35 | 1 | 0 | 22.67% | 0
35 | 2 | 0 | 22.68% | 0
35 | 3 | 0 | 22.69% | 0
35 | 4 | 0 | 22.71% | 0
35 | 5 | 0 | 22.72% | 0
35 | 6 | 600 | 22.73% | 0
35 | 7 | 0 | 22.75% | 0
35 | 8 | 1750 | 22.76% | 0
35 | 9 | 1650 | 22.77% | 0
35 | 10 | 1050 | 22.79% | 0
35 | 11 | 500 | 22.8% | 0
35 | 12 | 250 | 22.81% | 0
35 | 13 | 50 | 22.83% | 0
35 | 14 | 0 | 22.84% | 0
35 | 15 | 250 | 22.85% | 0
35 | 16 | 0 | 22.87% | 0
35 | 17 | 1000 | 22.88% | 0
35 | 18 | 50 | 22.89% | 0
35 | 19 | 0 | 22.91% | 0
35 | 20 | 0 | 22.92% | 0
35 | 21 | 300 | 22.93% | 0
35 | 22 | 0 | 22.95% | 0
35 | 23 | 200 | 22.96% | 0
35 | 24 | 1550 | 22.97% | 0
35 | 25 | 0 | 22.99% | 0
35 | 26 | 0 | 23% | 0
35 | 27 | 50 | 23.01% | 0
35 | 28 | 1350 | 23.03% | 0
35 | 29 | 200 | 23.04% | 0
35 | 30 | 0 | 23.05% | 0
35 | 31 | 0 | 23.07% | 0
35 | 32 | 800 | 23.08% | 0
35 | 33 | 0 | 23.09% | 0
35 | 34 | 50 | 23.11% | 0
35 | 35 | 300 | 23.12% | 0
35 | 36 | 0 | 23.13% | 0
35 | 37 | 250 | 23.15% | 0
35 | 38 | 300 | 23.16% | 0
35 | 39 | 0 | 23.17% | 0
35 | 40 | 450 | 23.19% | 0
35 | 41 | 1100 | 23.2% | 0
35 | 42 | 50 | 23.21% | 0
35 | 43 | 0 | 23.23% | 0
35 | 44 | 0 | 23.24% | 0
35 | 45 | 2800 | 23.25% | 0
35 | 46 | 0 | 23.27% | 0
35 | 47 | 0 | 23.28% | 0
35 | 48 | 0 | 23.29% | 0
35 | 49 | 3400 | 23.31% | 0
35 | 50 | 0 | 23.32% | 0
36 | 1 | 0 | 23.33% | 0
36 | 2 | 950 | 23.35% | 0
36 | 3 | 550 | 23.36% | 0
36 | 4 | 2100 | 23.37% | 0
36 | 5 | 950 | 23.39% | 0
36 | 6 | 0 | 23.4% | 0
36 | 7 | 1950 | 23.41% | 0
36 | 8 | 0 | 23.43% | 0
36 | 9 | 500 | 23.44% | 0
36 | 10 | 0 | 23.45% | 0
36 | 11 | 0 | 23.47% | 0
36 | 12 | 1350 | 23.48% | 0
36 | 13 | 800 | 23.49% | 0
36 | 14 | 350 | 23.51% | 0
36 | 15 | 3400 | 23.52% | 0
36 | 16 | 650 | 23.53% | 0
36 | 17 | 0 | 23.55% | 0
36 | 18 | 50 | 23.56% | 0
36 | 19 | 0 | 23.57% | 0
36 | 20 | 500 | 23.59% | 0
36 | 21 | 0 | 23.6% | 0
36 | 22 | 1000 | 23.61% | 0
36 | 23 | 1150 | 23.63% | 0
36 | 24 | 100 | 23.64% | 0
36 | 25 | 500 | 23.65% | 0
36 | 26 | 250 | 23.67% | 0
36 | 27 | 900 | 23.68% | 0
36 | 28 | 2600 | 23.69% | 0
36 | 29 | 300 | 23.71% | 0
36 | 30 | 750 | 23.72% | 0
36 | 31 | 2150 | 23.73% | 0
36 | 32 | 850 | 23.75% | 0
36 | 33 | 650 | 23.76% | 0
36 | 34 | 400 | 23.77% | 0
36 | 35 | 0 | 23.79% | 0
36 | 36 | 500 | 23.8% | 0
36 | 37 | 200 | 23.81% | 0
36 | 38 | 1300 | 23.83% | 0
36 | 39 | 150 | 23.84% | 0
36 | 40 | 50 | 23.85% | 0
36 | 41 | 350 | 23.87% | 0
36 | 42 | 100 | 23.88% | 0
36 | 43 | 200 | 23.89% | 0
36 | 44 | 1900 | 23.91% | 0
36 | 45 | 650 | 23.92% | 0
36 | 46 | 550 | 23.93% | 0
36 | 47 | 100 | 23.95% | 0
36 | 48 | 0 | 23.96% | 0
36 | 49 | 900 | 23.97% | 0
36 | 50 | 150 | 23.99% | 0
37 | 1 | 200 | 24% | 0
37 | 2 | 900 | 24.01% | 0
37 | 3 | 0 | 24.03% | 0
37 | 4 | 50 | 24.04% | 0
37 | 5 | 550 | 24.05% | 0
37 | 6 | 0 | 24.07% | 0
37 | 7 | 500 | 24.08% | 0
37 | 8 | 100 | 24.09% | 0
37 | 9 | 300 | 24.11% | 0
37 | 10 | 50 | 24.12% | 0
37 | 11 | 100 | 24.13% | 0
37 | 12 | 300 | 24.15% | 0
37 | 13 | 100 | 24.16% | 0
37 | 14 | 0 | 24.17% | 0
37 | 15 | 0 | 24.19% | 0
37 | 16 | 250 | 24.2% | 0
37 | 17 | 1100 | 24.21% | 0
37 | 18 | 1150 | 24.23% | 0
37 | 19 | 250 | 24.24% | 0
37 | 20 | 1400 | 24.25% | 0
37 | 21 | 0 | 24.27% | 0
37 | 22 | 100 | 24.28% | 0
37 | 23 | 550 | 24.29% | 0
37 | 24 | 300 | 24.31% | 0
37 | 25 | 0 | 24.32% | 0
37 | 26 | 0 | 24.33% | 0
37 | 27 | 0 | 24.35% | 0
37 | 28 | 0 | 24.36% | 0
37 | 29 | 0 | 24.37% | 0
37 | 30 | 150 | 24.39% | 0
37 | 31 | 250 | 24.4% | 0
37 | 32 | 0 | 24.41% | 0
37 | 33 | 150 | 24.43% | 0
37 | 34 | 0 | 24.44% | 0
37 | 35 | 850 | 24.45% | 0
37 | 36 | 0 | 24.47% | 0
37 | 37 | 0 | 24.48% | 0
37 | 38 | 0 | 24.49% | 0
37 | 39 | 50 | 24.51% | 0
37 | 40 | 0 | 24.52% | 0
37 | 41 | 0 | 24.53% | 0
37 | 42 | 0 | 24.55% | 0
37 | 43 | 600 | 24.56% | 0
37 | 44 | 550 | 24.57% | 0
37 | 45 | 0 | 24.59% | 0
37 | 46 | 0 | 24.6% | 0
37 | 47 | 400 | 24.61% | 0
37 | 48 | 50 | 24.63% | 0
37 | 49 | 3100 | 24.64% | 0
37 | 50 | 0 | 24.65% | 0
38 | 1 | 750 | 24.67% | 0
38 | 2 | 0 | 24.68% | 0
38 | 3 | 0 | 24.69% | 50
38 | 4 | 0 | 24.71% | 50
38 | 5 | 0 | 24.72% | 50
38 | 6 | 5950 | 24.73% | 50
38 | 7 | 250 | 24.75% | 50
38 | 8 | 0 | 24.76% | 50
38 | 9 | 450 | 24.77% | 50
38 | 10 | 0 | 24.79% | 50
38 | 11 | 350 | 24.8% | 50
38 | 12 | 50 | 24.81% | 50
38 | 13 | 0 | 24.83% | 50
38 | 14 | 150 | 24.84% | 50
38 | 15 | 100 | 24.85% | 50
38 | 16 | 1200 | 24.87% | 50
38 | 17 | 50 | 24.88% | 50
38 | 18 | 350 | 24.89% | 50
38 | 19 | 0 | 24.91% | 50
38 | 20 | 0 | 24.92% | 50
38 | 21 | 650 | 24.93% | 50
38 | 22 | 0 | 24.95% | 50
38 | 23 | 1550 | 24.96% | 50
38 | 24 | 1050 | 24.97% | 50
38 | 25 | 0 | 24.99% | 50
38 | 26 | 8250 | 25% | 50
38 | 27 | 0 | 25.01% | 50
38 | 28 | 150 | 25.03% | 50
38 | 29 | 50 | 25.04% | 50
38 | 30 | 150 | 25.05% | 50
38 | 31 | 1250 | 25.07% | 50
38 | 32 | 50 | 25.08% | 50
38 | 33 | 0 | 25.09% | 50
38 | 34 | 300 | 25.11% | 50
38 | 35 | 550 | 25.12% | 50
38 | 36 | 800 | 25.13% | 50
38 | 37 | 1150 | 25.15% | 50
38 | 38 | 450 | 25.16% | 50
38 | 39 | 1000 | 25.17% | 50
38 | 40 | 100 | 25.19% | 50
38 | 41 | 250 | 25.2% | 50
38 | 42 | 750 | 25.21% | 50
38 | 43 | 100 | 25.23% | 50
38 | 44 | 450 | 25.24% | 50
38 | 45 | 150 | 25.25% | 50
38 | 46 | 0 | 25.27% | 50
38 | 47 | 50 | 25.28% | 50
38 | 48 | 900 | 25.29% | 50
38 | 49 | 250 | 25.31% | 50
38 | 50 | 2050 | 25.32% | 50
39 | 1 | 0 | 25.33% | 50
39 | 2 | 100 | 25.35% | 50
39 | 3 | 0 | 25.36% | 50
39 | 4 | 100 | 25.37% | 50
39 | 5 | 0 | 25.39% | 50
39 | 6 | 500 | 25.4% | 50
39 | 7 | 5450 | 25.41% | 50
39 | 8 | 0 | 25.43% | 50
39 | 9 | 0 | 25.44% | 50
39 | 10 | 1300 | 25.45% | 50
39 | 11 | 0 | 25.47% | 50
39 | 12 | 3600 | 25.48% | 50
39 | 13 | 550 | 25.49% | 50
39 | 14 | 100 | 25.51% | 50
39 | 15 | 0 | 25.52% | 50
39 | 16 | 1600 | 25.53% | 50
39 | 17 | 200 | 25.55% | 50
39 | 18 | 3950 | 25.56% | 50
39 | 19 | 300 | 25.57% | 50
39 | 20 | 0 | 25.59% | 50
39 | 21 | 600 | 25.6% | 50
39 | 22 | 0 | 25.61% | 50
39 | 23 | 0 | 25.63% | 50
39 | 24 | 100 | 25.64% | 50
39 | 25 | 1200 | 25.65% | 50
39 | 26 | 400 | 25.67% | 50
39 | 27 | 200 | 25.68% | 50
39 | 28 | 0 | 25.69% | 50
39 | 29 | 0 | 25.71% | 50
39 | 30 | 450 | 25.72% | 50
39 | 31 | 0 | 25.73% | 50
39 | 32 | 0 | 25.75% | 50
39 | 33 | 0 | 25.76% | 50
39 | 34 | 1250 | 25.77% | 50
39 | 35 | 400 | 25.79% | 50
39 | 36 | 2050 | 25.8% | 50
39 | 37 | 350 | 25.81% | 50
39 | 38 | 400 | 25.83% | 50
39 | 39 | 900 | 25.84% | 50
39 | 40 | 100 | 25.85% | 50
39 | 41 | 950 | 25.87% | 50
39 | 42 | 0 | 25.88% | 50
39 | 43 | 700 | 25.89% | 50
39 | 44 | 300 | 25.91% | 50
39 | 45 | 50 | 25.92% | 50
39 | 46 | 950 | 25.93% | 50
39 | 47 | 2900 | 25.95% | 50
39 | 48 | 650 | 25.96% | 50
39 | 49 | 400 | 25.97% | 50
39 | 50 | 0 | 25.99% | 50
40 | 1 | 350 | 26% | 50
40 | 2 | 150 | 26.01% | 50
40 | 3 | 750 | 26.03% | 50
40 | 4 | 0 | 26.04% | 50
40 | 5 | 0 | 26.05% | 50
40 | 6 | 100 | 26.07% | 50
40 | 7 | 300 | 26.08% | 50
40 | 8 | 750 | 26.09% | 50
40 | 9 | 200 | 26.11% | 50
40 | 10 | 250 | 26.12% | 50
40 | 11 | 1150 | 26.13% | 50
40 | 12 | 750 | 26.15% | 50
40 | 13 | 550 | 26.16% | 50
40 | 14 | 300 | 26.17% | 50
40 | 15 | 900 | 26.19% | 50
40 | 16 | 850 | 26.2% | 50
40 | 17 | 950 | 26.21% | 50
40 | 18 | 1800 | 26.23% | 50
40 | 19 | 0 | 26.24% | 50
40 | 20 | 0 | 26.25% | 50
40 | 21 | 550 | 26.27% | 50
40 | 22 | 0 | 26.28% | 50
40 | 23 | 850 | 26.29% | 50
40 | 24 | 1400 | 26.31% | 50
40 | 25 | 1500 | 26.32% | 50
40 | 26 | 1950 | 26.33% | 50
40 | 27 | 0 | 26.35% | 50
40 | 28 | 0 | 26.36% | 50
40 | 29 | 250 | 26.37% | 50
40 | 30 | 150 | 26.39% | 50
40 | 31 | 100 | 26.4% | 50
40 | 32 | 850 | 26.41% | 50
40 | 33 | 2100 | 26.43% | 50
40 | 34 | 2700 | 26.44% | 50
40 | 35 | 650 | 26.45% | 50
40 | 36 | 0 | 26.47% | 50
40 | 37 | 900 | 26.48% | 50
40 | 38 | 250 | 26.49% | 50
40 | 39 | 150 | 26.51% | 50
40 | 40 | 0 | 26.52% | 50
40 | 41 | 0 | 26.53% | 50
40 | 42 | 550 | 26.55% | 50
40 | 43 | 1300 | 26.56% | 50
40 | 44 | 0 | 26.57% | 50
40 | 45 | 3500 | 26.59% | 50
40 | 46 | 4650 | 26.6% | 50
40 | 47 | 450 | 26.61% | 50
40 | 48 | 0 | 26.63% | 50
40 | 49 | 0 | 26.64% | 50
40 | 50 | 100 | 26.65% | 50
41 | 1 | 0 | 26.67% | 50
41 | 2 | 350 | 26.68% | 50
41 | 3 | 50 | 26.69% | 50
41 | 4 | 3100 | 26.71% | 50
41 | 5 | 300 | 26.72% | 50
41 | 6 | 100 | 26.73% | 50
41 | 7 | 300 | 26.75% | 50
41 | 8 | 0 | 26.76% | 50
41 | 9 | 150 | 26.77% | 50
41 | 10 | 250 | 26.79% | 50
41 | 11 | 0 | 26.8% | 50
41 | 12 | 0 | 26.81% | 50
41 | 13 | 0 | 26.83% | 50
41 | 14 | 1100 | 26.84% | 50
41 | 15 | 0 | 26.85% | 50
41 | 16 | 200 | 26.87% | 50
41 | 17 | 150 | 26.88% | 50
41 | 18 | 650 | 26.89% | 50
41 | 19 | 0 | 26.91% | 50
41 | 20 | 100 | 26.92% | 50
41 | 21 | 0 | 26.93% | 50
41 | 22 | 0 | 26.95% | 50
41 | 23 | 200 | 26.96% | 50
41 | 24 | 1150 | 26.97% | 50
41 | 25 | 0 | 26.99% | 50
41 | 26 | 0 | 27% | 50
41 | 27 | 200 | 27.01% | 50
41 | 28 | 0 | 27.03% | 50
41 | 29 | 1000 | 27.04% | 50
41 | 30 | 0 | 27.05% | 50
41 | 31 | 1600 | 27.07% | 50
41 | 32 | 1450 | 27.08% | 50
41 | 33 | 0 | 27.09% | 50
41 | 34 | 0 | 27.11% | 50
41 | 35 | 0 | 27.12% | 50
41 | 36 | 3250 | 27.13% | 50
41 | 37 | 0 | 27.15% | 50
41 | 38 | 1150 | 27.16% | 50
41 | 39 | 0 | 27.17% | 50
41 | 40 | 550 | 27.19% | 50
41 | 41 | 250 | 27.2% | 50
41 | 42 | 1050 | 27.21% | 50
41 | 43 | 0 | 27.23% | 50
41 | 44 | 200 | 27.24% | 50
41 | 45 | 0 | 27.25% | 50
41 | 46 | 0 | 27.27% | 50
41 | 47 | 0 | 27.28% | 50
41 | 48 | 250 | 27.29% | 50
41 | 49 | 250 | 27.31% | 50
41 | 50 | 1250 | 27.32% | 50
42 | 1 | 0 | 27.33% | 50
42 | 2 | 0 | 27.35% | 50
42 | 3 | 1000 | 27.36% | 50
42 | 4 | 350 | 27.37% | 50
42 | 5 | 250 | 27.39% | 50
42 | 6 | 50 | 27.4% | 50
42 | 7 | 1050 | 27.41% | 50
42 | 8 | 50 | 27.43% | 50
42 | 9 | 700 | 27.44% | 50
42 | 10 | 400 | 27.45% | 50
42 | 11 | 5850 | 27.47% | 50
42 | 12 | 50 | 27.48% | 50
42 | 13 | 350 | 27.49% | 50
42 | 14 | 2950 | 27.51% | 50
42 | 15 | 200 | 27.52% | 50
42 | 16 | 1150 | 27.53% | 50
42 | 17 | 150 | 27.55% | 50
42 | 18 | 0 | 27.56% | 50
42 | 19 | 150 | 27.57% | 50
42 | 20 | 200 | 27.59% | 50
42 | 21 | 500 | 27.6% | 50
42 | 22 | 550 | 27.61% | 50
42 | 23 | 1100 | 27.63% | 50
42 | 24 | 0 | 27.64% | 50
42 | 25 | 350 | 27.65% | 50
42 | 26 | 150 | 27.67% | 50
42 | 27 | 400 | 27.68% | 50
42 | 28 | 300 | 27.69% | 50
42 | 29 | 250 | 27.71% | 50
42 | 30 | 0 | 27.72% | 50
42 | 31 | 0 | 27.73% | 50
42 | 32 | 750 | 27.75% | 50
42 | 33 | 50 | 27.76% | 50
42 | 34 | 0 | 27.77% | 50
42 | 35 | 0 | 27.79% | 50
42 | 36 | 0 | 27.8% | 50
42 | 37 | 400 | 27.81% | 50
42 | 38 | 0 | 27.83% | 50
42 | 39 | 0 | 27.84% | 50
42 | 40 | 0 | 27.85% | 50
42 | 41 | 250 | 27.87% | 50
42 | 42 | 150 | 27.88% | 50
42 | 43 | 150 | 27.89% | 50
42 | 44 | 0 | 27.91% | 50
42 | 45 | 0 | 27.92% | 50
42 | 46 | 0 | 27.93% | 50
42 | 47 | 350 | 27.95% | 50
42 | 48 | 850 | 27.96% | 50
42 | 49 | 0 | 27.97% | 50
42 | 50 | 50 | 27.99% | 50
43 | 1 | 250 | 28% | 50
43 | 2 | 350 | 28.01% | 50
43 | 3 | 0 | 28.03% | 50
43 | 4 | 0 | 28.04% | 50
43 | 5 | 400 | 28.05% | 50
43 | 6 | 2050 | 28.07% | 50
43 | 7 | 450 | 28.08% | 50
43 | 8 | 350 | 28.09% | 50
43 | 9 | 3750 | 28.11% | 50
43 | 10 | 400 | 28.12% | 50
43 | 11 | 3150 | 28.13% | 50
43 | 12 | 0 | 28.15% | 50
43 | 13 | 750 | 28.16% | 50
43 | 14 | 3400 | 28.17% | 50
43 | 15 | 0 | 28.19% | 50
43 | 16 | 300 | 28.2% | 50
43 | 17 | 100 | 28.21% | 50
43 | 18 | 0 | 28.23% | 50
43 | 19 | 950 | 28.24% | 50
43 | 20 | 0 | 28.25% | 50
43 | 21 | 100 | 28.27% | 50
43 | 22 | 1150 | 28.28% | 50
43 | 23 | 850 | 28.29% | 50
43 | 24 | 0 | 28.31% | 50
43 | 25 | 200 | 28.32% | 50
43 | 26 | 0 | 28.33% | 50
43 | 27 | 0 | 28.35% | 50
43 | 28 | 0 | 28.36% | 50
43 | 29 | 400 | 28.37% | 50
43 | 30 | 800 | 28.39% | 50
43 | 31 | 0 | 28.4% | 50
43 | 32 | 0 | 28.41% | 50
43 | 33 | 100 | 28.43% | 50
43 | 34 | 250 | 28.44% | 50
43 | 35 | 150 | 28.45% | 50
43 | 36 | 2450 | 28.47% | 50
43 | 37 | 50 | 28.48% | 50
43 | 38 | 1000 | 28.49% | 50
43 | 39 | 4600 | 28.51% | 50
43 | 40 | 200 | 28.52% | 50
43 | 41 | 0 | 28.53% | 50
43 | 42 | 0 | 28.55% | 50
43 | 43 | 500 | 28.56% | 50
43 | 44 | 800 | 28.57% | 50
43 | 45 | 0 | 28.59% | 50
43 | 46 | 200 | 28.6% | 50
43 | 47 | 0 | 28.61% | 50
43 | 48 | 50 | 28.63% | 50
43 | 49 | 1150 | 28.64% | 50
43 | 50 | 0 | 28.65% | 50
44 | 1 | 1000 | 28.67% | 50
44 | 2 | 0 | 28.68% | 50
44 | 3 | 0 | 28.69% | 50
44 | 4 | 1300 | 28.71% | 50
44 | 5 | 250 | 28.72% | 50
44 | 6 | 100 | 28.73% | 50
44 | 7 | 250 | 28.75% | 50
44 | 8 | 0 | 28.76% | 50
44 | 9 | 950 | 28.77% | 50
44 | 10 | 0 | 28.79% | 50
44 | 11 | 0 | 28.8% | 50
44 | 12 | 0 | 28.81% | 50
44 | 13 | 1300 | 28.83% | 50
44 | 14 | 750 | 28.84% | 50
44 | 15 | 0 | 28.85% | 50
44 | 16 | 100 | 28.87% | 50
44 | 17 | 400 | 28.88% | 50
44 | 18 | 650 | 28.89% | 50
44 | 19 | 550 | 28.91% | 50
44 | 20 | 0 | 28.92% | 50
44 | 21 | 200 | 28.93% | 50
44 | 22 | 300 | 28.95% | 50
44 | 23 | 1250 | 28.96% | 50
44 | 24 | 1750 | 28.97% | 50
44 | 25 | 0 | 28.99% | 50
44 | 26 | 0 | 29% | 50
44 | 27 | 200 | 29.01% | 50
44 | 28 | 150 | 29.03% | 50
44 | 29 | 1150 | 29.04% | 50
44 | 30 | 50 | 29.05% | 50
44 | 31 | 0 | 29.07% | 50
44 | 32 | 0 | 29.08% | 50
44 | 33 | 400 | 29.09% | 50
44 | 34 | 500 | 29.11% | 50
44 | 35 | 2150 | 29.12% | 100
44 | 36 | 0 | 29.13% | 100
44 | 37 | 150 | 29.15% | 100
44 | 38 | 0 | 29.16% | 100
44 | 39 | 200 | 29.17% | 100
44 | 40 | 450 | 29.19% | 100
44 | 41 | 0 | 29.2% | 100
44 | 42 | 6350 | 29.21% | 100
44 | 43 | 400 | 29.23% | 100
44 | 44 | 650 | 29.24% | 100
44 | 45 | 500 | 29.25% | 100
44 | 46 | 100 | 29.27% | 100
44 | 47 | 0 | 29.28% | 100
44 | 48 | 6150 | 29.29% | 100
44 | 49 | 550 | 29.31% | 100
44 | 50 | 450 | 29.32% | 100
45 | 1 | 0 | 29.33% | 100
45 | 2 | 1500 | 29.35% | 100
45 | 3 | 0 | 29.36% | 100
45 | 4 | 2800 | 29.37% | 100
45 | 5 | 650 | 29.39% | 100
45 | 6 | 4150 | 29.4% | 100
45 | 7 | 150 | 29.41% | 100
45 | 8 | 0 | 29.43% | 100
45 | 9 | 0 | 29.44% | 100
45 | 10 | 350 | 29.45% | 100
45 | 11 | 0 | 29.47% | 100
45 | 12 | 1550 | 29.48% | 100
45 | 13 | 0 | 29.49% | 100
45 | 14 | 0 | 29.51% | 100
45 | 15 | 150 | 29.52% | 100
45 | 16 | 50 | 29.53% | 100
45 | 17 | 550 | 29.55% | 100
45 | 18 | 2300 | 29.56% | 100
45 | 19 | 0 | 29.57% | 100
45 | 20 | 200 | 29.59% | 100
45 | 21 | 350 | 29.6% | 100
45 | 22 | 0 | 29.61% | 100
45 | 23 | 50 | 29.63% | 100
45 | 24 | 300 | 29.64% | 100
45 | 25 | 0 | 29.65% | 100
45 | 26 | 250 | 29.67% | 100
45 | 27 | 0 | 29.68% | 100
45 | 28 | 550 | 29.69% | 100
45 | 29 | 0 | 29.71% | 100
45 | 30 | 350 | 29.72% | 100
45 | 31 | 0 | 29.73% | 100
45 | 32 | 700 | 29.75% | 100
45 | 33 | 100 | 29.76% | 100
45 | 34 | 0 | 29.77% | 100
45 | 35 | 0 | 29.79% | 100
45 | 36 | 1300 | 29.8% | 100
45 | 37 | 50 | 29.81% | 100
45 | 38 | 300 | 29.83% | 100
45 | 39 | 350 | 29.84% | 100
45 | 40 | 50 | 29.85% | 100
45 | 41 | 2250 | 29.87% | 100
45 | 42 | 150 | 29.88% | 100
45 | 43 | 1050 | 29.89% | 100
45 | 44 | 100 | 29.91% | 100
45 | 45 | 700 | 29.92% | 100
45 | 46 | 550 | 29.93% | 100
45 | 47 | 400 | 29.95% | 100
45 | 48 | 1750 | 29.96% | 100
45 | 49 | 0 | 29.97% | 100
45 | 50 | 350 | 29.99% | 100
46 | 1 | 2450 | 30% | 100
46 | 2 | 5200 | 30.01% | 100
46 | 3 | 750 | 30.03% | 100
46 | 4 | 0 | 30.04% | 100
46 | 5 | 0 | 30.05% | 100
46 | 6 | 950 | 30.07% | 100
46 | 7 | 0 | 30.08% | 100
46 | 8 | 100 | 30.09% | 100
46 | 9 | 0 | 30.11% | 100
46 | 10 | 100 | 30.12% | 100
46 | 11 | 300 | 30.13% | 100
46 | 12 | 250 | 30.15% | 100
46 | 13 | 400 | 30.16% | 100
46 | 14 | 3450 | 30.17% | 100
46 | 15 | 0 | 30.19% | 100
46 | 16 | 100 | 30.2% | 100
46 | 17 | 350 | 30.21% | 100
46 | 18 | 50 | 30.23% | 100
46 | 19 | 3000 | 30.24% | 100
46 | 20 | 0 | 30.25% | 100
46 | 21 | 650 | 30.27% | 100
46 | 22 | 150 | 30.28% | 100
46 | 23 | 100 | 30.29% | 100
46 | 24 | 1150 | 30.31% | 100
46 | 25 | 0 | 30.32% | 100
46 | 26 | 500 | 30.33% | 100
46 | 27 | 0 | 30.35% | 100
46 | 28 | 50 | 30.36% | 100
46 | 29 | 0 | 30.37% | 100
46 | 30 | 400 | 30.39% | 100
46 | 31 | 50 | 30.4% | 100
46 | 32 | 0 | 30.41% | 100
46 | 33 | 0 | 30.43% | 100
46 | 34 | 0 | 30.44% | 100
46 | 35 | 450 | 30.45% | 100
46 | 36 | 50 | 30.47% | 100
46 | 37 | 250 | 30.48% | 100
46 | 38 | 250 | 30.49% | 100
46 | 39 | 0 | 30.51% | 100
46 | 40 | 0 | 30.52% | 100
46 | 41 | 0 | 30.53% | 100
46 | 42 | 0 | 30.55% | 100
46 | 43 | 500 | 30.56% | 100
46 | 44 | 1150 | 30.57% | 100
46 | 45 | 100 | 30.59% | 100
46 | 46 | 700 | 30.6% | 100
46 | 47 | 1100 | 30.61% | 100
46 | 48 | 350 | 30.63% | 100
46 | 49 | 200 | 30.64% | 100
46 | 50 | 0 | 30.65% | 100
47 | 1 | 100 | 30.67% | 100
47 | 2 | 150 | 30.68% | 100
47 | 3 | 0 | 30.69% | 100
47 | 4 | 0 | 30.71% | 100
47 | 5 | 0 | 30.72% | 100
47 | 6 | 400 | 30.73% | 100
47 | 7 | 0 | 30.75% | 100
47 | 8 | 0 | 30.76% | 100
47 | 9 | 50 | 30.77% | 100
47 | 10 | 300 | 30.79% | 100
47 | 11 | 750 | 30.8% | 100
47 | 12 | 500 | 30.81% | 100
47 | 13 | 100 | 30.83% | 100
47 | 14 | 0 | 30.84% | 100
47 | 15 | 0 | 30.85% | 100
47 | 16 | 550 | 30.87% | 100
47 | 17 | 0 | 30.88% | 100
47 | 18 | 150 | 30.89% | 100
47 | 19 | 700 | 30.91% | 100
47 | 20 | 0 | 30.92% | 100
47 | 21 | 0 | 30.93% | 100
47 | 22 | 0 | 30.95% | 100
47 | 23 | 0 | 30.96% | 100
47 | 24 | 0 | 30.97% | 100
47 | 25 | 250 | 30.99% | 100
47 | 26 | 0 | 31% | 100
47 | 27 | 0 | 31.01% | 100
47 | 28 | 0 | 31.03% | 100
47 | 29 | 0 | 31.04% | 100
47 | 30 | 0 | 31.05% | 100
47 | 31 | 300 | 31.07% | 100
47 | 32 | 350 | 31.08% | 100
47 | 33 | 300 | 31.09% | 100
47 | 34 | 50 | 31.11% | 100
47 | 35 | 250 | 31.12% | 100
47 | 36 | 0 | 31.13% | 100
47 | 37 | 150 | 31.15% | 100
47 | 38 | 300 | 31.16% | 100
47 | 39 | 100 | 31.17% | 100
47 | 40 | 0 | 31.19% | 100
47 | 41 | 0 | 31.2% | 100
47 | 42 | 0 | 31.21% | 100
47 | 43 | 950 | 31.23% | 100
47 | 44 | 0 | 31.24% | 100
47 | 45 | 0 | 31.25% | 100
47 | 46 | 50 | 31.27% | 100
47 | 47 | 0 | 31.28% | 100
47 | 48 | 0 | 31.29% | 100
47 | 49 | 0 | 31.31% | 100
47 | 50 | 0 | 31.32% | 100
48 | 1 | 350 | 31.33% | 100
48 | 2 | 50 | 31.35% | 100
48 | 3 | 850 | 31.36% | 100
48 | 4 | 50 | 31.37% | 100
48 | 5 | 0 | 31.39% | 100
48 | 6 | 0 | 31.4% | 100
48 | 7 | 650 | 31.41% | 100
48 | 8 | 0 | 31.43% | 100
48 | 9 | 600 | 31.44% | 100
48 | 10 | 2300 | 31.45% | 100
48 | 11 | 300 | 31.47% | 100
48 | 12 | 1500 | 31.48% | 100
48 | 13 | 0 | 31.49% | 100
48 | 14 | 500 | 31.51% | 100
48 | 15 | 0 | 31.52% | 100
48 | 16 | 1150 | 31.53% | 100
48 | 17 | 1850 | 31.55% | 100
48 | 18 | 250 | 31.56% | 100
48 | 19 | 350 | 31.57% | 100
48 | 20 | 250 | 31.59% | 100
48 | 21 | 100 | 31.6% | 100
48 | 22 | 150 | 31.61% | 100
48 | 23 | 200 | 31.63% | 100
48 | 24 | 0 | 31.64% | 100
48 | 25 | 2050 | 31.65% | 100
48 | 26 | 200 | 31.67% | 100
48 | 27 | 1100 | 31.68% | 100
48 | 28 | 0 | 31.69% | 100
48 | 29 | 3450 | 31.71% | 100
48 | 30 | 550 | 31.72% | 100
48 | 31 | 400 | 31.73% | 100
48 | 32 | 0 | 31.75% | 100
48 | 33 | 150 | 31.76% | 100
48 | 34 | 300 | 31.77% | 100
48 | 35 | 1100 | 31.79% | 100
48 | 36 | 500 | 31.8% | 100
48 | 37 | 0 | 31.81% | 100
48 | 38 | 650 | 31.83% | 100
48 | 39 | 1750 | 31.84% | 100
48 | 40 | 350 | 31.85% | 100
48 | 41 | 0 | 31.87% | 100
48 | 42 | 700 | 31.88% | 100
48 | 43 | 300 | 31.89% | 100
48 | 44 | 0 | 31.91% | 100
48 | 45 | 0 | 31.92% | 100
48 | 46 | 900 | 31.93% | 100
48 | 47 | 700 | 31.95% | 100
48 | 48 | 0 | 31.96% | 100
48 | 49 | 100 | 31.97% | 100
48 | 50 | 150 | 31.99% | 100
49 | 1 | 0 | 32% | 100
49 | 2 | 0 | 32.01% | 100
49 | 3 | 0 | 32.03% | 100
49 | 4 | 0 | 32.04% | 100
49 | 5 | 400 | 32.05% | 100
49 | 6 | 550 | 32.07% | 100
49 | 7 | 0 | 32.08% | 100
49 | 8 | 150 | 32.09% | 100
49 | 9 | 0 | 32.11% | 100
49 | 10 | 250 | 32.12% | 100
49 | 11 | 1300 | 32.13% | 100
49 | 12 | 1200 | 32.15% | 100
49 | 13 | 0 | 32.16% | 100
49 | 14 | 1300 | 32.17% | 100
49 | 15 | 50 | 32.19% | 100
49 | 16 | 0 | 32.2% | 100
49 | 17 | 0 | 32.21% | 100
49 | 18 | 0 | 32.23% | 100
49 | 19 | 350 | 32.24% | 100
49 | 20 | 450 | 32.25% | 100
49 | 21 | 750 | 32.27% | 100
49 | 22 | 500 | 32.28% | 100
49 | 23 | 0 | 32.29% | 100
49 | 24 | 300 | 32.31% | 100
49 | 25 | 1000 | 32.32% | 100
49 | 26 | 900 | 32.33% | 100
49 | 27 | 0 | 32.35% | 100
49 | 28 | 50 | 32.36% | 100
49 | 29 | 1050 | 32.37% | 100
49 | 30 | 0 | 32.39% | 100
49 | 31 | 650 | 32.4% | 100
49 | 32 | 0 | 32.41% | 100
49 | 33 | 4150 | 32.43% | 100
49 | 34 | 0 | 32.44% | 100
49 | 35 | 150 | 32.45% | 100
49 | 36 | 0 | 32.47% | 100
49 | 37 | 700 | 32.48% | 100
49 | 38 | 2950 | 32.49% | 100
49 | 39 | 950 | 32.51% | 100
49 | 40 | 200 | 32.52% | 100
49 | 41 | 1050 | 32.53% | 100
49 | 42 | 0 | 32.55% | 100
49 | 43 | 0 | 32.56% | 100
49 | 44 | 0 | 32.57% | 100
49 | 45 | 0 | 32.59% | 100
49 | 46 | 600 | 32.6% | 100
49 | 47 | 450 | 32.61% | 100
49 | 48 | 0 | 32.63% | 100
49 | 49 | 0 | 32.64% | 100
49 | 50 | 0 | 32.65% | 100
50 | 1 | 200 | 32.67% | 100
50 | 2 | 0 | 32.68% | 100
50 | 3 | 1400 | 32.69% | 100
50 | 4 | 1150 | 32.71% | 100
50 | 5 | 0 | 32.72% | 100
50 | 6 | 0 | 32.73% | 100
50 | 7 | 0 | 32.75% | 100
50 | 8 | 350 | 32.76% | 100
50 | 9 | 0 | 32.77% | 100
50 | 10 | 0 | 32.79% | 100
50 | 11 | 0 | 32.8% | 100
50 | 12 | 150 | 32.81% | 100
50 | 13 | 0 | 32.83% | 100
50 | 14 | 300 | 32.84% | 100
50 | 15 | 950 | 32.85% | 100
50 | 16 | 0 | 32.87% | 100
50 | 17 | 350 | 32.88% | 100
50 | 18 | 50 | 32.89% | 100
50 | 19 | 0 | 32.91% | 100
50 | 20 | 1000 | 32.92% | 100
50 | 21 | 600 | 32.93% | 100
50 | 22 | 0 | 32.95% | 100
50 | 23 | 200 | 32.96% | 100
50 | 24 | 0 | 32.97% | 100
50 | 25 | 0 | 32.99% | 100
50 | 26 | 0 | 33% | 100
50 | 27 | 6400 | 33.01% | 100
50 | 28 | 0 | 33.03% | 100
50 | 29 | 250 | 33.04% | 100
50 | 30 | 50 | 33.05% | 100
50 | 31 | 1050 | 33.07% | 100
50 | 32 | 0 | 33.08% | 100
50 | 33 | 0 | 33.09% | 100
50 | 34 | 1050 | 33.11% | 100
50 | 35 | 600 | 33.12% | 100
50 | 36 | 0 | 33.13% | 100
50 | 37 | 600 | 33.15% | 100
50 | 38 | 0 | 33.16% | 100
50 | 39 | 300 | 33.17% | 100
50 | 40 | 300 | 33.19% | 100
50 | 41 | 350 | 33.2% | 100
50 | 42 | 3500 | 33.21% | 100
50 | 43 | 0 | 33.23% | 100
50 | 44 | 250 | 33.24% | 100
50 | 45 | 0 | 33.25% | 100
50 | 46 | 0 | 33.27% | 100
50 | 47 | 200 | 33.28% | 100
50 | 48 | 0 | 33.29% | 100
50 | 49 | 0 | 33.31% | 100
50 | 50 | 0 | 33.32% | 100
51 | 1 | 150 | 33.33% | 100
51 | 2 | 2150 | 33.35% | 100
51 | 3 | 7200 | 33.36% | 100
51 | 4 | 0 | 33.37% | 100
51 | 5 | 2250 | 33.39% | 100
51 | 6 | 4450 | 33.4% | 100
51 | 7 | 450 | 33.41% | 100
51 | 8 | 50 | 33.43% | 100
51 | 9 | 300 | 33.44% | 100
51 | 10 | 250 | 33.45% | 150
51 | 11 | 400 | 33.47% | 150
51 | 12 | 8100 | 33.48% | 150
51 | 13 | 2450 | 33.49% | 150
51 | 14 | 300 | 33.51% | 150
51 | 15 | 50 | 33.52% | 150
51 | 16 | 50 | 33.53% | 150
51 | 17 | 450 | 33.55% | 150
51 | 18 | 700 | 33.56% | 150
51 | 19 | 750 | 33.57% | 150
51 | 20 | 450 | 33.59% | 150
51 | 21 | 100 | 33.6% | 150
51 | 22 | 2550 | 33.61% | 150
51 | 23 | 550 | 33.63% | 150
51 | 24 | 200 | 33.64% | 150
51 | 25 | 50 | 33.65% | 150
51 | 26 | 350 | 33.67% | 150
51 | 27 | 750 | 33.68% | 150
51 | 28 | 2000 | 33.69% | 150
51 | 29 | 150 | 33.71% | 150
51 | 30 | 850 | 33.72% | 150
51 | 31 | 3500 | 33.73% | 150
51 | 32 | 300 | 33.75% | 150
51 | 33 | 1150 | 33.76% | 150
51 | 34 | 3800 | 33.77% | 150
51 | 35 | 15250 | 33.79% | 150
51 | 36 | 0 | 33.8% | 150
51 | 37 | 0 | 33.81% | 150
51 | 38 | 3950 | 33.83% | 150
51 | 39 | 250 | 33.84% | 150
51 | 40 | 750 | 33.85% | 150
51 | 41 | 250 | 33.87% | 150
51 | 42 | 100 | 33.88% | 150
51 | 43 | 1350 | 33.89% | 150
51 | 44 | 2900 | 33.91% | 150
51 | 45 | 1100 | 33.92% | 150
51 | 46 | 550 | 33.93% | 150
51 | 47 | 1600 | 33.95% | 150
51 | 48 | 1800 | 33.96% | 150
51 | 49 | 900 | 33.97% | 150
51 | 50 | 900 | 33.99% | 150
52 | 1 | 4500 | 34% | 150
52 | 2 | 100 | 34.01% | 150
52 | 3 | 500 | 34.03% | 150
52 | 4 | 0 | 34.04% | 150
52 | 5 | 50 | 34.05% | 150
52 | 6 | 0 | 34.07% | 150
52 | 7 | 0 | 34.08% | 150
52 | 8 | 400 | 34.09% | 150
52 | 9 | 550 | 34.11% | 150
52 | 10 | 250 | 34.12% | 150
52 | 11 | 0 | 34.13% | 150
52 | 12 | 50 | 34.15% | 150
52 | 13 | 0 | 34.16% | 150
52 | 14 | 200 | 34.17% | 150
52 | 15 | 400 | 34.19% | 150
52 | 16 | 4700 | 34.2% | 150
52 | 17 | 150 | 34.21% | 150
52 | 18 | 1200 | 34.23% | 150
52 | 19 | 0 | 34.24% | 150
52 | 20 | 0 | 34.25% | 150
52 | 21 | 800 | 34.27% | 150
52 | 22 | 150 | 34.28% | 150
52 | 23 | 0 | 34.29% | 150
52 | 24 | 550 | 34.31% | 150
52 | 25 | 0 | 34.32% | 150
52 | 26 | 1450 | 34.33% | 150
52 | 27 | 600 | 34.35% | 150
52 | 28 | 200 | 34.36% | 150
52 | 29 | 250 | 34.37% | 150
52 | 30 | 0 | 34.39% | 150
52 | 31 | 700 | 34.4% | 150
52 | 32 | 800 | 34.41% | 150
52 | 33 | 0 | 34.43% | 150
52 | 34 | 300 | 34.44% | 150
52 | 35 | 0 | 34.45% | 150
52 | 36 | 1150 | 34.47% | 150
52 | 37 | 1300 | 34.48% | 150
52 | 38 | 0 | 34.49% | 150
52 | 39 | 500 | 34.51% | 150
52 | 40 | 700 | 34.52% | 150
52 | 41 | 150 | 34.53% | 150
52 | 42 | 0 | 34.55% | 150
52 | 43 | 0 | 34.56% | 150
52 | 44 | 500 | 34.57% | 150
52 | 45 | 0 | 34.59% | 150
52 | 46 | 300 | 34.6% | 150
52 | 47 | 1250 | 34.61% | 150
52 | 48 | 1100 | 34.63% | 150
52 | 49 | 1350 | 34.64% | 150
52 | 50 | 0 | 34.65% | 150
53 | 1 | 500 | 34.67% | 150
53 | 2 | 300 | 34.68% | 150
53 | 3 | 1800 | 34.69% | 150
53 | 4 | 900 | 34.71% | 150
53 | 5 | 2150 | 34.72% | 150
53 | 6 | 0 | 34.73% | 150
53 | 7 | 100 | 34.75% | 150
53 | 8 | 50 | 34.76% | 150
53 | 9 | 0 | 34.77% | 150
53 | 10 | 0 | 34.79% | 150
53 | 11 | 1300 | 34.8% | 150
53 | 12 | 1250 | 34.81% | 150
53 | 13 | 2500 | 34.83% | 150
53 | 14 | 0 | 34.84% | 150
53 | 15 | 0 | 34.85% | 150
53 | 16 | 600 | 34.87% | 150
53 | 17 | 0 | 34.88% | 150
53 | 18 | 0 | 34.89% | 150
53 | 19 | 0 | 34.91% | 150
53 | 20 | 600 | 34.92% | 150
53 | 21 | 800 | 34.93% | 150
53 | 22 | 50 | 34.95% | 150
53 | 23 | 0 | 34.96% | 150
53 | 24 | 1500 | 34.97% | 150
53 | 25 | 0 | 34.99% | 150
53 | 26 | 1350 | 35% | 150
53 | 27 | 300 | 35.01% | 150
53 | 28 | 800 | 35.03% | 150
53 | 29 | 0 | 35.04% | 150
53 | 30 | 0 | 35.05% | 150
53 | 31 | 550 | 35.07% | 150
53 | 32 | 1650 | 35.08% | 150
53 | 33 | 1500 | 35.09% | 150
53 | 34 | 400 | 35.11% | 150
53 | 35 | 0 | 35.12% | 150
53 | 36 | 2750 | 35.13% | 150
53 | 37 | 50 | 35.15% | 150
53 | 38 | 450 | 35.16% | 150
53 | 39 | 750 | 35.17% | 150
53 | 40 | 200 | 35.19% | 150
53 | 41 | 550 | 35.2% | 150
53 | 42 | 150 | 35.21% | 150
53 | 43 | 1150 | 35.23% | 150
53 | 44 | 2000 | 35.24% | 150
53 | 45 | 150 | 35.25% | 150
53 | 46 | 0 | 35.27% | 150
53 | 47 | 1850 | 35.28% | 150
53 | 48 | 4650 | 35.29% | 150
53 | 49 | 1450 | 35.31% | 150
53 | 50 | 800 | 35.32% | 150
54 | 1 | 500 | 35.33% | 150
54 | 2 | 100 | 35.35% | 150
54 | 3 | 150 | 35.36% | 150
54 | 4 | 300 | 35.37% | 150
54 | 5 | 700 | 35.39% | 150
54 | 6 | 0 | 35.4% | 150
54 | 7 | 350 | 35.41% | 150
54 | 8 | 400 | 35.43% | 150
54 | 9 | 1000 | 35.44% | 150
54 | 10 | 100 | 35.45% | 150
54 | 11 | 0 | 35.47% | 150
54 | 12 | 450 | 35.48% | 150
54 | 13 | 300 | 35.49% | 150
54 | 14 | 150 | 35.51% | 150
54 | 15 | 900 | 35.52% | 150
54 | 16 | 200 | 35.53% | 150
54 | 17 | 900 | 35.55% | 150
54 | 18 | 100 | 35.56% | 150
54 | 19 | 200 | 35.57% | 150
54 | 20 | 1450 | 35.59% | 150
54 | 21 | 200 | 35.6% | 150
54 | 22 | 1250 | 35.61% | 150
54 | 23 | 1000 | 35.63% | 150
54 | 24 | 0 | 35.64% | 150
54 | 25 | 3800 | 35.65% | 150
54 | 26 | 5800 | 35.67% | 150
54 | 27 | 0 | 35.68% | 150
54 | 28 | 200 | 35.69% | 150
54 | 29 | 1950 | 35.71% | 150
54 | 30 | 1150 | 35.72% | 150
54 | 31 | 0 | 35.73% | 150
54 | 32 | 200 | 35.75% | 150
54 | 33 | 800 | 35.76% | 150
54 | 34 | 0 | 35.77% | 150
54 | 35 | 250 | 35.79% | 150
54 | 36 | 50 | 35.8% | 150
54 | 37 | 500 | 35.81% | 150
54 | 38 | 350 | 35.83% | 150
54 | 39 | 150 | 35.84% | 150
54 | 40 | 1350 | 35.85% | 150
54 | 41 | 450 | 35.87% | 150
54 | 42 | 600 | 35.88% | 150
54 | 43 | 3250 | 35.89% | 150
54 | 44 | 150 | 35.91% | 150
54 | 45 | 14250 | 35.92% | 150
54 | 46 | 0 | 35.93% | 150
54 | 47 | 0 | 35.95% | 150
54 | 48 | 350 | 35.96% | 150
54 | 49 | 1500 | 35.97% | 150
54 | 50 | 0 | 35.99% | 150
55 | 1 | 550 | 36% | 150
55 | 2 | 300 | 36.01% | 150
55 | 3 | 650 | 36.03% | 150
55 | 4 | 100 | 36.04% | 150
55 | 5 | 0 | 36.05% | 150
55 | 6 | 600 | 36.07% | 150
55 | 7 | 200 | 36.08% | 150
55 | 8 | 0 | 36.09% | 150
55 | 9 | 7950 | 36.11% | 150
55 | 10 | 850 | 36.12% | 150
55 | 11 | 2950 | 36.13% | 150
55 | 12 | 50 | 36.15% | 150
55 | 13 | 0 | 36.16% | 150
55 | 14 | 0 | 36.17% | 150
55 | 15 | 650 | 36.19% | 150
55 | 16 | 650 | 36.2% | 150
55 | 17 | 50 | 36.21% | 150
55 | 18 | 0 | 36.23% | 150
55 | 19 | 350 | 36.24% | 150
55 | 20 | 50 | 36.25% | 150
55 | 21 | 0 | 36.27% | 150
55 | 22 | 0 | 36.28% | 150
55 | 23 | 700 | 36.29% | 150
55 | 24 | 6000 | 36.31% | 150
55 | 25 | 50 | 36.32% | 150
55 | 26 | 950 | 36.33% | 150
55 | 27 | 500 | 36.35% | 150
55 | 28 | 1700 | 36.36% | 150
55 | 29 | 1700 | 36.37% | 150
55 | 30 | 350 | 36.39% | 150
55 | 31 | 700 | 36.4% | 150
55 | 32 | 200 | 36.41% | 150
55 | 33 | 250 | 36.43% | 150
55 | 34 | 0 | 36.44% | 150
55 | 35 | 50 | 36.45% | 150
55 | 36 | 50 | 36.47% | 150
55 | 37 | 450 | 36.48% | 150
55 | 38 | 550 | 36.49% | 150
55 | 39 | 0 | 36.51% | 150
55 | 40 | 350 | 36.52% | 150
55 | 41 | 0 | 36.53% | 150
55 | 42 | 0 | 36.55% | 150
55 | 43 | 100 | 36.56% | 150
55 | 44 | 0 | 36.57% | 150
55 | 45 | 100 | 36.59% | 150
55 | 46 | 150 | 36.6% | 150
55 | 47 | 300 | 36.61% | 150
55 | 48 | 0 | 36.63% | 150
55 | 49 | 0 | 36.64% | 150
55 | 50 | 500 | 36.65% | 150
56 | 1 | 0 | 36.67% | 150
56 | 2 | 550 | 36.68% | 150
56 | 3 | 1000 | 36.69% | 150
56 | 4 | 350 | 36.71% | 150
56 | 5 | 500 | 36.72% | 150
56 | 6 | 0 | 36.73% | 150
56 | 7 | 700 | 36.75% | 150
56 | 8 | 3700 | 36.76% | 150
56 | 9 | 650 | 36.77% | 150
56 | 10 | 300 | 36.79% | 150
56 | 11 | 800 | 36.8% | 150
56 | 12 | 100 | 36.81% | 150
56 | 13 | 3000 | 36.83% | 150
56 | 14 | 200 | 36.84% | 150
56 | 15 | 850 | 36.85% | 150
56 | 16 | 0 | 36.87% | 150
56 | 17 | 0 | 36.88% | 150
56 | 18 | 400 | 36.89% | 150
56 | 19 | 0 | 36.91% | 150
56 | 20 | 2050 | 36.92% | 150
56 | 21 | 350 | 36.93% | 150
56 | 22 | 600 | 36.95% | 150
56 | 23 | 1650 | 36.96% | 150
56 | 24 | 0 | 36.97% | 150
56 | 25 | 0 | 36.99% | 150
56 | 26 | 0 | 37% | 150
56 | 27 | 500 | 37.01% | 150
56 | 28 | 0 | 37.03% | 150
56 | 29 | 850 | 37.04% | 150
56 | 30 | 600 | 37.05% | 150
56 | 31 | 2600 | 37.07% | 150
56 | 32 | 1450 | 37.08% | 150
56 | 33 | 0 | 37.09% | 150
56 | 34 | 400 | 37.11% | 150
56 | 35 | 2100 | 37.12% | 150
56 | 36 | 500 | 37.13% | 150
56 | 37 | 250 | 37.15% | 150
56 | 38 | 2950 | 37.16% | 150
56 | 39 | 650 | 37.17% | 150
56 | 40 | 300 | 37.19% | 150
56 | 41 | 1750 | 37.2% | 150
56 | 42 | 400 | 37.21% | 150
56 | 43 | 0 | 37.23% | 150
56 | 44 | 250 | 37.24% | 150
56 | 45 | 1450 | 37.25% | 150
56 | 46 | 850 | 37.27% | 200
56 | 47 | 0 | 37.28% | 200
56 | 48 | 300 | 37.29% | 200
56 | 49 | 0 | 37.31% | 200
56 | 50 | 150 | 37.32% | 200
57 | 1 | 2050 | 37.33% | 200
57 | 2 | 650 | 37.35% | 200
57 | 3 | 0 | 37.36% | 200
57 | 4 | 1300 | 37.37% | 200
57 | 5 | 400 | 37.39% | 200
57 | 6 | 0 | 37.4% | 200
57 | 7 | 500 | 37.41% | 200
57 | 8 | 800 | 37.43% | 200
57 | 9 | 550 | 37.44% | 200
57 | 10 | 1700 | 37.45% | 200
57 | 11 | 300 | 37.47% | 200
57 | 12 | 250 | 37.48% | 200
57 | 13 | 100 | 37.49% | 200
57 | 14 | 1050 | 37.51% | 200
57 | 15 | 0 | 37.52% | 200
57 | 16 | 450 | 37.53% | 200
57 | 17 | 350 | 37.55% | 200
57 | 18 | 0 | 37.56% | 200
57 | 19 | 0 | 37.57% | 200
57 | 20 | 0 | 37.59% | 200
57 | 21 | 0 | 37.6% | 200
57 | 22 | 950 | 37.61% | 200
57 | 23 | 100 | 37.63% | 200
57 | 24 | 4450 | 37.64% | 200
57 | 25 | 700 | 37.65% | 200
57 | 26 | 7850 | 37.67% | 200
57 | 27 | 400 | 37.68% | 200
57 | 28 | 0 | 37.69% | 200
57 | 29 | 350 | 37.71% | 200
57 | 30 | 0 | 37.72% | 200
57 | 31 | 300 | 37.73% | 200
57 | 32 | 4100 | 37.75% | 200
57 | 33 | 0 | 37.76% | 200
57 | 34 | 50 | 37.77% | 200
57 | 35 | 550 | 37.79% | 200
57 | 36 | 0 | 37.8% | 200
57 | 37 | 50 | 37.81% | 200
57 | 38 | 250 | 37.83% | 200
57 | 39 | 8100 | 37.84% | 200
57 | 40 | 0 | 37.85% | 200
57 | 41 | 0 | 37.87% | 200
57 | 42 | 300 | 37.88% | 200
57 | 43 | 350 | 37.89% | 200
57 | 44 | 250 | 37.91% | 200
57 | 45 | 1600 | 37.92% | 200
57 | 46 | 250 | 37.93% | 200
57 | 47 | 150 | 37.95% | 200
57 | 48 | 3400 | 37.96% | 200
57 | 49 | 50 | 37.97% | 200
57 | 50 | 550 | 37.99% | 200
58 | 1 | 850 | 38% | 200
58 | 2 | 1300 | 38.01% | 200
58 | 3 | 0 | 38.03% | 200
58 | 4 | 100 | 38.04% | 200
58 | 5 | 0 | 38.05% | 200
58 | 6 | 450 | 38.07% | 200
58 | 7 | 2250 | 38.08% | 200
58 | 8 | 150 | 38.09% | 200
58 | 9 | 0 | 38.11% | 200
58 | 10 | 1800 | 38.12% | 200
58 | 11 | 850 | 38.13% | 200
58 | 12 | 1150 | 38.15% | 200
58 | 13 | 400 | 38.16% | 200
58 | 14 | 1050 | 38.17% | 200
58 | 15 | 500 | 38.19% | 200
58 | 16 | 900 | 38.2% | 200
58 | 17 | 2850 | 38.21% | 200
58 | 18 | 950 | 38.23% | 200
58 | 19 | 1950 | 38.24% | 200
58 | 20 | 150 | 38.25% | 200
58 | 21 | 0 | 38.27% | 200
58 | 22 | 150 | 38.28% | 200
58 | 23 | 700 | 38.29% | 200
58 | 24 | 400 | 38.31% | 200
58 | 25 | 0 | 38.32% | 200
58 | 26 | 600 | 38.33% | 200
58 | 27 | 1350 | 38.35% | 200
58 | 28 | 1750 | 38.36% | 200
58 | 29 | 1750 | 38.37% | 200
58 | 30 | 150 | 38.39% | 200
58 | 31 | 0 | 38.4% | 200
58 | 32 | 0 | 38.41% | 200
58 | 33 | 0 | 38.43% | 200
58 | 34 | 2400 | 38.44% | 200
58 | 35 | 0 | 38.45% | 200
58 | 36 | 750 | 38.47% | 200
58 | 37 | 3350 | 38.48% | 200
58 | 38 | 0 | 38.49% | 200
58 | 39 | 2700 | 38.51% | 200
58 | 40 | 50 | 38.52% | 200
58 | 41 | 4350 | 38.53% | 200
58 | 42 | 800 | 38.55% | 200
58 | 43 | 350 | 38.56% | 200
58 | 44 | 100 | 38.57% | 200
58 | 45 | 400 | 38.59% | 200
58 | 46 | 600 | 38.6% | 200
58 | 47 | 500 | 38.61% | 200
58 | 48 | 900 | 38.63% | 200
58 | 49 | 0 | 38.64% | 200
58 | 50 | 400 | 38.65% | 200
59 | 1 | 0 | 38.67% | 200
59 | 2 | 0 | 38.68% | 200
59 | 3 | 100 | 38.69% | 200
59 | 4 | 0 | 38.71% | 200
59 | 5 | 700 | 38.72% | 200
59 | 6 | 200 | 38.73% | 200
59 | 7 | 200 | 38.75% | 200
59 | 8 | 0 | 38.76% | 200
59 | 9 | 450 | 38.77% | 200
59 | 10 | 2800 | 38.79% | 200
59 | 11 | 300 | 38.8% | 200
59 | 12 | 100 | 38.81% | 200
59 | 13 | 150 | 38.83% | 200
59 | 14 | 400 | 38.84% | 200
59 | 15 | 450 | 38.85% | 200
59 | 16 | 100 | 38.87% | 200
59 | 17 | 950 | 38.88% | 200
59 | 18 | 0 | 38.89% | 200
59 | 19 | 200 | 38.91% | 200
59 | 20 | 850 | 38.92% | 200
59 | 21 | 800 | 38.93% | 200
59 | 22 | 300 | 38.95% | 200
59 | 23 | 1400 | 38.96% | 200
59 | 24 | 0 | 38.97% | 200
59 | 25 | 100 | 38.99% | 200
59 | 26 | 6150 | 39% | 200
59 | 27 | 850 | 39.01% | 200
59 | 28 | 4850 | 39.03% | 200
59 | 29 | 1150 | 39.04% | 200
59 | 30 | 350 | 39.05% | 200
59 | 31 | 450 | 39.07% | 200
59 | 32 | 0 | 39.08% | 200
59 | 33 | 0 | 39.09% | 200
59 | 34 | 0 | 39.11% | 200
59 | 35 | 0 | 39.12% | 200
59 | 36 | 1450 | 39.13% | 200
59 | 37 | 400 | 39.15% | 200
59 | 38 | 1850 | 39.16% | 200
59 | 39 | 0 | 39.17% | 200
59 | 40 | 0 | 39.19% | 200
59 | 41 | 200 | 39.2% | 200
59 | 42 | 100 | 39.21% | 200
59 | 43 | 2050 | 39.23% | 200
59 | 44 | 350 | 39.24% | 200
59 | 45 | 700 | 39.25% | 200
59 | 46 | 0 | 39.27% | 200
59 | 47 | 0 | 39.28% | 200
59 | 48 | 500 | 39.29% | 200
59 | 49 | 400 | 39.31% | 200
59 | 50 | 100 | 39.32% | 200
60 | 1 | 350 | 39.33% | 200
60 | 2 | 700 | 39.35% | 200
60 | 3 | 200 | 39.36% | 200
60 | 4 | 450 | 39.37% | 200
60 | 5 | 1000 | 39.39% | 200
60 | 6 | 800 | 39.4% | 200
60 | 7 | 2050 | 39.41% | 200
60 | 8 | 200 | 39.43% | 200
60 | 9 | 0 | 39.44% | 200
60 | 10 | 200 | 39.45% | 200
60 | 11 | 1050 | 39.47% | 200
60 | 12 | 150 | 39.48% | 200
60 | 13 | 50 | 39.49% | 200
60 | 14 | 1350 | 39.51% | 200
60 | 15 | 350 | 39.52% | 200
60 | 16 | 1950 | 39.53% | 200
60 | 17 | 1150 | 39.55% | 200
60 | 18 | 350 | 39.56% | 200
60 | 19 | 1350 | 39.57% | 200
60 | 20 | 0 | 39.59% | 200
60 | 21 | 3000 | 39.6% | 200
60 | 22 | 150 | 39.61% | 200
60 | 23 | 1250 | 39.63% | 200
60 | 24 | 100 | 39.64% | 200
60 | 25 | 300 | 39.65% | 200
60 | 26 | 0 | 39.67% | 200
60 | 27 | 1800 | 39.68% | 200
60 | 28 | 900 | 39.69% | 200
60 | 29 | 0 | 39.71% | 200
60 | 30 | 0 | 39.72% | 200
60 | 31 | 200 | 39.73% | 200
60 | 32 | 250 | 39.75% | 200
60 | 33 | 300 | 39.76% | 200
60 | 34 | 150 | 39.77% | 200
60 | 35 | 2450 | 39.79% | 200
60 | 36 | 400 | 39.8% | 200
60 | 37 | 1600 | 39.81% | 200
60 | 38 | 700 | 39.83% | 200
60 | 39 | 650 | 39.84% | 200
60 | 40 | 400 | 39.85% | 200
60 | 41 | 450 | 39.87% | 200
60 | 42 | 300 | 39.88% | 200
60 | 43 | 5050 | 39.89% | 200
60 | 44 | 650 | 39.91% | 200
60 | 45 | 200 | 39.92% | 200
60 | 46 | 200 | 39.93% | 200
60 | 47 | 0 | 39.95% | 200
60 | 48 | 400 | 39.96% | 200
60 | 49 | 150 | 39.97% | 200
60 | 50 | 150 | 39.99% | 200
61 | 1 | 2250 | 40% | 200
61 | 2 | 350 | 40.01% | 200
61 | 3 | 400 | 40.03% | 200
61 | 4 | 0 | 40.04% | 200
61 | 5 | 850 | 40.05% | 200
61 | 6 | 1900 | 40.07% | 200
61 | 7 | 850 | 40.08% | 200
61 | 8 | 2200 | 40.09% | 200
61 | 9 | 100 | 40.11% | 200
61 | 10 | 0 | 40.12% | 200
61 | 11 | 50 | 40.13% | 200
61 | 12 | 1100 | 40.15% | 200
61 | 13 | 250 | 40.16% | 200
61 | 14 | 350 | 40.17% | 200
61 | 15 | 600 | 40.19% | 200
61 | 16 | 0 | 40.2% | 200
61 | 17 | 0 | 40.21% | 200
61 | 18 | 600 | 40.23% | 200
61 | 19 | 650 | 40.24% | 200
61 | 20 | 5150 | 40.25% | 200
61 | 21 | 3350 | 40.27% | 200
61 | 22 | 50 | 40.28% | 200
61 | 23 | 850 | 40.29% | 200
61 | 24 | 1100 | 40.31% | 200
61 | 25 | 1250 | 40.32% | 200
61 | 26 | 0 | 40.33% | 200
61 | 27 | 400 | 40.35% | 200
61 | 28 | 500 | 40.36% | 200
61 | 29 | 0 | 40.37% | 200
61 | 30 | 50 | 40.39% | 200
61 | 31 | 1550 | 40.4% | 200
61 | 32 | 150 | 40.41% | 200
61 | 33 | 700 | 40.43% | 200
61 | 34 | 200 | 40.44% | 200
61 | 35 | 0 | 40.45% | 200
61 | 36 | 0 | 40.47% | 200
61 | 37 | 300 | 40.48% | 200
61 | 38 | 0 | 40.49% | 200
61 | 39 | 1200 | 40.51% | 200
61 | 40 | 450 | 40.52% | 200
61 | 41 | 10500 | 40.53% | 200
61 | 42 | 600 | 40.55% | 200
61 | 43 | 0 | 40.56% | 200
61 | 44 | 0 | 40.57% | 200
61 | 45 | 800 | 40.59% | 200
61 | 46 | 700 | 40.6% | 200
61 | 47 | 100 | 40.61% | 200
61 | 48 | 750 | 40.63% | 200
61 | 49 | 0 | 40.64% | 200
61 | 50 | 450 | 40.65% | 200
62 | 1 | 100 | 40.67% | 200
62 | 2 | 650 | 40.68% | 200
62 | 3 | 1400 | 40.69% | 200
62 | 4 | 2250 | 40.71% | 200
62 | 5 | 3400 | 40.72% | 200
62 | 6 | 400 | 40.73% | 200
62 | 7 | 0 | 40.75% | 200
62 | 8 | 2250 | 40.76% | 200
62 | 9 | 0 | 40.77% | 200
62 | 10 | 1500 | 40.79% | 250
62 | 11 | 450 | 40.8% | 250
62 | 12 | 0 | 40.81% | 250
62 | 13 | 400 | 40.83% | 250
62 | 14 | 8900 | 40.84% | 250
62 | 15 | 2950 | 40.85% | 250
62 | 16 | 0 | 40.87% | 250
62 | 17 | 1050 | 40.88% | 250
62 | 18 | 150 | 40.89% | 250
62 | 19 | 1900 | 40.91% | 250
62 | 20 | 0 | 40.92% | 250
62 | 21 | 0 | 40.93% | 250
62 | 22 | 0 | 40.95% | 250
62 | 23 | 100 | 40.96% | 250
62 | 24 | 0 | 40.97% | 250
62 | 25 | 750 | 40.99% | 250
62 | 26 | 250 | 41% | 250
62 | 27 | 1200 | 41.01% | 250
62 | 28 | 0 | 41.03% | 250
62 | 29 | 200 | 41.04% | 250
62 | 30 | 50 | 41.05% | 250
62 | 31 | 700 | 41.07% | 250
62 | 32 | 150 | 41.08% | 250
62 | 33 | 350 | 41.09% | 250
62 | 34 | 350 | 41.11% | 250
62 | 35 | 0 | 41.12% | 250
62 | 36 | 3300 | 41.13% | 250
62 | 37 | 950 | 41.15% | 250
62 | 38 | 300 | 41.16% | 250
62 | 39 | 1300 | 41.17% | 250
62 | 40 | 0 | 41.19% | 250
62 | 41 | 0 | 41.2% | 250
62 | 42 | 700 | 41.21% | 250
62 | 43 | 300 | 41.23% | 250
62 | 44 | 0 | 41.24% | 250
62 | 45 | 950 | 41.25% | 250
62 | 46 | 600 | 41.27% | 250
62 | 47 | 400 | 41.28% | 250
62 | 48 | 450 | 41.29% | 250
62 | 49 | 650 | 41.31% | 250
62 | 50 | 0 | 41.32% | 250
63 | 1 | 800 | 41.33% | 250
63 | 2 | 0 | 41.35% | 250
63 | 3 | 100 | 41.36% | 250
63 | 4 | 0 | 41.37% | 250
63 | 5 | 0 | 41.39% | 250
63 | 6 | 900 | 41.4% | 250
63 | 7 | 350 | 41.41% | 250
63 | 8 | 0 | 41.43% | 250
63 | 9 | 600 | 41.44% | 250
63 | 10 | 600 | 41.45% | 250
63 | 11 | 900 | 41.47% | 250
63 | 12 | 50 | 41.48% | 250
63 | 13 | 2100 | 41.49% | 250
63 | 14 | 700 | 41.51% | 250
63 | 15 | 450 | 41.52% | 250
63 | 16 | 0 | 41.53% | 250
63 | 17 | 0 | 41.55% | 250
63 | 18 | 400 | 41.56% | 250
63 | 19 | 150 | 41.57% | 250
63 | 20 | 2050 | 41.59% | 250
63 | 21 | 850 | 41.6% | 250
63 | 22 | 750 | 41.61% | 250
63 | 23 | 5650 | 41.63% | 250
63 | 24 | 350 | 41.64% | 250
63 | 25 | 650 | 41.65% | 250
63 | 26 | 3100 | 41.67% | 250
63 | 27 | 1150 | 41.68% | 250
63 | 28 | 200 | 41.69% | 250
63 | 29 | 850 | 41.71% | 250
63 | 30 | 1350 | 41.72% | 250
63 | 31 | 1200 | 41.73% | 250
63 | 32 | 1050 | 41.75% | 250
63 | 33 | 0 | 41.76% | 250
63 | 34 | 0 | 41.77% | 250
63 | 35 | 250 | 41.79% | 250
63 | 36 | 2150 | 41.8% | 250
63 | 37 | 150 | 41.81% | 250
63 | 38 | 150 | 41.83% | 250
63 | 39 | 3050 | 41.84% | 250
63 | 40 | 50 | 41.85% | 250
63 | 41 | 1750 | 41.87% | 250
63 | 42 | 2150 | 41.88% | 250
63 | 43 | 100 | 41.89% | 250
63 | 44 | 300 | 41.91% | 250
63 | 45 | 0 | 41.92% | 250
63 | 46 | 0 | 41.93% | 250
63 | 47 | 3850 | 41.95% | 250
63 | 48 | 300 | 41.96% | 250
63 | 49 | 50 | 41.97% | 250
63 | 50 | 250 | 41.99% | 250
64 | 1 | 100 | 42% | 250
64 | 2 | 0 | 42.01% | 250
64 | 3 | 0 | 42.03% | 250
64 | 4 | 250 | 42.04% | 250
64 | 5 | 100 | 42.05% | 250
64 | 6 | 400 | 42.07% | 250
64 | 7 | 50 | 42.08% | 250
64 | 8 | 100 | 42.09% | 250
64 | 9 | 0 | 42.11% | 250
64 | 10 | 350 | 42.12% | 250
64 | 11 | 250 | 42.13% | 250
64 | 12 | 700 | 42.15% | 250
64 | 13 | 550 | 42.16% | 250
64 | 14 | 0 | 42.17% | 250
64 | 15 | 0 | 42.19% | 250
64 | 16 | 0 | 42.2% | 250
64 | 17 | 0 | 42.21% | 250
64 | 18 | 0 | 42.23% | 250
64 | 19 | 50 | 42.24% | 250
64 | 20 | 0 | 42.25% | 250
64 | 21 | 750 | 42.27% | 250
64 | 22 | 650 | 42.28% | 250
64 | 23 | 0 | 42.29% | 250
64 | 24 | 100 | 42.31% | 250
64 | 25 | 150 | 42.32% | 250
64 | 26 | 200 | 42.33% | 250
64 | 27 | 700 | 42.35% | 250
64 | 28 | 3550 | 42.36% | 250
64 | 29 | 550 | 42.37% | 250
64 | 30 | 100 | 42.39% | 250
64 | 31 | 0 | 42.4% | 250
64 | 32 | 0 | 42.41% | 250
64 | 33 | 0 | 42.43% | 250
64 | 34 | 200 | 42.44% | 250
64 | 35 | 1150 | 42.45% | 250
64 | 36 | 150 | 42.47% | 250
64 | 37 | 600 | 42.48% | 250
64 | 38 | 0 | 42.49% | 250
64 | 39 | 0 | 42.51% | 250
64 | 40 | 1000 | 42.52% | 250
64 | 41 | 1400 | 42.53% | 250
64 | 42 | 350 | 42.55% | 250
64 | 43 | 1050 | 42.56% | 250
64 | 44 | 0 | 42.57% | 250
64 | 45 | 1650 | 42.59% | 250
64 | 46 | 0 | 42.6% | 250
64 | 47 | 350 | 42.61% | 250
64 | 48 | 0 | 42.63% | 250
64 | 49 | 0 | 42.64% | 250
64 | 50 | 0 | 42.65% | 250
65 | 1 | 250 | 42.67% | 250
65 | 2 | 1950 | 42.68% | 250
65 | 3 | 700 | 42.69% | 250
65 | 4 | 500 | 42.71% | 250
65 | 5 | 200 | 42.72% | 250
65 | 6 | 0 | 42.73% | 250
65 | 7 | 500 | 42.75% | 250
65 | 8 | 3600 | 42.76% | 250
65 | 9 | 200 | 42.77% | 250
65 | 10 | 900 | 42.79% | 250
65 | 11 | 250 | 42.8% | 250
65 | 12 | 700 | 42.81% | 250
65 | 13 | 200 | 42.83% | 250
65 | 14 | 1350 | 42.84% | 250
65 | 15 | 50 | 42.85% | 250
65 | 16 | 200 | 42.87% | 250
65 | 17 | 1300 | 42.88% | 250
65 | 18 | 150 | 42.89% | 250
65 | 19 | 350 | 42.91% | 250
65 | 20 | 100 | 42.92% | 250
65 | 21 | 1600 | 42.93% | 250
65 | 22 | 550 | 42.95% | 250
65 | 23 | 600 | 42.96% | 250
65 | 24 | 550 | 42.97% | 250
65 | 25 | 300 | 42.99% | 250
65 | 26 | 50 | 43% | 250
65 | 27 | 1500 | 43.01% | 250
65 | 28 | 3300 | 43.03% | 250
65 | 29 | 650 | 43.04% | 250
65 | 30 | 200 | 43.05% | 250
65 | 31 | 300 | 43.07% | 250
65 | 32 | 250 | 43.08% | 250
65 | 33 | 750 | 43.09% | 250
65 | 34 | 1250 | 43.11% | 250
65 | 35 | 6500 | 43.12% | 250
65 | 36 | 150 | 43.13% | 250
65 | 37 | 600 | 43.15% | 250
65 | 38 | 350 | 43.16% | 250
65 | 39 | 250 | 43.17% | 250
65 | 40 | 750 | 43.19% | 250
65 | 41 | 1650 | 43.2% | 250
65 | 42 | 1150 | 43.21% | 250
65 | 43 | 1300 | 43.23% | 250
65 | 44 | 50 | 43.24% | 250
65 | 45 | 0 | 43.25% | 250
65 | 46 | 100 | 43.27% | 250
65 | 47 | 0 | 43.28% | 250
65 | 48 | 4300 | 43.29% | 250
65 | 49 | 200 | 43.31% | 250
65 | 50 | 200 | 43.32% | 250
66 | 1 | 0 | 43.33% | 250
66 | 2 | 0 | 43.35% | 250
66 | 3 | 0 | 43.36% | 250
66 | 4 | 0 | 43.37% | 250
66 | 5 | 350 | 43.39% | 250
66 | 6 | 0 | 43.4% | 250
66 | 7 | 50 | 43.41% | 250
66 | 8 | 0 | 43.43% | 250
66 | 9 | 250 | 43.44% | 250
66 | 10 | 150 | 43.45% | 250
66 | 11 | 0 | 43.47% | 250
66 | 12 | 700 | 43.48% | 250
66 | 13 | 400 | 43.49% | 250
66 | 14 | 0 | 43.51% | 250
66 | 15 | 0 | 43.52% | 250
66 | 16 | 500 | 43.53% | 250
66 | 17 | 250 | 43.55% | 250
66 | 18 | 0 | 43.56% | 250
66 | 19 | 1150 | 43.57% | 250
66 | 20 | 2900 | 43.59% | 250
66 | 21 | 200 | 43.6% | 250
66 | 22 | 0 | 43.61% | 250
66 | 23 | 300 | 43.63% | 250
66 | 24 | 1150 | 43.64% | 250
66 | 25 | 850 | 43.65% | 250
66 | 26 | 350 | 43.67% | 250
66 | 27 | 0 | 43.68% | 250
66 | 28 | 0 | 43.69% | 250
66 | 29 | 550 | 43.71% | 250
66 | 30 | 0 | 43.72% | 250
66 | 31 | 700 | 43.73% | 250
66 | 32 | 0 | 43.75% | 250
66 | 33 | 7150 | 43.76% | 250
66 | 34 | 800 | 43.77% | 250
66 | 35 | 0 | 43.79% | 250
66 | 36 | 2050 | 43.8% | 250
66 | 37 | 3250 | 43.81% | 250
66 | 38 | 0 | 43.83% | 250
66 | 39 | 350 | 43.84% | 250
66 | 40 | 0 | 43.85% | 250
66 | 41 | 650 | 43.87% | 250
66 | 42 | 50 | 43.88% | 250
66 | 43 | 0 | 43.89% | 250
66 | 44 | 1000 | 43.91% | 250
66 | 45 | 1750 | 43.92% | 250
66 | 46 | 500 | 43.93% | 250
66 | 47 | 0 | 43.95% | 250
66 | 48 | 0 | 43.96% | 250
66 | 49 | 350 | 43.97% | 250
66 | 50 | 250 | 43.99% | 250
67 | 1 | 100 | 44% | 250
67 | 2 | 150 | 44.01% | 250
67 | 3 | 6600 | 44.03% | 250
67 | 4 | 800 | 44.04% | 250
67 | 5 | 50 | 44.05% | 250
67 | 6 | 50 | 44.07% | 250
67 | 7 | 2850 | 44.08% | 250
67 | 8 | 850 | 44.09% | 250
67 | 9 | 950 | 44.11% | 250
67 | 10 | 200 | 44.12% | 250
67 | 11 | 0 | 44.13% | 250
67 | 12 | 1350 | 44.15% | 250
67 | 13 | 3100 | 44.16% | 250
67 | 14 | 450 | 44.17% | 250
67 | 15 | 150 | 44.19% | 250
67 | 16 | 100 | 44.2% | 250
67 | 17 | 150 | 44.21% | 250
67 | 18 | 150 | 44.23% | 250
67 | 19 | 200 | 44.24% | 250
67 | 20 | 0 | 44.25% | 250
67 | 21 | 950 | 44.27% | 300
67 | 22 | 950 | 44.28% | 300
67 | 23 | 1550 | 44.29% | 300
67 | 24 | 0 | 44.31% | 300
67 | 25 | 650 | 44.32% | 300
67 | 26 | 250 | 44.33% | 300
67 | 27 | 350 | 44.35% | 300
67 | 28 | 1050 | 44.36% | 300
67 | 29 | 0 | 44.37% | 300
67 | 30 | 0 | 44.39% | 300
67 | 31 | 400 | 44.4% | 300
67 | 32 | 1200 | 44.41% | 300
67 | 33 | 650 | 44.43% | 300
67 | 34 | 1350 | 44.44% | 300
67 | 35 | 200 | 44.45% | 300
67 | 36 | 250 | 44.47% | 300
67 | 37 | 500 | 44.48% | 300
67 | 38 | 1100 | 44.49% | 300
67 | 39 | 650 | 44.51% | 300
67 | 40 | 1400 | 44.52% | 300
67 | 41 | 1250 | 44.53% | 300
67 | 42 | 50 | 44.55% | 300
67 | 43 | 550 | 44.56% | 300
67 | 44 | 1200 | 44.57% | 300
67 | 45 | 250 | 44.59% | 300
67 | 46 | 600 | 44.6% | 300
67 | 47 | 1600 | 44.61% | 300
67 | 48 | 1600 | 44.63% | 300
67 | 49 | 1600 | 44.64% | 300
67 | 50 | 0 | 44.65% | 300
68 | 1 | 150 | 44.67% | 300
68 | 2 | 950 | 44.68% | 300
68 | 3 | 0 | 44.69% | 300
68 | 4 | 8050 | 44.71% | 300
68 | 5 | 3450 | 44.72% | 300
68 | 6 | 50 | 44.73% | 300
68 | 7 | 0 | 44.75% | 300
68 | 8 | 1450 | 44.76% | 300
68 | 9 | 750 | 44.77% | 300
68 | 10 | 8550 | 44.79% | 300
68 | 11 | 0 | 44.8% | 300
68 | 12 | 0 | 44.81% | 300
68 | 13 | 1900 | 44.83% | 300
68 | 14 | 1350 | 44.84% | 300
68 | 15 | 550 | 44.85% | 300
68 | 16 | 250 | 44.87% | 300
68 | 17 | 2800 | 44.88% | 300
68 | 18 | 0 | 44.89% | 300
68 | 19 | 100 | 44.91% | 300
68 | 20 | 550 | 44.92% | 300
68 | 21 | 350 | 44.93% | 300
68 | 22 | 0 | 44.95% | 300
68 | 23 | 800 | 44.96% | 300
68 | 24 | 150 | 44.97% | 300
68 | 25 | 100 | 44.99% | 300
68 | 26 | 400 | 45% | 300
68 | 27 | 700 | 45.01% | 300
68 | 28 | 150 | 45.03% | 300
68 | 29 | 500 | 45.04% | 300
68 | 30 | 350 | 45.05% | 300
68 | 31 | 0 | 45.07% | 300
68 | 32 | 500 | 45.08% | 300
68 | 33 | 950 | 45.09% | 300
68 | 34 | 0 | 45.11% | 300
68 | 35 | 250 | 45.12% | 300
68 | 36 | 0 | 45.13% | 300
68 | 37 | 0 | 45.15% | 300
68 | 38 | 450 | 45.16% | 300
68 | 39 | 350 | 45.17% | 300
68 | 40 | 500 | 45.19% | 300
68 | 41 | 0 | 45.2% | 300
68 | 42 | 900 | 45.21% | 300
68 | 43 | 1150 | 45.23% | 300
68 | 44 | 150 | 45.24% | 300
68 | 45 | 0 | 45.25% | 300
68 | 46 | 1100 | 45.27% | 300
68 | 47 | 750 | 45.28% | 300
68 | 48 | 2500 | 45.29% | 300
68 | 49 | 50 | 45.31% | 300
68 | 50 | 100 | 45.32% | 300
69 | 1 | 0 | 45.33% | 300
69 | 2 | 950 | 45.35% | 300
69 | 3 | 200 | 45.36% | 300
69 | 4 | 50 | 45.37% | 300
69 | 5 | 1050 | 45.39% | 300
69 | 6 | 950 | 45.4% | 300
69 | 7 | 800 | 45.41% | 300
69 | 8 | 1800 | 45.43% | 300
69 | 9 | 50 | 45.44% | 300
69 | 10 | 18500 | 45.45% | 300
69 | 11 | 350 | 45.47% | 300
69 | 12 | 5950 | 45.48% | 300
69 | 13 | 0 | 45.49% | 300
69 | 14 | 1100 | 45.51% | 300
69 | 15 | 1650 | 45.52% | 300
69 | 16 | 2600 | 45.53% | 300
69 | 17 | 750 | 45.55% | 300
69 | 18 | 5300 | 45.56% | 300
69 | 19 | 600 | 45.57% | 300
69 | 20 | 100 | 45.59% | 300
69 | 21 | 0 | 45.6% | 300
69 | 22 | 650 | 45.61% | 300
69 | 23 | 50 | 45.63% | 300
69 | 24 | 2250 | 45.64% | 300
69 | 25 | 250 | 45.65% | 300
69 | 26 | 350 | 45.67% | 300
69 | 27 | 2450 | 45.68% | 300
69 | 28 | 700 | 45.69% | 300
69 | 29 | 0 | 45.71% | 300
69 | 30 | 550 | 45.72% | 300
69 | 31 | 800 | 45.73% | 300
69 | 32 | 150 | 45.75% | 300
69 | 33 | 0 | 45.76% | 300
69 | 34 | 3600 | 45.77% | 300
69 | 35 | 2100 | 45.79% | 300
69 | 36 | 950 | 45.8% | 300
69 | 37 | 5150 | 45.81% | 300
69 | 38 | 300 | 45.83% | 300
69 | 39 | 150 | 45.84% | 300
69 | 40 | 650 | 45.85% | 300
69 | 41 | 1500 | 45.87% | 300
69 | 42 | 150 | 45.88% | 300
69 | 43 | 600 | 45.89% | 300
69 | 44 | 150 | 45.91% | 300
69 | 45 | 200 | 45.92% | 300
69 | 46 | 0 | 45.93% | 300
69 | 47 | 500 | 45.95% | 300
69 | 48 | 650 | 45.96% | 300
69 | 49 | 200 | 45.97% | 300
69 | 50 | 0 | 45.99% | 300
70 | 1 | 0 | 46% | 300
70 | 2 | 100 | 46.01% | 300
70 | 3 | 350 | 46.03% | 300
70 | 4 | 200 | 46.04% | 300
70 | 5 | 0 | 46.05% | 300
70 | 6 | 850 | 46.07% | 300
70 | 7 | 50 | 46.08% | 300
70 | 8 | 0 | 46.09% | 300
70 | 9 | 2550 | 46.11% | 300
70 | 10 | 6350 | 46.12% | 300
70 | 11 | 200 | 46.13% | 300
70 | 12 | 350 | 46.15% | 300
70 | 13 | 250 | 46.16% | 300
70 | 14 | 150 | 46.17% | 300
70 | 15 | 700 | 46.19% | 300
70 | 16 | 0 | 46.2% | 300
70 | 17 | 0 | 46.21% | 300
70 | 18 | 100 | 46.23% | 300
70 | 19 | 300 | 46.24% | 300
70 | 20 | 0 | 46.25% | 300
70 | 21 | 0 | 46.27% | 300
70 | 22 | 300 | 46.28% | 300
70 | 23 | 700 | 46.29% | 300
70 | 24 | 100 | 46.31% | 300
70 | 25 | 0 | 46.32% | 300
70 | 26 | 0 | 46.33% | 300
70 | 27 | 0 | 46.35% | 300
70 | 28 | 0 | 46.36% | 300
70 | 29 | 250 | 46.37% | 300
70 | 30 | 0 | 46.39% | 300
70 | 31 | 0 | 46.4% | 300
70 | 32 | 0 | 46.41% | 300
70 | 33 | 0 | 46.43% | 300
70 | 34 | 1100 | 46.44% | 300
70 | 35 | 100 | 46.45% | 300
70 | 36 | 0 | 46.47% | 300
70 | 37 | 0 | 46.48% | 300
70 | 38 | 5600 | 46.49% | 300
70 | 39 | 0 | 46.51% | 300
70 | 40 | 0 | 46.52% | 300
70 | 41 | 0 | 46.53% | 300
70 | 42 | 0 | 46.55% | 300
70 | 43 | 1250 | 46.56% | 300
70 | 44 | 150 | 46.57% | 300
70 | 45 | 450 | 46.59% | 300
70 | 46 | 100 | 46.6% | 300
70 | 47 | 2700 | 46.61% | 300
70 | 48 | 150 | 46.63% | 300
70 | 49 | 0 | 46.64% | 300
70 | 50 | 0 | 46.65% | 300
71 | 1 | 2350 | 46.67% | 300
71 | 2 | 50 | 46.68% | 300
71 | 3 | 0 | 46.69% | 300
71 | 4 | 1250 | 46.71% | 300
71 | 5 | 700 | 46.72% | 300
71 | 6 | 850 | 46.73% | 300
71 | 7 | 350 | 46.75% | 300
71 | 8 | 0 | 46.76% | 300
71 | 9 | 600 | 46.77% | 300
71 | 10 | 900 | 46.79% | 300
71 | 11 | 0 | 46.8% | 300
71 | 12 | 100 | 46.81% | 300
71 | 13 | 200 | 46.83% | 300
71 | 14 | 0 | 46.84% | 300
71 | 15 | 100 | 46.85% | 300
71 | 16 | 200 | 46.87% | 300
71 | 17 | 100 | 46.88% | 300
71 | 18 | 0 | 46.89% | 300
71 | 19 | 0 | 46.91% | 300
71 | 20 | 250 | 46.92% | 300
71 | 21 | 100 | 46.93% | 300
71 | 22 | 2000 | 46.95% | 300
71 | 23 | 200 | 46.96% | 300
71 | 24 | 0 | 46.97% | 300
71 | 25 | 200 | 46.99% | 300
71 | 26 | 150 | 47% | 300
71 | 27 | 0 | 47.01% | 300
71 | 28 | 200 | 47.03% | 300
71 | 29 | 3550 | 47.04% | 300
71 | 30 | 700 | 47.05% | 300
71 | 31 | 200 | 47.07% | 300
71 | 32 | 1350 | 47.08% | 300
71 | 33 | 0 | 47.09% | 300
71 | 34 | 0 | 47.11% | 300
71 | 35 | 0 | 47.12% | 300
71 | 36 | 0 | 47.13% | 300
71 | 37 | 0 | 47.15% | 300
71 | 38 | 350 | 47.16% | 300
71 | 39 | 0 | 47.17% | 300
71 | 40 | 0 | 47.19% | 300
71 | 41 | 600 | 47.2% | 300
71 | 42 | 2050 | 47.21% | 300
71 | 43 | 0 | 47.23% | 300
71 | 44 | 50 | 47.24% | 300
71 | 45 | 0 | 47.25% | 300
71 | 46 | 150 | 47.27% | 300
71 | 47 | 150 | 47.28% | 300
71 | 48 | 700 | 47.29% | 300
71 | 49 | 650 | 47.31% | 300
71 | 50 | 1900 | 47.32% | 300
72 | 1 | 350 | 47.33% | 300
72 | 2 | 1600 | 47.35% | 300
72 | 3 | 350 | 47.36% | 300
72 | 4 | 150 | 47.37% | 300
72 | 5 | 750 | 47.39% | 300
72 | 6 | 1350 | 47.4% | 300
72 | 7 | 1100 | 47.41% | 300
72 | 8 | 0 | 47.43% | 300
72 | 9 | 2250 | 47.44% | 300
72 | 10 | 600 | 47.45% | 300
72 | 11 | 0 | 47.47% | 300
72 | 12 | 950 | 47.48% | 300
72 | 13 | 7000 | 47.49% | 300
72 | 14 | 500 | 47.51% | 350
72 | 15 | 50 | 47.52% | 350
72 | 16 | 250 | 47.53% | 350
72 | 17 | 350 | 47.55% | 350
72 | 18 | 250 | 47.56% | 350
72 | 19 | 0 | 47.57% | 350
72 | 20 | 4100 | 47.59% | 350
72 | 21 | 450 | 47.6% | 350
72 | 22 | 100 | 47.61% | 350
72 | 23 | 0 | 47.63% | 350
72 | 24 | 50 | 47.64% | 350
72 | 25 | 1050 | 47.65% | 350
72 | 26 | 500 | 47.67% | 350
72 | 27 | 3950 | 47.68% | 350
72 | 28 | 2000 | 47.69% | 350
72 | 29 | 200 | 47.71% | 350
72 | 30 | 0 | 47.72% | 350
72 | 31 | 2350 | 47.73% | 350
72 | 32 | 1000 | 47.75% | 350
72 | 33 | 50 | 47.76% | 350
72 | 34 | 550 | 47.77% | 350
72 | 35 | 750 | 47.79% | 350
72 | 36 | 500 | 47.8% | 350
72 | 37 | 500 | 47.81% | 350
72 | 38 | 0 | 47.83% | 350
72 | 39 | 350 | 47.84% | 350
72 | 40 | 0 | 47.85% | 350
72 | 41 | 500 | 47.87% | 350
72 | 42 | 1800 | 47.88% | 350
72 | 43 | 2800 | 47.89% | 350
72 | 44 | 0 | 47.91% | 350
72 | 45 | 300 | 47.92% | 350
72 | 46 | 100 | 47.93% | 350
72 | 47 | 0 | 47.95% | 350
72 | 48 | 1700 | 47.96% | 350
72 | 49 | 700 | 47.97% | 350
72 | 50 | 100 | 47.99% | 350
73 | 1 | 850 | 48% | 350
73 | 2 | 350 | 48.01% | 350
73 | 3 | 1900 | 48.03% | 350
73 | 4 | 100 | 48.04% | 350
73 | 5 | 2450 | 48.05% | 350
73 | 6 | 4200 | 48.07% | 350
73 | 7 | 2900 | 48.08% | 350
73 | 8 | 0 | 48.09% | 350
73 | 9 | 450 | 48.11% | 350
73 | 10 | 100 | 48.12% | 350
73 | 11 | 800 | 48.13% | 350
73 | 12 | 4150 | 48.15% | 350
73 | 13 | 0 | 48.16% | 350
73 | 14 | 250 | 48.17% | 350
73 | 15 | 5550 | 48.19% | 350
73 | 16 | 5300 | 48.2% | 350
73 | 17 | 50 | 48.21% | 350
73 | 18 | 350 | 48.23% | 350
73 | 19 | 2150 | 48.24% | 350
73 | 20 | 50 | 48.25% | 350
73 | 21 | 0 | 48.27% | 350
73 | 22 | 0 | 48.28% | 350
73 | 23 | 1350 | 48.29% | 350
73 | 24 | 2050 | 48.31% | 350
73 | 25 | 800 | 48.32% | 350
73 | 26 | 700 | 48.33% | 350
73 | 27 | 300 | 48.35% | 350
73 | 28 | 0 | 48.36% | 350
73 | 29 | 450 | 48.37% | 350
73 | 30 | 0 | 48.39% | 350
73 | 31 | 100 | 48.4% | 350
73 | 32 | 1000 | 48.41% | 350
73 | 33 | 500 | 48.43% | 350
73 | 34 | 250 | 48.44% | 350
73 | 35 | 1500 | 48.45% | 350
73 | 36 | 50 | 48.47% | 350
73 | 37 | 650 | 48.48% | 350
73 | 38 | 0 | 48.49% | 350
73 | 39 | 250 | 48.51% | 350
73 | 40 | 750 | 48.52% | 350
73 | 41 | 950 | 48.53% | 350
73 | 42 | 250 | 48.55% | 350
73 | 43 | 250 | 48.56% | 350
73 | 44 | 450 | 48.57% | 350
73 | 45 | 800 | 48.59% | 350
73 | 46 | 1050 | 48.6% | 350
73 | 47 | 0 | 48.61% | 350
73 | 48 | 1500 | 48.63% | 350
73 | 49 | 2300 | 48.64% | 350
73 | 50 | 2550 | 48.65% | 350
74 | 1 | 5250 | 48.67% | 350
74 | 2 | 0 | 48.68% | 350
74 | 3 | 0 | 48.69% | 350
74 | 4 | 850 | 48.71% | 350
74 | 5 | 1050 | 48.72% | 350
74 | 6 | 700 | 48.73% | 350
74 | 7 | 1400 | 48.75% | 350
74 | 8 | 2900 | 48.76% | 350
74 | 9 | 900 | 48.77% | 350
74 | 10 | 400 | 48.79% | 350
74 | 11 | 200 | 48.8% | 350
74 | 12 | 650 | 48.81% | 350
74 | 13 | 0 | 48.83% | 350
74 | 14 | 250 | 48.84% | 350
74 | 15 | 0 | 48.85% | 350
74 | 16 | 400 | 48.87% | 350
74 | 17 | 450 | 48.88% | 350
74 | 18 | 50 | 48.89% | 350
74 | 19 | 150 | 48.91% | 350
74 | 20 | 1250 | 48.92% | 350
74 | 21 | 1350 | 48.93% | 350
74 | 22 | 9250 | 48.95% | 350
74 | 23 | 1500 | 48.96% | 350
74 | 24 | 350 | 48.97% | 350
74 | 25 | 0 | 48.99% | 350
74 | 26 | 250 | 49% | 350
74 | 27 | 0 | 49.01% | 350
74 | 28 | 0 | 49.03% | 350
74 | 29 | 500 | 49.04% | 350
74 | 30 | 200 | 49.05% | 350
74 | 31 | 2450 | 49.07% | 350
74 | 32 | 100 | 49.08% | 350
74 | 33 | 150 | 49.09% | 350
74 | 34 | 250 | 49.11% | 350
74 | 35 | 350 | 49.12% | 350
74 | 36 | 450 | 49.13% | 350
74 | 37 | 800 | 49.15% | 350
74 | 38 | 350 | 49.16% | 350
74 | 39 | 3250 | 49.17% | 350
74 | 40 | 200 | 49.19% | 350
74 | 41 | 250 | 49.2% | 350
74 | 42 | 100 | 49.21% | 350
74 | 43 | 0 | 49.23% | 350
74 | 44 | 0 | 49.24% | 350
74 | 45 | 2100 | 49.25% | 350
74 | 46 | 600 | 49.27% | 350
74 | 47 | 0 | 49.28% | 350
74 | 48 | 200 | 49.29% | 350
74 | 49 | 1950 | 49.31% | 350
74 | 50 | 1250 | 49.32% | 350
75 | 1 | 0 | 49.33% | 350
75 | 2 | 600 | 49.35% | 350
75 | 3 | 2000 | 49.36% | 350
75 | 4 | 0 | 49.37% | 350
75 | 5 | 50 | 49.39% | 350
75 | 6 | 250 | 49.4% | 350
75 | 7 | 450 | 49.41% | 350
75 | 8 | 0 | 49.43% | 350
75 | 9 | 8850 | 49.44% | 350
75 | 10 | 250 | 49.45% | 350
75 | 11 | 250 | 49.47% | 350
75 | 12 | 650 | 49.48% | 350
75 | 13 | 0 | 49.49% | 350
75 | 14 | 0 | 49.51% | 350
75 | 15 | 450 | 49.52% | 350
75 | 16 | 200 | 49.53% | 350
75 | 17 | 1000 | 49.55% | 350
75 | 18 | 50 | 49.56% | 350
75 | 19 | 400 | 49.57% | 350
75 | 20 | 0 | 49.59% | 350
75 | 21 | 0 | 49.6% | 350
75 | 22 | 550 | 49.61% | 350
75 | 23 | 0 | 49.63% | 350
75 | 24 | 1100 | 49.64% | 350
75 | 25 | 150 | 49.65% | 350
75 | 26 | 50 | 49.67% | 350
75 | 27 | 0 | 49.68% | 350
75 | 28 | 400 | 49.69% | 350
75 | 29 | 0 | 49.71% | 350
75 | 30 | 100 | 49.72% | 350
75 | 31 | 100 | 49.73% | 350
75 | 32 | 1200 | 49.75% | 350
75 | 33 | 0 | 49.76% | 350
75 | 34 | 0 | 49.77% | 350
75 | 35 | 0 | 49.79% | 350
75 | 36 | 0 | 49.8% | 350
75 | 37 | 250 | 49.81% | 350
75 | 38 | 50 | 49.83% | 350
75 | 39 | 0 | 49.84% | 350
75 | 40 | 100 | 49.85% | 350
75 | 41 | 0 | 49.87% | 350
75 | 42 | 0 | 49.88% | 350
75 | 43 | 0 | 49.89% | 350
75 | 44 | 200 | 49.91% | 350
75 | 45 | 600 | 49.92% | 350
75 | 46 | 1600 | 49.93% | 350
75 | 47 | 0 | 49.95% | 350
75 | 48 | 0 | 49.96% | 350
75 | 49 | 1100 | 49.97% | 350
75 | 50 | 600 | 49.99% | 350
76 | 1 | 0 | 50% | 350
76 | 2 | 200 | 50.01% | 350
76 | 3 | 100 | 50.03% | 350
76 | 4 | 0 | 50.04% | 350
76 | 5 | 400 | 50.05% | 350
76 | 6 | 0 | 50.07% | 350
76 | 7 | 0 | 50.08% | 350
76 | 8 | 850 | 50.09% | 350
76 | 9 | 0 | 50.11% | 350
76 | 10 | 0 | 50.12% | 350
76 | 11 | 0 | 50.13% | 350
76 | 12 | 0 | 50.15% | 350
76 | 13 | 150 | 50.16% | 350
76 | 14 | 0 | 50.17% | 350
76 | 15 | 950 | 50.19% | 350
76 | 16 | 0 | 50.2% | 350
76 | 17 | 0 | 50.21% | 350
76 | 18 | 0 | 50.23% | 350
76 | 19 | 200 | 50.24% | 350
76 | 20 | 650 | 50.25% | 350
76 | 21 | 0 | 50.27% | 350
76 | 22 | 0 | 50.28% | 350
76 | 23 | 850 | 50.29% | 350
76 | 24 | 600 | 50.31% | 350
76 | 25 | 0 | 50.32% | 350
76 | 26 | 0 | 50.33% | 350
76 | 27 | 400 | 50.35% | 350
76 | 28 | 350 | 50.36% | 350
76 | 29 | 0 | 50.37% | 350
76 | 30 | 0 | 50.39% | 350
76 | 31 | 100 | 50.4% | 350
76 | 32 | 0 | 50.41% | 350
76 | 33 | 0 | 50.43% | 350
76 | 34 | 0 | 50.44% | 350
76 | 35 | 250 | 50.45% | 350
76 | 36 | 0 | 50.47% | 350
76 | 37 | 1200 | 50.48% | 350
76 | 38 | 0 | 50.49% | 350
76 | 39 | 700 | 50.51% | 350
76 | 40 | 0 | 50.52% | 350
76 | 41 | 0 | 50.53% | 350
76 | 42 | 500 | 50.55% | 350
76 | 43 | 1100 | 50.56% | 350
76 | 44 | 100 | 50.57% | 350
76 | 45 | 0 | 50.59% | 350
76 | 46 | 100 | 50.6% | 350
76 | 47 | 800 | 50.61% | 350
76 | 48 | 550 | 50.63% | 350
76 | 49 | 150 | 50.64% | 350
76 | 50 | 0 | 50.65% | 350
77 | 1 | 9000 | 50.67% | 350
77 | 2 | 700 | 50.68% | 350
77 | 3 | 4850 | 50.69% | 350
77 | 4 | 1200 | 50.71% | 350
77 | 5 | 1250 | 50.72% | 350
77 | 6 | 0 | 50.73% | 350
77 | 7 | 0 | 50.75% | 350
77 | 8 | 300 | 50.76% | 350
77 | 9 | 1400 | 50.77% | 350
77 | 10 | 900 | 50.79% | 350
77 | 11 | 800 | 50.8% | 400
77 | 12 | 300 | 50.81% | 400
77 | 13 | 0 | 50.83% | 400
77 | 14 | 700 | 50.84% | 400
77 | 15 | 1850 | 50.85% | 400
77 | 16 | 300 | 50.87% | 400
77 | 17 | 0 | 50.88% | 400
77 | 18 | 400 | 50.89% | 400
77 | 19 | 3450 | 50.91% | 400
77 | 20 | 350 | 50.92% | 400
77 | 21 | 950 | 50.93% | 400
77 | 22 | 550 | 50.95% | 400
77 | 23 | 300 | 50.96% | 400
77 | 24 | 50 | 50.97% | 400
77 | 25 | 100 | 50.99% | 400
77 | 26 | 650 | 51% | 400
77 | 27 | 150 | 51.01% | 400
77 | 28 | 50 | 51.03% | 400
77 | 29 | 500 | 51.04% | 400
77 | 30 | 2500 | 51.05% | 400
77 | 31 | 50 | 51.07% | 400
77 | 32 | 0 | 51.08% | 400
77 | 33 | 4300 | 51.09% | 400
77 | 34 | 20850 | 51.11% | 400
77 | 35 | 0 | 51.12% | 400
77 | 36 | 550 | 51.13% | 400
77 | 37 | 350 | 51.15% | 400
77 | 38 | 100 | 51.16% | 400
77 | 39 | 250 | 51.17% | 400
77 | 40 | 150 | 51.19% | 400
77 | 41 | 750 | 51.2% | 400
77 | 42 | 200 | 51.21% | 400
77 | 43 | 1000 | 51.23% | 400
77 | 44 | 0 | 51.24% | 400
77 | 45 | 100 | 51.25% | 400
77 | 46 | 0 | 51.27% | 400
77 | 47 | 1450 | 51.28% | 400
77 | 48 | 600 | 51.29% | 400
77 | 49 | 1800 | 51.31% | 400
77 | 50 | 2250 | 51.32% | 400
78 | 1 | 650 | 51.33% | 400
78 | 2 | 500 | 51.35% | 400
78 | 3 | 0 | 51.36% | 400
78 | 4 | 50 | 51.37% | 400
78 | 5 | 1100 | 51.39% | 400
78 | 6 | 0 | 51.4% | 400
78 | 7 | 300 | 51.41% | 400
78 | 8 | 100 | 51.43% | 400
78 | 9 | 850 | 51.44% | 400
78 | 10 | 5500 | 51.45% | 400
78 | 11 | 1600 | 51.47% | 400
78 | 12 | 0 | 51.48% | 400
78 | 13 | 1300 | 51.49% | 400
78 | 14 | 150 | 51.51% | 400
78 | 15 | 0 | 51.52% | 400
78 | 16 | 0 | 51.53% | 400
78 | 17 | 0 | 51.55% | 400
78 | 18 | 0 | 51.56% | 400
78 | 19 | 450 | 51.57% | 400
78 | 20 | 1850 | 51.59% | 400
78 | 21 | 0 | 51.6% | 400
78 | 22 | 1800 | 51.61% | 400
78 | 23 | 750 | 51.63% | 400
78 | 24 | 400 | 51.64% | 400
78 | 25 | 150 | 51.65% | 400
78 | 26 | 600 | 51.67% | 400
78 | 27 | 2050 | 51.68% | 400
78 | 28 | 500 | 51.69% | 400
78 | 29 | 300 | 51.71% | 400
78 | 30 | 800 | 51.72% | 400
78 | 31 | 350 | 51.73% | 400
78 | 32 | 250 | 51.75% | 400
78 | 33 | 0 | 51.76% | 400
78 | 34 | 850 | 51.77% | 400
78 | 35 | 0 | 51.79% | 400
78 | 36 | 0 | 51.8% | 400
78 | 37 | 800 | 51.81% | 400
78 | 38 | 200 | 51.83% | 400
78 | 39 | 400 | 51.84% | 400
78 | 40 | 750 | 51.85% | 400
78 | 41 | 900 | 51.87% | 400
78 | 42 | 150 | 51.88% | 400
78 | 43 | 700 | 51.89% | 400
78 | 44 | 950 | 51.91% | 400
78 | 45 | 450 | 51.92% | 400
78 | 46 | 150 | 51.93% | 400
78 | 47 | 200 | 51.95% | 400
78 | 48 | 100 | 51.96% | 400
78 | 49 | 9700 | 51.97% | 400
78 | 50 | 800 | 51.99% | 400
79 | 1 | 400 | 52% | 400
79 | 2 | 100 | 52.01% | 400
79 | 3 | 0 | 52.03% | 400
79 | 4 | 200 | 52.04% | 400
79 | 5 | 0 | 52.05% | 400
79 | 6 | 150 | 52.07% | 400
79 | 7 | 100 | 52.08% | 400
79 | 8 | 150 | 52.09% | 400
79 | 9 | 1000 | 52.11% | 400
79 | 10 | 3150 | 52.12% | 400
79 | 11 | 2150 | 52.13% | 400
79 | 12 | 750 | 52.15% | 400
79 | 13 | 650 | 52.16% | 400
79 | 14 | 650 | 52.17% | 400
79 | 15 | 500 | 52.19% | 400
79 | 16 | 1600 | 52.2% | 400
79 | 17 | 0 | 52.21% | 400
79 | 18 | 150 | 52.23% | 400
79 | 19 | 0 | 52.24% | 400
79 | 20 | 1700 | 52.25% | 400
79 | 21 | 500 | 52.27% | 400
79 | 22 | 1500 | 52.28% | 400
79 | 23 | 300 | 52.29% | 400
79 | 24 | 650 | 52.31% | 400
79 | 25 | 0 | 52.32% | 400
79 | 26 | 0 | 52.33% | 400
79 | 27 | 1900 | 52.35% | 400
79 | 28 | 1950 | 52.36% | 400
79 | 29 | 350 | 52.37% | 400
79 | 30 | 0 | 52.39% | 400
79 | 31 | 450 | 52.4% | 400
79 | 32 | 800 | 52.41% | 400
79 | 33 | 0 | 52.43% | 400
79 | 34 | 0 | 52.44% | 400
79 | 35 | 0 | 52.45% | 400
79 | 36 | 0 | 52.47% | 400
79 | 37 | 2500 | 52.48% | 400
79 | 38 | 150 | 52.49% | 400
79 | 39 | 50 | 52.51% | 400
79 | 40 | 250 | 52.52% | 400
79 | 41 | 850 | 52.53% | 400
79 | 42 | 0 | 52.55% | 400
79 | 43 | 250 | 52.56% | 400
79 | 44 | 0 | 52.57% | 400
79 | 45 | 1500 | 52.59% | 400
79 | 46 | 150 | 52.6% | 400
79 | 47 | 750 | 52.61% | 400
79 | 48 | 0 | 52.63% | 400
79 | 49 | 250 | 52.64% | 400
79 | 50 | 100 | 52.65% | 400
80 | 1 | 600 | 52.67% | 400
80 | 2 | 1950 | 52.68% | 400
80 | 3 | 400 | 52.69% | 400
80 | 4 | 8250 | 52.71% | 400
80 | 5 | 0 | 52.72% | 400
80 | 6 | 4750 | 52.73% | 400
80 | 7 | 50 | 52.75% | 400
80 | 8 | 0 | 52.76% | 400
80 | 9 | 850 | 52.77% | 400
80 | 10 | 250 | 52.79% | 400
80 | 11 | 2750 | 52.8% | 400
80 | 12 | 12350 | 52.81% | 400
80 | 13 | 3400 | 52.83% | 400
80 | 14 | 350 | 52.84% | 400
80 | 15 | 2050 | 52.85% | 400
80 | 16 | 500 | 52.87% | 400
80 | 17 | 3650 | 52.88% | 400
80 | 18 | 11450 | 52.89% | 400
80 | 19 | 350 | 52.91% | 400
80 | 20 | 1000 | 52.92% | 400
80 | 21 | 400 | 52.93% | 400
80 | 22 | 4350 | 52.95% | 400
80 | 23 | 300 | 52.96% | 400
80 | 24 | 300 | 52.97% | 400
80 | 25 | 2550 | 52.99% | 400
80 | 26 | 650 | 53% | 400
80 | 27 | 1650 | 53.01% | 400
80 | 28 | 150 | 53.03% | 400
80 | 29 | 150 | 53.04% | 400
80 | 30 | 850 | 53.05% | 400
80 | 31 | 5200 | 53.07% | 400
80 | 32 | 1500 | 53.08% | 400
80 | 33 | 1800 | 53.09% | 400
80 | 34 | 1250 | 53.11% | 400
80 | 35 | 400 | 53.12% | 400
80 | 36 | 950 | 53.13% | 400
80 | 37 | 400 | 53.15% | 400
80 | 38 | 1600 | 53.16% | 400
80 | 39 | 300 | 53.17% | 400
80 | 40 | 1100 | 53.19% | 400
80 | 41 | 50 | 53.2% | 400
80 | 42 | 0 | 53.21% | 400
80 | 43 | 4150 | 53.23% | 400
80 | 44 | 150 | 53.24% | 400
80 | 45 | 50 | 53.25% | 400
80 | 46 | 100 | 53.27% | 400
80 | 47 | 250 | 53.28% | 400
80 | 48 | 200 | 53.29% | 400
80 | 49 | 1400 | 53.31% | 400
80 | 50 | 750 | 53.32% | 400
81 | 1 | 700 | 53.33% | 400
81 | 2 | 600 | 53.35% | 400
81 | 3 | 950 | 53.36% | 400
81 | 4 | 350 | 53.37% | 400
81 | 5 | 150 | 53.39% | 400
81 | 6 | 2750 | 53.4% | 400
81 | 7 | 5000 | 53.41% | 450
81 | 8 | 0 | 53.43% | 450
81 | 9 | 250 | 53.44% | 450
81 | 10 | 550 | 53.45% | 450
81 | 11 | 0 | 53.47% | 450
81 | 12 | 350 | 53.48% | 450
81 | 13 | 950 | 53.49% | 450
81 | 14 | 200 | 53.51% | 450
81 | 15 | 3400 | 53.52% | 450
81 | 16 | 0 | 53.53% | 450
81 | 17 | 850 | 53.55% | 450
81 | 18 | 300 | 53.56% | 450
81 | 19 | 300 | 53.57% | 450
81 | 20 | 1250 | 53.59% | 450
81 | 21 | 100 | 53.6% | 450
81 | 22 | 0 | 53.61% | 450
81 | 23 | 3300 | 53.63% | 450
81 | 24 | 0 | 53.64% | 450
81 | 25 | 0 | 53.65% | 450
81 | 26 | 300 | 53.67% | 450
81 | 27 | 3400 | 53.68% | 450
81 | 28 | 200 | 53.69% | 450
81 | 29 | 0 | 53.71% | 450
81 | 30 | 200 | 53.72% | 450
81 | 31 | 350 | 53.73% | 450
81 | 32 | 2150 | 53.75% | 450
81 | 33 | 0 | 53.76% | 450
81 | 34 | 50 | 53.77% | 450
81 | 35 | 100 | 53.79% | 450
81 | 36 | 0 | 53.8% | 450
81 | 37 | 1000 | 53.81% | 450
81 | 38 | 0 | 53.83% | 450
81 | 39 | 0 | 53.84% | 450
81 | 40 | 0 | 53.85% | 450
81 | 41 | 2950 | 53.87% | 450
81 | 42 | 0 | 53.88% | 450
81 | 43 | 0 | 53.89% | 450
81 | 44 | 0 | 53.91% | 450
81 | 45 | 1350 | 53.92% | 450
81 | 46 | 0 | 53.93% | 450
81 | 47 | 0 | 53.95% | 450
81 | 48 | 0 | 53.96% | 450
81 | 49 | 0 | 53.97% | 450
81 | 50 | 3450 | 53.99% | 450
82 | 1 | 100 | 54% | 450
82 | 2 | 0 | 54.01% | 450
82 | 3 | 1250 | 54.03% | 450
82 | 4 | 0 | 54.04% | 450
82 | 5 | 200 | 54.05% | 450
82 | 6 | 350 | 54.07% | 450
82 | 7 | 700 | 54.08% | 450
82 | 8 | 100 | 54.09% | 450
82 | 9 | 0 | 54.11% | 450
82 | 10 | 400 | 54.12% | 450
82 | 11 | 150 | 54.13% | 450
82 | 12 | 1300 | 54.15% | 450
82 | 13 | 11950 | 54.16% | 450
82 | 14 | 650 | 54.17% | 450
82 | 15 | 1000 | 54.19% | 450
82 | 16 | 250 | 54.2% | 450
82 | 17 | 1150 | 54.21% | 450
82 | 18 | 300 | 54.23% | 450
82 | 19 | 0 | 54.24% | 450
82 | 20 | 50 | 54.25% | 450
82 | 21 | 250 | 54.27% | 450
82 | 22 | 150 | 54.28% | 450
82 | 23 | 150 | 54.29% | 450
82 | 24 | 600 | 54.31% | 450
82 | 25 | 1250 | 54.32% | 450
82 | 26 | 800 | 54.33% | 450
82 | 27 | 1150 | 54.35% | 450
82 | 28 | 5100 | 54.36% | 450
82 | 29 | 0 | 54.37% | 450
82 | 30 | 300 | 54.39% | 450
82 | 31 | 0 | 54.4% | 450
82 | 32 | 0 | 54.41% | 450
82 | 33 | 1400 | 54.43% | 450
82 | 34 | 350 | 54.44% | 450
82 | 35 | 50 | 54.45% | 450
82 | 36 | 600 | 54.47% | 450
82 | 37 | 0 | 54.48% | 450
82 | 38 | 50 | 54.49% | 450
82 | 39 | 650 | 54.51% | 450
82 | 40 | 1150 | 54.52% | 450
82 | 41 | 250 | 54.53% | 450
82 | 42 | 100 | 54.55% | 450
82 | 43 | 400 | 54.56% | 450
82 | 44 | 4650 | 54.57% | 450
82 | 45 | 50 | 54.59% | 450
82 | 46 | 550 | 54.6% | 450
82 | 47 | 750 | 54.61% | 450
82 | 48 | 500 | 54.63% | 450
82 | 49 | 350 | 54.64% | 450
82 | 50 | 150 | 54.65% | 450
83 | 1 | 0 | 54.67% | 450
83 | 2 | 300 | 54.68% | 450
83 | 3 | 2500 | 54.69% | 450
83 | 4 | 0 | 54.71% | 450
83 | 5 | 350 | 54.72% | 450
83 | 6 | 450 | 54.73% | 450
83 | 7 | 0 | 54.75% | 450
83 | 8 | 250 | 54.76% | 450
83 | 9 | 1300 | 54.77% | 450
83 | 10 | 650 | 54.79% | 450
83 | 11 | 600 | 54.8% | 450
83 | 12 | 3750 | 54.81% | 450
83 | 13 | 1450 | 54.83% | 450
83 | 14 | 950 | 54.84% | 450
83 | 15 | 950 | 54.85% | 450
83 | 16 | 200 | 54.87% | 450
83 | 17 | 350 | 54.88% | 450
83 | 18 | 4800 | 54.89% | 450
83 | 19 | 1100 | 54.91% | 450
83 | 20 | 1200 | 54.92% | 450
83 | 21 | 650 | 54.93% | 450
83 | 22 | 0 | 54.95% | 450
83 | 23 | 3250 | 54.96% | 450
83 | 24 | 0 | 54.97% | 450
83 | 25 | 0 | 54.99% | 450
83 | 26 | 2150 | 55% | 450
83 | 27 | 300 | 55.01% | 450
83 | 28 | 700 | 55.03% | 450
83 | 29 | 800 | 55.04% | 450
83 | 30 | 50 | 55.05% | 450
83 | 31 | 1800 | 55.07% | 450
83 | 32 | 0 | 55.08% | 450
83 | 33 | 500 | 55.09% | 450
83 | 34 | 1100 | 55.11% | 450
83 | 35 | 1550 | 55.12% | 450
83 | 36 | 0 | 55.13% | 450
83 | 37 | 500 | 55.15% | 450
83 | 38 | 1050 | 55.16% | 450
83 | 39 | 0 | 55.17% | 450
83 | 40 | 0 | 55.19% | 450
83 | 41 | 0 | 55.2% | 450
83 | 42 | 300 | 55.21% | 450
83 | 43 | 1500 | 55.23% | 450
83 | 44 | 350 | 55.24% | 450
83 | 45 | 0 | 55.25% | 450
83 | 46 | 0 | 55.27% | 450
83 | 47 | 900 | 55.28% | 450
83 | 48 | 50 | 55.29% | 450
83 | 49 | 0 | 55.31% | 450
83 | 50 | 0 | 55.32% | 450
84 | 1 | 0 | 55.33% | 450
84 | 2 | 2200 | 55.35% | 450
84 | 3 | 150 | 55.36% | 450
84 | 4 | 5550 | 55.37% | 450
84 | 5 | 0 | 55.39% | 450
84 | 6 | 950 | 55.4% | 450
84 | 7 | 0 | 55.41% | 450
84 | 8 | 100 | 55.43% | 450
84 | 9 | 0 | 55.44% | 450
84 | 10 | 0 | 55.45% | 450
84 | 11 | 900 | 55.47% | 450
84 | 12 | 0 | 55.48% | 450
84 | 13 | 0 | 55.49% | 450
84 | 14 | 2200 | 55.51% | 450
84 | 15 | 0 | 55.52% | 500
84 | 16 | 50 | 55.53% | 500
84 | 17 | 650 | 55.55% | 500
84 | 18 | 2500 | 55.56% | 500
84 | 19 | 0 | 55.57% | 500
84 | 20 | 100 | 55.59% | 500
84 | 21 | 0 | 55.6% | 500
84 | 22 | 200 | 55.61% | 500
84 | 23 | 0 | 55.63% | 500
84 | 24 | 900 | 55.64% | 500
84 | 25 | 100 | 55.65% | 500
84 | 26 | 0 | 55.67% | 500
84 | 27 | 1350 | 55.68% | 500
84 | 28 | 800 | 55.69% | 500
84 | 29 | 350 | 55.71% | 500
84 | 30 | 300 | 55.72% | 500
84 | 31 | 1000 | 55.73% | 500
84 | 32 | 3450 | 55.75% | 500
84 | 33 | 0 | 55.76% | 500
84 | 34 | 350 | 55.77% | 500
84 | 35 | 350 | 55.79% | 500
84 | 36 | 50 | 55.8% | 500
84 | 37 | 0 | 55.81% | 500
84 | 38 | 250 | 55.83% | 500
84 | 39 | 2800 | 55.84% | 500
84 | 40 | 150 | 55.85% | 500
84 | 41 | 250 | 55.87% | 500
84 | 42 | 750 | 55.88% | 500
84 | 43 | 7250 | 55.89% | 500
84 | 44 | 550 | 55.91% | 500
84 | 45 | 0 | 55.92% | 500
84 | 46 | 100 | 55.93% | 500
84 | 47 | 0 | 55.95% | 500
84 | 48 | 50 | 55.96% | 500
84 | 49 | 6650 | 55.97% | 500
84 | 50 | 1600 | 55.99% | 500
85 | 1 | 150 | 56% | 500
85 | 2 | 450 | 56.01% | 500
85 | 3 | 550 | 56.03% | 500
85 | 4 | 350 | 56.04% | 500
85 | 5 | 250 | 56.05% | 500
85 | 6 | 500 | 56.07% | 500
85 | 7 | 150 | 56.08% | 500
85 | 8 | 5950 | 56.09% | 500
85 | 9 | 50 | 56.11% | 500
85 | 10 | 400 | 56.12% | 500
85 | 11 | 850 | 56.13% | 500
85 | 12 | 4200 | 56.15% | 500
85 | 13 | 2850 | 56.16% | 500
85 | 14 | 950 | 56.17% | 500
85 | 15 | 500 | 56.19% | 500
85 | 16 | 900 | 56.2% | 500
85 | 17 | 1000 | 56.21% | 500
85 | 18 | 400 | 56.23% | 500
85 | 19 | 2800 | 56.24% | 500
85 | 20 | 850 | 56.25% | 500
85 | 21 | 500 | 56.27% | 500
85 | 22 | 150 | 56.28% | 500
85 | 23 | 850 | 56.29% | 500
85 | 24 | 7900 | 56.31% | 500
85 | 25 | 250 | 56.32% | 500
85 | 26 | 150 | 56.33% | 500
85 | 27 | 400 | 56.35% | 500
85 | 28 | 1600 | 56.36% | 500
85 | 29 | 400 | 56.37% | 500
85 | 30 | 2350 | 56.39% | 500
85 | 31 | 1300 | 56.4% | 500
85 | 32 | 0 | 56.41% | 500
85 | 33 | 200 | 56.43% | 500
85 | 34 | 200 | 56.44% | 500
85 | 35 | 0 | 56.45% | 500
85 | 36 | 500 | 56.47% | 500
85 | 37 | 700 | 56.48% | 500
85 | 38 | 1050 | 56.49% | 500
85 | 39 | 0 | 56.51% | 500
85 | 40 | 2750 | 56.52% | 500
85 | 41 | 0 | 56.53% | 500
85 | 42 | 300 | 56.55% | 500
85 | 43 | 250 | 56.56% | 500
85 | 44 | 0 | 56.57% | 500
85 | 45 | 100 | 56.59% | 500
85 | 46 | 700 | 56.6% | 500
85 | 47 | 1350 | 56.61% | 500
85 | 48 | 400 | 56.63% | 500
85 | 49 | 300 | 56.64% | 500
85 | 50 | 0 | 56.65% | 500
86 | 1 | 500 | 56.67% | 500
86 | 2 | 150 | 56.68% | 500
86 | 3 | 1450 | 56.69% | 500
86 | 4 | 450 | 56.71% | 500
86 | 5 | 1100 | 56.72% | 500
86 | 6 | 0 | 56.73% | 500
86 | 7 | 200 | 56.75% | 500
86 | 8 | 2950 | 56.76% | 500
86 | 9 | 500 | 56.77% | 500
86 | 10 | 100 | 56.79% | 500
86 | 11 | 450 | 56.8% | 500
86 | 12 | 0 | 56.81% | 500
86 | 13 | 1900 | 56.83% | 500
86 | 14 | 1150 | 56.84% | 500
86 | 15 | 150 | 56.85% | 500
86 | 16 | 1750 | 56.87% | 500
86 | 17 | 100 | 56.88% | 500
86 | 18 | 0 | 56.89% | 500
86 | 19 | 100 | 56.91% | 500
86 | 20 | 400 | 56.92% | 500
86 | 21 | 800 | 56.93% | 500
86 | 22 | 450 | 56.95% | 500
86 | 23 | 0 | 56.96% | 500
86 | 24 | 100 | 56.97% | 500
86 | 25 | 100 | 56.99% | 500
86 | 26 | 250 | 57% | 500
86 | 27 | 450 | 57.01% | 500
86 | 28 | 2500 | 57.03% | 500
86 | 29 | 300 | 57.04% | 500
86 | 30 | 450 | 57.05% | 500
86 | 31 | 200 | 57.07% | 500
86 | 32 | 0 | 57.08% | 500
86 | 33 | 350 | 57.09% | 500
86 | 34 | 0 | 57.11% | 500
86 | 35 | 4100 | 57.12% | 500
86 | 36 | 100 | 57.13% | 500
86 | 37 | 0 | 57.15% | 500
86 | 38 | 100 | 57.16% | 500
86 | 39 | 50 | 57.17% | 500
86 | 40 | 150 | 57.19% | 500
86 | 41 | 4900 | 57.2% | 500
86 | 42 | 5650 | 57.21% | 500
86 | 43 | 0 | 57.23% | 500
86 | 44 | 4550 | 57.24% | 500
86 | 45 | 1300 | 57.25% | 500
86 | 46 | 0 | 57.27% | 500
86 | 47 | 1050 | 57.28% | 500
86 | 48 | 5650 | 57.29% | 500
86 | 49 | 0 | 57.31% | 500
86 | 50 | 1650 | 57.32% | 500
87 | 1 | 550 | 57.33% | 500
87 | 2 | 0 | 57.35% | 500
87 | 3 | 750 | 57.36% | 500
87 | 4 | 350 | 57.37% | 500
87 | 5 | 450 | 57.39% | 500
87 | 6 | 1850 | 57.4% | 500
87 | 7 | 0 | 57.41% | 500
87 | 8 | 100 | 57.43% | 500
87 | 9 | 50 | 57.44% | 500
87 | 10 | 450 | 57.45% | 500
87 | 11 | 350 | 57.47% | 500
87 | 12 | 5550 | 57.48% | 500
87 | 13 | 100 | 57.49% | 500
87 | 14 | 350 | 57.51% | 500
87 | 15 | 850 | 57.52% | 500
87 | 16 | 0 | 57.53% | 500
87 | 17 | 300 | 57.55% | 500
87 | 18 | 1100 | 57.56% | 500
87 | 19 | 200 | 57.57% | 500
87 | 20 | 0 | 57.59% | 500
87 | 21 | 800 | 57.6% | 500
87 | 22 | 2250 | 57.61% | 500
87 | 23 | 200 | 57.63% | 500
87 | 24 | 450 | 57.64% | 500
87 | 25 | 400 | 57.65% | 500
87 | 26 | 450 | 57.67% | 500
87 | 27 | 6500 | 57.68% | 500
87 | 28 | 750 | 57.69% | 500
87 | 29 | 1000 | 57.71% | 500
87 | 30 | 0 | 57.72% | 500
87 | 31 | 550 | 57.73% | 500
87 | 32 | 850 | 57.75% | 500
87 | 33 | 850 | 57.76% | 500
87 | 34 | 750 | 57.77% | 500
87 | 35 | 900 | 57.79% | 500
87 | 36 | 1050 | 57.8% | 500
87 | 37 | 900 | 57.81% | 500
87 | 38 | 0 | 57.83% | 500
87 | 39 | 1800 | 57.84% | 500
87 | 40 | 650 | 57.85% | 500
87 | 41 | 1350 | 57.87% | 550
87 | 42 | 850 | 57.88% | 550
87 | 43 | 850 | 57.89% | 550
87 | 44 | 200 | 57.91% | 550
87 | 45 | 2800 | 57.92% | 550
87 | 46 | 0 | 57.93% | 550
87 | 47 | 300 | 57.95% | 550
87 | 48 | 1300 | 57.96% | 550
87 | 49 | 0 | 57.97% | 550
87 | 50 | 1050 | 57.99% | 550
88 | 1 | 0 | 58% | 550
88 | 2 | 250 | 58.01% | 550
88 | 3 | 150 | 58.03% | 550
88 | 4 | 250 | 58.04% | 550
88 | 5 | 500 | 58.05% | 550
88 | 6 | 0 | 58.07% | 550
88 | 7 | 0 | 58.08% | 550
88 | 8 | 17000 | 58.09% | 550
88 | 9 | 850 | 58.11% | 550
88 | 10 | 5450 | 58.12% | 550
88 | 11 | 900 | 58.13% | 550
88 | 12 | 0 | 58.15% | 550
88 | 13 | 950 | 58.16% | 550
88 | 14 | 350 | 58.17% | 550
88 | 15 | 400 | 58.19% | 550
88 | 16 | 550 | 58.2% | 550
88 | 17 | 250 | 58.21% | 550
88 | 18 | 100 | 58.23% | 550
88 | 19 | 800 | 58.24% | 550
88 | 20 | 0 | 58.25% | 550
88 | 21 | 400 | 58.27% | 550
88 | 22 | 200 | 58.28% | 550
88 | 23 | 1800 | 58.29% | 550
88 | 24 | 550 | 58.31% | 550
88 | 25 | 550 | 58.32% | 550
88 | 26 | 1900 | 58.33% | 550
88 | 27 | 0 | 58.35% | 550
88 | 28 | 750 | 58.36% | 550
88 | 29 | 750 | 58.37% | 550
88 | 30 | 900 | 58.39% | 550
88 | 31 | 1050 | 58.4% | 550
88 | 32 | 50 | 58.41% | 550
88 | 33 | 3000 | 58.43% | 550
88 | 34 | 0 | 58.44% | 550
88 | 35 | 1400 | 58.45% | 550
88 | 36 | 250 | 58.47% | 550
88 | 37 | 6600 | 58.48% | 550
88 | 38 | 400 | 58.49% | 550
88 | 39 | 100 | 58.51% | 550
88 | 40 | 1150 | 58.52% | 550
88 | 41 | 550 | 58.53% | 550
88 | 42 | 350 | 58.55% | 550
88 | 43 | 400 | 58.56% | 550
88 | 44 | 1700 | 58.57% | 550
88 | 45 | 2500 | 58.59% | 550
88 | 46 | 0 | 58.6% | 550
88 | 47 | 250 | 58.61% | 550
88 | 48 | 50 | 58.63% | 550
88 | 49 | 300 | 58.64% | 550
88 | 50 | 2850 | 58.65% | 550
89 | 1 | 1300 | 58.67% | 550
89 | 2 | 650 | 58.68% | 550
89 | 3 | 1750 | 58.69% | 550
89 | 4 | 600 | 58.71% | 550
89 | 5 | 1450 | 58.72% | 550
89 | 6 | 3150 | 58.73% | 550
89 | 7 | 0 | 58.75% | 550
89 | 8 | 1200 | 58.76% | 550
89 | 9 | 100 | 58.77% | 550
89 | 10 | 50 | 58.79% | 550
89 | 11 | 0 | 58.8% | 550
89 | 12 | 250 | 58.81% | 550
89 | 13 | 1600 | 58.83% | 550
89 | 14 | 0 | 58.84% | 550
89 | 15 | 1950 | 58.85% | 550
89 | 16 | 3050 | 58.87% | 550
89 | 17 | 350 | 58.88% | 550
89 | 18 | 450 | 58.89% | 550
89 | 19 | 4250 | 58.91% | 550
89 | 20 | 1700 | 58.92% | 550
89 | 21 | 700 | 58.93% | 550
89 | 22 | 550 | 58.95% | 550
89 | 23 | 300 | 58.96% | 550
89 | 24 | 2400 | 58.97% | 550
89 | 25 | 150 | 58.99% | 550
89 | 26 | 1550 | 59% | 550
89 | 27 | 200 | 59.01% | 550
89 | 28 | 50 | 59.03% | 550
89 | 29 | 1200 | 59.04% | 550
89 | 30 | 2400 | 59.05% | 550
89 | 31 | 400 | 59.07% | 550
89 | 32 | 500 | 59.08% | 550
89 | 33 | 700 | 59.09% | 550
89 | 34 | 500 | 59.11% | 550
89 | 35 | 100 | 59.12% | 550
89 | 36 | 650 | 59.13% | 550
89 | 37 | 1500 | 59.15% | 550
89 | 38 | 200 | 59.16% | 550
89 | 39 | 0 | 59.17% | 550
89 | 40 | 2250 | 59.19% | 550
89 | 41 | 450 | 59.2% | 550
89 | 42 | 1050 | 59.21% | 550
89 | 43 | 300 | 59.23% | 550
89 | 44 | 0 | 59.24% | 550
89 | 45 | 0 | 59.25% | 550
89 | 46 | 3900 | 59.27% | 550
89 | 47 | 900 | 59.28% | 550
89 | 48 | 0 | 59.29% | 550
89 | 49 | 0 | 59.31% | 550
89 | 50 | 300 | 59.32% | 550
90 | 1 | 2750 | 59.33% | 550
90 | 2 | 50 | 59.35% | 550
90 | 3 | 0 | 59.36% | 550
90 | 4 | 200 | 59.37% | 550
90 | 5 | 1100 | 59.39% | 550
90 | 6 | 200 | 59.4% | 550
90 | 7 | 50 | 59.41% | 550
90 | 8 | 1150 | 59.43% | 550
90 | 9 | 0 | 59.44% | 550
90 | 10 | 2400 | 59.45% | 550
90 | 11 | 700 | 59.47% | 550
90 | 12 | 4200 | 59.48% | 550
90 | 13 | 0 | 59.49% | 550
90 | 14 | 0 | 59.51% | 550
90 | 15 | 200 | 59.52% | 550
90 | 16 | 500 | 59.53% | 550
90 | 17 | 1300 | 59.55% | 550
90 | 18 | 300 | 59.56% | 550
90 | 19 | 1300 | 59.57% | 550
90 | 20 | 500 | 59.59% | 550
90 | 21 | 1750 | 59.6% | 550
90 | 22 | 350 | 59.61% | 550
90 | 23 | 8000 | 59.63% | 550
90 | 24 | 300 | 59.64% | 550
90 | 25 | 0 | 59.65% | 550
90 | 26 | 750 | 59.67% | 550
90 | 27 | 150 | 59.68% | 550
90 | 28 | 350 | 59.69% | 550
90 | 29 | 0 | 59.71% | 550
90 | 30 | 400 | 59.72% | 550
90 | 31 | 4650 | 59.73% | 550
90 | 32 | 100 | 59.75% | 550
90 | 33 | 1150 | 59.76% | 550
90 | 34 | 300 | 59.77% | 550
90 | 35 | 1250 | 59.79% | 550
90 | 36 | 2100 | 59.8% | 550
90 | 37 | 600 | 59.81% | 550
90 | 38 | 150 | 59.83% | 550
90 | 39 | 0 | 59.84% | 550
90 | 40 | 550 | 59.85% | 550
90 | 41 | 2000 | 59.87% | 550
90 | 42 | 6200 | 59.88% | 550
90 | 43 | 0 | 59.89% | 550
90 | 44 | 0 | 59.91% | 550
90 | 45 | 600 | 59.92% | 550
90 | 46 | 600 | 59.93% | 550
90 | 47 | 250 | 59.95% | 550
90 | 48 | 1900 | 59.96% | 550
90 | 49 | 5050 | 59.97% | 550
90 | 50 | 1200 | 59.99% | 550
91 | 1 | 1050 | 60% | 550
91 | 2 | 100 | 60.01% | 550
91 | 3 | 650 | 60.03% | 550
91 | 4 | 200 | 60.04% | 550
91 | 5 | 150 | 60.05% | 550
91 | 6 | 2600 | 60.07% | 600
91 | 7 | 300 | 60.08% | 600
91 | 8 | 1100 | 60.09% | 600
91 | 9 | 3000 | 60.11% | 600
91 | 10 | 1200 | 60.12% | 600
91 | 11 | 3150 | 60.13% | 600
91 | 12 | 1250 | 60.15% | 600
91 | 13 | 2350 | 60.16% | 600
91 | 14 | 1350 | 60.17% | 600
91 | 15 | 0 | 60.19% | 600
91 | 16 | 400 | 60.2% | 600
91 | 17 | 9050 | 60.21% | 600
91 | 18 | 100 | 60.23% | 600
91 | 19 | 850 | 60.24% | 600
91 | 20 | 300 | 60.25% | 600
91 | 21 | 150 | 60.27% | 600
91 | 22 | 3750 | 60.28% | 600
91 | 23 | 100 | 60.29% | 600
91 | 24 | 550 | 60.31% | 600
91 | 25 | 250 | 60.32% | 600
91 | 26 | 500 | 60.33% | 600
91 | 27 | 700 | 60.35% | 600
91 | 28 | 0 | 60.36% | 600
91 | 29 | 0 | 60.37% | 600
91 | 30 | 250 | 60.39% | 600
91 | 31 | 300 | 60.4% | 600
91 | 32 | 1650 | 60.41% | 600
91 | 33 | 250 | 60.43% | 600
91 | 34 | 850 | 60.44% | 600
91 | 35 | 50 | 60.45% | 600
91 | 36 | 0 | 60.47% | 600
91 | 37 | 5650 | 60.48% | 600
91 | 38 | 1750 | 60.49% | 600
91 | 39 | 800 | 60.51% | 600
91 | 40 | 0 | 60.52% | 600
91 | 41 | 650 | 60.53% | 600
91 | 42 | 100 | 60.55% | 600
91 | 43 | 1600 | 60.56% | 600
91 | 44 | 0 | 60.57% | 600
91 | 45 | 50 | 60.59% | 600
91 | 46 | 450 | 60.6% | 600
91 | 47 | 200 | 60.61% | 600
91 | 48 | 0 | 60.63% | 600
91 | 49 | 50 | 60.64% | 600
91 | 50 | 0 | 60.65% | 600
92 | 1 | 0 | 60.67% | 600
92 | 2 | 150 | 60.68% | 600
92 | 3 | 750 | 60.69% | 600
92 | 4 | 0 | 60.71% | 600
92 | 5 | 50 | 60.72% | 600
92 | 6 | 850 | 60.73% | 600
92 | 7 | 50 | 60.75% | 600
92 | 8 | 1650 | 60.76% | 600
92 | 9 | 1600 | 60.77% | 600
92 | 10 | 200 | 60.79% | 600
92 | 11 | 350 | 60.8% | 600
92 | 12 | 2500 | 60.81% | 600
92 | 13 | 1000 | 60.83% | 600
92 | 14 | 3050 | 60.84% | 600
92 | 15 | 300 | 60.85% | 600
92 | 16 | 1000 | 60.87% | 600
92 | 17 | 6000 | 60.88% | 600
92 | 18 | 50 | 60.89% | 600
92 | 19 | 5100 | 60.91% | 600
92 | 20 | 400 | 60.92% | 600
92 | 21 | 0 | 60.93% | 600
92 | 22 | 1200 | 60.95% | 600
92 | 23 | 850 | 60.96% | 600
92 | 24 | 200 | 60.97% | 600
92 | 25 | 1950 | 60.99% | 600
92 | 26 | 2550 | 61% | 600
92 | 27 | 450 | 61.01% | 600
92 | 28 | 2600 | 61.03% | 600
92 | 29 | 1500 | 61.04% | 600
92 | 30 | 50 | 61.05% | 600
92 | 31 | 0 | 61.07% | 600
92 | 32 | 300 | 61.08% | 600
92 | 33 | 50 | 61.09% | 600
92 | 34 | 500 | 61.11% | 600
92 | 35 | 950 | 61.12% | 600
92 | 36 | 0 | 61.13% | 600
92 | 37 | 7500 | 61.15% | 600
92 | 38 | 100 | 61.16% | 600
92 | 39 | 3750 | 61.17% | 600
92 | 40 | 500 | 61.19% | 600
92 | 41 | 7500 | 61.2% | 600
92 | 42 | 0 | 61.21% | 600
92 | 43 | 3000 | 61.23% | 600
92 | 44 | 1100 | 61.24% | 600
92 | 45 | 1150 | 61.25% | 600
92 | 46 | 50 | 61.27% | 600
92 | 47 | 2850 | 61.28% | 600
92 | 48 | 400 | 61.29% | 600
92 | 49 | 250 | 61.31% | 600
92 | 50 | 900 | 61.32% | 600
93 | 1 | 0 | 61.33% | 600
93 | 2 | 0 | 61.35% | 600
93 | 3 | 200 | 61.36% | 600
93 | 4 | 600 | 61.37% | 600
93 | 5 | 200 | 61.39% | 600
93 | 6 | 0 | 61.4% | 600
93 | 7 | 100 | 61.41% | 600
93 | 8 | 0 | 61.43% | 600
93 | 9 | 1800 | 61.44% | 600
93 | 10 | 500 | 61.45% | 600
93 | 11 | 100 | 61.47% | 600
93 | 12 | 2000 | 61.48% | 600
93 | 13 | 0 | 61.49% | 600
93 | 14 | 100 | 61.51% | 600
93 | 15 | 0 | 61.52% | 600
93 | 16 | 600 | 61.53% | 600
93 | 17 | 50 | 61.55% | 600
93 | 18 | 250 | 61.56% | 600
93 | 19 | 50 | 61.57% | 600
93 | 20 | 0 | 61.59% | 600
93 | 21 | 0 | 61.6% | 600
93 | 22 | 1350 | 61.61% | 600
93 | 23 | 800 | 61.63% | 600
93 | 24 | 600 | 61.64% | 600
93 | 25 | 1200 | 61.65% | 600
93 | 26 | 700 | 61.67% | 600
93 | 27 | 1750 | 61.68% | 600
93 | 28 | 550 | 61.69% | 600
93 | 29 | 0 | 61.71% | 600
93 | 30 | 50 | 61.72% | 600
93 | 31 | 2250 | 61.73% | 600
93 | 32 | 1500 | 61.75% | 600
93 | 33 | 0 | 61.76% | 600
93 | 34 | 3000 | 61.77% | 600
93 | 35 | 150 | 61.79% | 600
93 | 36 | 1650 | 61.8% | 600
93 | 37 | 0 | 61.81% | 600
93 | 38 | 100 | 61.83% | 600
93 | 39 | 0 | 61.84% | 600
93 | 40 | 0 | 61.85% | 600
93 | 41 | 0 | 61.87% | 600
93 | 42 | 950 | 61.88% | 600
93 | 43 | 1000 | 61.89% | 600
93 | 44 | 1600 | 61.91% | 600
93 | 45 | 0 | 61.92% | 650
93 | 46 | 0 | 61.93% | 650
93 | 47 | 0 | 61.95% | 650
93 | 48 | 400 | 61.96% | 650
93 | 49 | 300 | 61.97% | 650
93 | 50 | 2150 | 61.99% | 650
94 | 1 | 250 | 62% | 650
94 | 2 | 100 | 62.01% | 650
94 | 3 | 150 | 62.03% | 650
94 | 4 | 0 | 62.04% | 650
94 | 5 | 1350 | 62.05% | 650
94 | 6 | 6200 | 62.07% | 650
94 | 7 | 2050 | 62.08% | 650
94 | 8 | 0 | 62.09% | 650
94 | 9 | 2050 | 62.11% | 650
94 | 10 | 600 | 62.12% | 650
94 | 11 | 0 | 62.13% | 650
94 | 12 | 4250 | 62.15% | 650
94 | 13 | 1800 | 62.16% | 650
94 | 14 | 150 | 62.17% | 650
94 | 15 | 3100 | 62.19% | 650
94 | 16 | 250 | 62.2% | 650
94 | 17 | 700 | 62.21% | 650
94 | 18 | 4700 | 62.23% | 650
94 | 19 | 950 | 62.24% | 650
94 | 20 | 250 | 62.25% | 650
94 | 21 | 2400 | 62.27% | 650
94 | 22 | 400 | 62.28% | 650
94 | 23 | 400 | 62.29% | 650
94 | 24 | 1850 | 62.31% | 650
94 | 25 | 1400 | 62.32% | 650
94 | 26 | 250 | 62.33% | 650
94 | 27 | 6900 | 62.35% | 650
94 | 28 | 1800 | 62.36% | 650
94 | 29 | 700 | 62.37% | 650
94 | 30 | 100 | 62.39% | 650
94 | 31 | 650 | 62.4% | 650
94 | 32 | 0 | 62.41% | 650
94 | 33 | 12050 | 62.43% | 650
94 | 34 | 8100 | 62.44% | 650
94 | 35 | 1600 | 62.45% | 650
94 | 36 | 3700 | 62.47% | 650
94 | 37 | 350 | 62.48% | 650
94 | 38 | 2500 | 62.49% | 650
94 | 39 | 0 | 62.51% | 650
94 | 40 | 400 | 62.52% | 650
94 | 41 | 2250 | 62.53% | 650
94 | 42 | 900 | 62.55% | 650
94 | 43 | 350 | 62.56% | 650
94 | 44 | 900 | 62.57% | 650
94 | 45 | 0 | 62.59% | 650
94 | 46 | 800 | 62.6% | 650
94 | 47 | 0 | 62.61% | 650
94 | 48 | 700 | 62.63% | 650
94 | 49 | 2250 | 62.64% | 650
94 | 50 | 1400 | 62.65% | 650
95 | 1 | 150 | 62.67% | 650
95 | 2 | 250 | 62.68% | 650
95 | 3 | 100 | 62.69% | 650
95 | 4 | 1600 | 62.71% | 650
95 | 5 | 2400 | 62.72% | 650
95 | 6 | 150 | 62.73% | 650
95 | 7 | 450 | 62.75% | 650
95 | 8 | 250 | 62.76% | 650
95 | 9 | 450 | 62.77% | 650
95 | 10 | 250 | 62.79% | 650
95 | 11 | 850 | 62.8% | 650
95 | 12 | 200 | 62.81% | 650
95 | 13 | 0 | 62.83% | 650
95 | 14 | 50 | 62.84% | 650
95 | 15 | 300 | 62.85% | 650
95 | 16 | 300 | 62.87% | 650
95 | 17 | 850 | 62.88% | 650
95 | 18 | 0 | 62.89% | 650
95 | 19 | 2800 | 62.91% | 650
95 | 20 | 300 | 62.92% | 650
95 | 21 | 100 | 62.93% | 650
95 | 22 | 900 | 62.95% | 650
95 | 23 | 750 | 62.96% | 650
95 | 24 | 1600 | 62.97% | 650
95 | 25 | 900 | 62.99% | 650
95 | 26 | 100 | 63% | 650
95 | 27 | 350 | 63.01% | 650
95 | 28 | 250 | 63.03% | 650
95 | 29 | 100 | 63.04% | 650
95 | 30 | 0 | 63.05% | 650
95 | 31 | 1050 | 63.07% | 650
95 | 32 | 0 | 63.08% | 650
95 | 33 | 800 | 63.09% | 650
95 | 34 | 200 | 63.11% | 650
95 | 35 | 550 | 63.12% | 650
95 | 36 | 0 | 63.13% | 650
95 | 37 | 0 | 63.15% | 650
95 | 38 | 0 | 63.16% | 650
95 | 39 | 4850 | 63.17% | 650
95 | 40 | 0 | 63.19% | 650
95 | 41 | 0 | 63.2% | 650
95 | 42 | 100 | 63.21% | 650
95 | 43 | 0 | 63.23% | 650
95 | 44 | 100 | 63.24% | 650
95 | 45 | 400 | 63.25% | 650
95 | 46 | 3200 | 63.27% | 650
95 | 47 | 150 | 63.28% | 650
95 | 48 | 800 | 63.29% | 650
95 | 49 | 150 | 63.31% | 650
95 | 50 | 0 | 63.32% | 650
96 | 1 | 1600 | 63.33% | 650
96 | 2 | 1000 | 63.35% | 650
96 | 3 | 1650 | 63.36% | 650
96 | 4 | 1600 | 63.37% | 650
96 | 5 | 2350 | 63.39% | 650
96 | 6 | 2450 | 63.4% | 650
96 | 7 | 4650 | 63.41% | 650
96 | 8 | 350 | 63.43% | 650
96 | 9 | 1450 | 63.44% | 650
96 | 10 | 550 | 63.45% | 650
96 | 11 | 800 | 63.47% | 650
96 | 12 | 0 | 63.48% | 650
96 | 13 | 150 | 63.49% | 650
96 | 14 | 3550 | 63.51% | 650
96 | 15 | 200 | 63.52% | 650
96 | 16 | 550 | 63.53% | 650
96 | 17 | 500 | 63.55% | 650
96 | 18 | 0 | 63.56% | 650
96 | 19 | 1800 | 63.57% | 650
96 | 20 | 450 | 63.59% | 650
96 | 21 | 1400 | 63.6% | 650
96 | 22 | 350 | 63.61% | 650
96 | 23 | 100 | 63.63% | 650
96 | 24 | 3350 | 63.64% | 650
96 | 25 | 0 | 63.65% | 700
96 | 26 | 50 | 63.67% | 700
96 | 27 | 0 | 63.68% | 700
96 | 28 | 700 | 63.69% | 700
96 | 29 | 0 | 63.71% | 700
96 | 30 | 100 | 63.72% | 700
96 | 31 | 13350 | 63.73% | 700
96 | 32 | 2550 | 63.75% | 700
96 | 33 | 0 | 63.76% | 700
96 | 34 | 500 | 63.77% | 700
96 | 35 | 300 | 63.79% | 700
96 | 36 | 800 | 63.8% | 700
96 | 37 | 300 | 63.81% | 700
96 | 38 | 150 | 63.83% | 700
96 | 39 | 200 | 63.84% | 700
96 | 40 | 750 | 63.85% | 700
96 | 41 | 1050 | 63.87% | 700
96 | 42 | 5550 | 63.88% | 700
96 | 43 | 400 | 63.89% | 700
96 | 44 | 900 | 63.91% | 700
96 | 45 | 0 | 63.92% | 700
96 | 46 | 1500 | 63.93% | 700
96 | 47 | 500 | 63.95% | 700
96 | 48 | 1250 | 63.96% | 700
96 | 49 | 1050 | 63.97% | 700
96 | 50 | 0 | 63.99% | 700
97 | 1 | 500 | 64% | 700
97 | 2 | 1100 | 64.01% | 700
97 | 3 | 200 | 64.03% | 700
97 | 4 | 850 | 64.04% | 700
97 | 5 | 300 | 64.05% | 700
97 | 6 | 300 | 64.07% | 700
97 | 7 | 0 | 64.08% | 700
97 | 8 | 300 | 64.09% | 700
97 | 9 | 0 | 64.11% | 700
97 | 10 | 0 | 64.12% | 700
97 | 11 | 650 | 64.13% | 700
97 | 12 | 100 | 64.15% | 700
97 | 13 | 50 | 64.16% | 700
97 | 14 | 1350 | 64.17% | 700
97 | 15 | 1700 | 64.19% | 700
97 | 16 | 550 | 64.2% | 700
97 | 17 | 850 | 64.21% | 700
97 | 18 | 1150 | 64.23% | 700
97 | 19 | 0 | 64.24% | 700
97 | 20 | 150 | 64.25% | 700
97 | 21 | 900 | 64.27% | 700
97 | 22 | 1300 | 64.28% | 700
97 | 23 | 4450 | 64.29% | 700
97 | 24 | 1000 | 64.31% | 700
97 | 25 | 1350 | 64.32% | 700
97 | 26 | 950 | 64.33% | 700
97 | 27 | 8450 | 64.35% | 700
97 | 28 | 450 | 64.36% | 700
97 | 29 | 0 | 64.37% | 700
97 | 30 | 1800 | 64.39% | 700
97 | 31 | 300 | 64.4% | 700
97 | 32 | 100 | 64.41% | 700
97 | 33 | 650 | 64.43% | 700
97 | 34 | 500 | 64.44% | 700
97 | 35 | 0 | 64.45% | 700
97 | 36 | 850 | 64.47% | 700
97 | 37 | 700 | 64.48% | 700
97 | 38 | 50 | 64.49% | 700
97 | 39 | 0 | 64.51% | 700
97 | 40 | 2050 | 64.52% | 700
97 | 41 | 200 | 64.53% | 700
97 | 42 | 500 | 64.55% | 700
97 | 43 | 50 | 64.56% | 700
97 | 44 | 100 | 64.57% | 700
97 | 45 | 7200 | 64.59% | 700
97 | 46 | 3100 | 64.6% | 700
97 | 47 | 2250 | 64.61% | 700
97 | 48 | 100 | 64.63% | 700
97 | 49 | 100 | 64.64% | 700
97 | 50 | 5250 | 64.65% | 700
98 | 1 | 1500 | 64.67% | 700
98 | 2 | 500 | 64.68% | 700
98 | 3 | 0 | 64.69% | 700
98 | 4 | 3250 | 64.71% | 700
98 | 5 | 1200 | 64.72% | 700
98 | 6 | 300 | 64.73% | 700
98 | 7 | 1200 | 64.75% | 700
98 | 8 | 950 | 64.76% | 700
98 | 9 | 0 | 64.77% | 700
98 | 10 | 100 | 64.79% | 700
98 | 11 | 1300 | 64.8% | 700
98 | 12 | 1100 | 64.81% | 700
98 | 13 | 950 | 64.83% | 700
98 | 14 | 0 | 64.84% | 700
98 | 15 | 1500 | 64.85% | 700
98 | 16 | 350 | 64.87% | 700
98 | 17 | 250 | 64.88% | 700
98 | 18 | 1400 | 64.89% | 700
98 | 19 | 1950 | 64.91% | 700
98 | 20 | 1700 | 64.92% | 700
98 | 21 | 0 | 64.93% | 700
98 | 22 | 250 | 64.95% | 700
98 | 23 | 0 | 64.96% | 700
98 | 24 | 4400 | 64.97% | 700
98 | 25 | 6700 | 64.99% | 700
98 | 26 | 4150 | 65% | 700
98 | 27 | 850 | 65.01% | 700
98 | 28 | 350 | 65.03% | 700
98 | 29 | 50 | 65.04% | 700
98 | 30 | 4300 | 65.05% | 700
98 | 31 | 3100 | 65.07% | 700
98 | 32 | 400 | 65.08% | 700
98 | 33 | 100 | 65.09% | 700
98 | 34 | 200 | 65.11% | 700
98 | 35 | 2350 | 65.12% | 700
98 | 36 | 1950 | 65.13% | 700
98 | 37 | 1450 | 65.15% | 700
98 | 38 | 0 | 65.16% | 700
98 | 39 | 1400 | 65.17% | 700
98 | 40 | 600 | 65.19% | 700
98 | 41 | 1000 | 65.2% | 700
98 | 42 | 150 | 65.21% | 700
98 | 43 | 1300 | 65.23% | 700
98 | 44 | 1100 | 65.24% | 700
98 | 45 | 1950 | 65.25% | 700
98 | 46 | 2900 | 65.27% | 700
98 | 47 | 2500 | 65.28% | 700
98 | 48 | 1100 | 65.29% | 700
98 | 49 | 1300 | 65.31% | 700
98 | 50 | 250 | 65.32% | 700
99 | 1 | 150 | 65.33% | 700
99 | 2 | 950 | 65.35% | 700
99 | 3 | 0 | 65.36% | 700
99 | 4 | 950 | 65.37% | 700
99 | 5 | 100 | 65.39% | 700
99 | 6 | 4850 | 65.4% | 700
99 | 7 | 0 | 65.41% | 700
99 | 8 | 300 | 65.43% | 700
99 | 9 | 0 | 65.44% | 700
99 | 10 | 0 | 65.45% | 700
99 | 11 | 200 | 65.47% | 700
99 | 12 | 250 | 65.48% | 700
99 | 13 | 2200 | 65.49% | 700
99 | 14 | 2050 | 65.51% | 750
99 | 15 | 50 | 65.52% | 750
99 | 16 | 4150 | 65.53% | 750
99 | 17 | 800 | 65.55% | 750
99 | 18 | 350 | 65.56% | 750
99 | 19 | 1300 | 65.57% | 750
99 | 20 | 200 | 65.59% | 750
99 | 21 | 50 | 65.6% | 750
99 | 22 | 750 | 65.61% | 750
99 | 23 | 100 | 65.63% | 750
99 | 24 | 2150 | 65.64% | 750
99 | 25 | 350 | 65.65% | 750
99 | 26 | 0 | 65.67% | 750
99 | 27 | 200 | 65.68% | 750
99 | 28 | 0 | 65.69% | 750
99 | 29 | 200 | 65.71% | 750
99 | 30 | 350 | 65.72% | 750
99 | 31 | 700 | 65.73% | 750
99 | 32 | 0 | 65.75% | 750
99 | 33 | 6400 | 65.76% | 750
99 | 34 | 1000 | 65.77% | 750
99 | 35 | 0 | 65.79% | 750
99 | 36 | 350 | 65.8% | 750
99 | 37 | 50 | 65.81% | 750
99 | 38 | 50 | 65.83% | 750
99 | 39 | 0 | 65.84% | 750
99 | 40 | 400 | 65.85% | 750
99 | 41 | 1400 | 65.87% | 750
99 | 42 | 550 | 65.88% | 750
99 | 43 | 0 | 65.89% | 750
99 | 44 | 150 | 65.91% | 750
99 | 45 | 1600 | 65.92% | 750
99 | 46 | 500 | 65.93% | 750
99 | 47 | 450 | 65.95% | 750
99 | 48 | 0 | 65.96% | 750
99 | 49 | 250 | 65.97% | 750
99 | 50 | 100 | 65.99% | 750
100 | 1 | 50 | 66% | 750
100 | 2 | 1700 | 66.01% | 750
100 | 3 | 50 | 66.03% | 750
100 | 4 | 250 | 66.04% | 750
100 | 5 | 200 | 66.05% | 750
100 | 6 | 650 | 66.07% | 750
100 | 7 | 600 | 66.08% | 750
100 | 8 | 400 | 66.09% | 750
100 | 9 | 0 | 66.11% | 750
100 | 10 | 1450 | 66.12% | 750
100 | 11 | 2850 | 66.13% | 750
100 | 12 | 0 | 66.15% | 750
100 | 13 | 0 | 66.16% | 750
100 | 14 | 350 | 66.17% | 750
100 | 15 | 300 | 66.19% | 750
100 | 16 | 300 | 66.2% | 750
100 | 17 | 250 | 66.21% | 750
100 | 18 | 900 | 66.23% | 750
100 | 19 | 1400 | 66.24% | 750
100 | 20 | 3600 | 66.25% | 750
100 | 21 | 200 | 66.27% | 750
100 | 22 | 0 | 66.28% | 750
100 | 23 | 600 | 66.29% | 750
100 | 24 | 700 | 66.31% | 750
100 | 25 | 3600 | 66.32% | 750
100 | 26 | 400 | 66.33% | 750
100 | 27 | 1800 | 66.35% | 750
100 | 28 | 100 | 66.36% | 750
100 | 29 | 0 | 66.37% | 750
100 | 30 | 600 | 66.39% | 750
100 | 31 | 0 | 66.4% | 750
100 | 32 | 600 | 66.41% | 750
100 | 33 | 250 | 66.43% | 750
100 | 34 | 500 | 66.44% | 750
100 | 35 | 0 | 66.45% | 750
100 | 36 | 200 | 66.47% | 750
100 | 37 | 750 | 66.48% | 750
100 | 38 | 0 | 66.49% | 750
100 | 39 | 1100 | 66.51% | 750
100 | 40 | 750 | 66.52% | 750
100 | 41 | 250 | 66.53% | 750
100 | 42 | 400 | 66.55% | 750
100 | 43 | 2100 | 66.56% | 750
100 | 44 | 750 | 66.57% | 750
100 | 45 | 1000 | 66.59% | 750
100 | 46 | 250 | 66.6% | 750
100 | 47 | 1550 | 66.61% | 750
100 | 48 | 1300 | 66.63% | 750
100 | 49 | 0 | 66.64% | 750
100 | 50 | 200 | 66.65% | 750
101 | 1 | 8750 | 66.67% | 750
101 | 2 | 2100 | 66.68% | 750
101 | 3 | 900 | 66.69% | 750
101 | 4 | 1400 | 66.71% | 750
101 | 5 | 250 | 66.72% | 750
101 | 6 | 800 | 66.73% | 750
101 | 7 | 750 | 66.75% | 750
101 | 8 | 2350 | 66.76% | 750
101 | 9 | 1200 | 66.77% | 750
101 | 10 | 0 | 66.79% | 750
101 | 11 | 0 | 66.8% | 750
101 | 12 | 3100 | 66.81% | 750
101 | 13 | 3300 | 66.83% | 750
101 | 14 | 0 | 66.84% | 750
101 | 15 | 2050 | 66.85% | 750
101 | 16 | 1250 | 66.87% | 750
101 | 17 | 2750 | 66.88% | 750
101 | 18 | 500 | 66.89% | 750
101 | 19 | 550 | 66.91% | 750
101 | 20 | 1500 | 66.92% | 750
101 | 21 | 2150 | 66.93% | 750
101 | 22 | 1200 | 66.95% | 750
101 | 23 | 1750 | 66.96% | 750
101 | 24 | 350 | 66.97% | 750
101 | 25 | 700 | 66.99% | 750
101 | 26 | 2000 | 67% | 750
101 | 27 | 350 | 67.01% | 750
101 | 28 | 800 | 67.03% | 750
101 | 29 | 400 | 67.04% | 800
101 | 30 | 0 | 67.05% | 800
101 | 31 | 150 | 67.07% | 800
101 | 32 | 100 | 67.08% | 800
101 | 33 | 1050 | 67.09% | 800
101 | 34 | 0 | 67.11% | 800
101 | 35 | 250 | 67.12% | 800
101 | 36 | 4550 | 67.13% | 800
101 | 37 | 2700 | 67.15% | 800
101 | 38 | 500 | 67.16% | 800
101 | 39 | 1000 | 67.17% | 800
101 | 40 | 2100 | 67.19% | 800
101 | 41 | 1000 | 67.2% | 800
101 | 42 | 150 | 67.21% | 800
101 | 43 | 0 | 67.23% | 800
101 | 44 | 600 | 67.24% | 800
101 | 45 | 7400 | 67.25% | 800
101 | 46 | 100 | 67.27% | 800
101 | 47 | 3950 | 67.28% | 800
101 | 48 | 50 | 67.29% | 800
101 | 49 | 6400 | 67.31% | 800
101 | 50 | 0 | 67.32% | 800
102 | 1 | 2350 | 67.33% | 800
102 | 2 | 150 | 67.35% | 800
102 | 3 | 1200 | 67.36% | 800
102 | 4 | 2900 | 67.37% | 800
102 | 5 | 1450 | 67.39% | 800
102 | 6 | 0 | 67.4% | 800
102 | 7 | 0 | 67.41% | 800
102 | 8 | 1800 | 67.43% | 800
102 | 9 | 450 | 67.44% | 800
102 | 10 | 1200 | 67.45% | 800
102 | 11 | 2200 | 67.47% | 800
102 | 12 | 2500 | 67.48% | 800
102 | 13 | 300 | 67.49% | 800
102 | 14 | 50 | 67.51% | 800
102 | 15 | 50 | 67.52% | 800
102 | 16 | 2600 | 67.53% | 800
102 | 17 | 4450 | 67.55% | 800
102 | 18 | 950 | 67.56% | 800
102 | 19 | 100 | 67.57% | 800
102 | 20 | 1000 | 67.59% | 800
102 | 21 | 0 | 67.6% | 800
102 | 22 | 2000 | 67.61% | 800
102 | 23 | 8950 | 67.63% | 800
102 | 24 | 550 | 67.64% | 800
102 | 25 | 1050 | 67.65% | 800
102 | 26 | 2750 | 67.67% | 800
102 | 27 | 200 | 67.68% | 800
102 | 28 | 550 | 67.69% | 800
102 | 29 | 850 | 67.71% | 800
102 | 30 | 500 | 67.72% | 800
102 | 31 | 700 | 67.73% | 800
102 | 32 | 700 | 67.75% | 800
102 | 33 | 2800 | 67.76% | 800
102 | 34 | 4050 | 67.77% | 800
102 | 35 | 150 | 67.79% | 800
102 | 36 | 200 | 67.8% | 800
102 | 37 | 150 | 67.81% | 800
102 | 38 | 100 | 67.83% | 800
102 | 39 | 0 | 67.84% | 800
102 | 40 | 300 | 67.85% | 800
102 | 41 | 500 | 67.87% | 800
102 | 42 | 500 | 67.88% | 800
102 | 43 | 0 | 67.89% | 800
102 | 44 | 450 | 67.91% | 800
102 | 45 | 200 | 67.92% | 800
102 | 46 | 450 | 67.93% | 800
102 | 47 | 1750 | 67.95% | 800
102 | 48 | 2050 | 67.96% | 800
102 | 49 | 0 | 67.97% | 800
102 | 50 | 150 | 67.99% | 800
103 | 1 | 550 | 68% | 800
103 | 2 | 0 | 68.01% | 800
103 | 3 | 350 | 68.03% | 800
103 | 4 | 1200 | 68.04% | 800
103 | 5 | 3000 | 68.05% | 800
103 | 6 | 900 | 68.07% | 800
103 | 7 | 650 | 68.08% | 800
103 | 8 | 500 | 68.09% | 800
103 | 9 | 250 | 68.11% | 800
103 | 10 | 750 | 68.12% | 800
103 | 11 | 400 | 68.13% | 800
103 | 12 | 300 | 68.15% | 800
103 | 13 | 550 | 68.16% | 800
103 | 14 | 350 | 68.17% | 800
103 | 15 | 0 | 68.19% | 800
103 | 16 | 0 | 68.2% | 800
103 | 17 | 0 | 68.21% | 800
103 | 18 | 0 | 68.23% | 800
103 | 19 | 200 | 68.24% | 800
103 | 20 | 400 | 68.25% | 800
103 | 21 | 1600 | 68.27% | 800
103 | 22 | 1700 | 68.28% | 800
103 | 23 | 250 | 68.29% | 800
103 | 24 | 0 | 68.31% | 800
103 | 25 | 1700 | 68.32% | 800
103 | 26 | 650 | 68.33% | 800
103 | 27 | 1200 | 68.35% | 800
103 | 28 | 0 | 68.36% | 800
103 | 29 | 500 | 68.37% | 800
103 | 30 | 300 | 68.39% | 800
103 | 31 | 550 | 68.4% | 800
103 | 32 | 1100 | 68.41% | 800
103 | 33 | 950 | 68.43% | 800
103 | 34 | 1550 | 68.44% | 800
103 | 35 | 900 | 68.45% | 800
103 | 36 | 550 | 68.47% | 800
103 | 37 | 350 | 68.48% | 800
103 | 38 | 0 | 68.49% | 800
103 | 39 | 850 | 68.51% | 800
103 | 40 | 250 | 68.52% | 800
103 | 41 | 1600 | 68.53% | 800
103 | 42 | 700 | 68.55% | 800
103 | 43 | 1100 | 68.56% | 800
103 | 44 | 2450 | 68.57% | 800
103 | 45 | 2650 | 68.59% | 800
103 | 46 | 500 | 68.6% | 800
103 | 47 | 1000 | 68.61% | 800
103 | 48 | 1300 | 68.63% | 800
103 | 49 | 0 | 68.64% | 850
103 | 50 | 300 | 68.65% | 850
104 | 1 | 700 | 68.67% | 850
104 | 2 | 0 | 68.68% | 850
104 | 3 | 250 | 68.69% | 850
104 | 4 | 200 | 68.71% | 850
104 | 5 | 4250 | 68.72% | 850
104 | 6 | 1650 | 68.73% | 850
104 | 7 | 2850 | 68.75% | 850
104 | 8 | 6300 | 68.76% | 850
104 | 9 | 1600 | 68.77% | 850
104 | 10 | 100 | 68.79% | 850
104 | 11 | 0 | 68.8% | 850
104 | 12 | 450 | 68.81% | 850
104 | 13 | 450 | 68.83% | 850
104 | 14 | 100 | 68.84% | 850
104 | 15 | 0 | 68.85% | 850
104 | 16 | 0 | 68.87% | 850
104 | 17 | 550 | 68.88% | 850
104 | 18 | 4200 | 68.89% | 850
104 | 19 | 550 | 68.91% | 850
104 | 20 | 50 | 68.92% | 850
104 | 21 | 650 | 68.93% | 850
104 | 22 | 350 | 68.95% | 850
104 | 23 | 700 | 68.96% | 850
104 | 24 | 150 | 68.97% | 850
104 | 25 | 0 | 68.99% | 850
104 | 26 | 1450 | 69% | 850
104 | 27 | 400 | 69.01% | 850
104 | 28 | 1300 | 69.03% | 850
104 | 29 | 0 | 69.04% | 850
104 | 30 | 1500 | 69.05% | 850
104 | 31 | 3450 | 69.07% | 850
104 | 32 | 1500 | 69.08% | 850
104 | 33 | 1050 | 69.09% | 850
104 | 34 | 950 | 69.11% | 850
104 | 35 | 0 | 69.12% | 850
104 | 36 | 1600 | 69.13% | 850
104 | 37 | 600 | 69.15% | 850
104 | 38 | 1450 | 69.16% | 850
104 | 39 | 4800 | 69.17% | 850
104 | 40 | 450 | 69.19% | 850
104 | 41 | 600 | 69.2% | 850
104 | 42 | 0 | 69.21% | 850
104 | 43 | 1100 | 69.23% | 850
104 | 44 | 1650 | 69.24% | 850
104 | 45 | 500 | 69.25% | 850
104 | 46 | 1150 | 69.27% | 850
104 | 47 | 200 | 69.28% | 850
104 | 48 | 500 | 69.29% | 850
104 | 49 | 600 | 69.31% | 850
104 | 50 | 100 | 69.32% | 850
105 | 1 | 0 | 69.33% | 850
105 | 2 | 1050 | 69.35% | 850
105 | 3 | 300 | 69.36% | 850
105 | 4 | 900 | 69.37% | 850
105 | 5 | 0 | 69.39% | 850
105 | 6 | 450 | 69.4% | 850
105 | 7 | 300 | 69.41% | 850
105 | 8 | 5150 | 69.43% | 850
105 | 9 | 0 | 69.44% | 850
105 | 10 | 0 | 69.45% | 850
105 | 11 | 150 | 69.47% | 850
105 | 12 | 0 | 69.48% | 850
105 | 13 | 950 | 69.49% | 850
105 | 14 | 0 | 69.51% | 850
105 | 15 | 0 | 69.52% | 850
105 | 16 | 0 | 69.53% | 850
105 | 17 | 500 | 69.55% | 850
105 | 18 | 0 | 69.56% | 850
105 | 19 | 300 | 69.57% | 850
105 | 20 | 1850 | 69.59% | 850
105 | 21 | 1100 | 69.6% | 850
105 | 22 | 0 | 69.61% | 850
105 | 23 | 0 | 69.63% | 850
105 | 24 | 250 | 69.64% | 850
105 | 25 | 200 | 69.65% | 850
105 | 26 | 200 | 69.67% | 850
105 | 27 | 0 | 69.68% | 850
105 | 28 | 0 | 69.69% | 850
105 | 29 | 0 | 69.71% | 850
105 | 30 | 650 | 69.72% | 850
105 | 31 | 0 | 69.73% | 850
105 | 32 | 0 | 69.75% | 850
105 | 33 | 400 | 69.76% | 850
105 | 34 | 0 | 69.77% | 850
105 | 35 | 200 | 69.79% | 850
105 | 36 | 2150 | 69.8% | 850
105 | 37 | 50 | 69.81% | 850
105 | 38 | 400 | 69.83% | 850
105 | 39 | 150 | 69.84% | 850
105 | 40 | 0 | 69.85% | 850
105 | 41 | 1100 | 69.87% | 850
105 | 42 | 50 | 69.88% | 850
105 | 43 | 450 | 69.89% | 850
105 | 44 | 0 | 69.91% | 850
105 | 45 | 50 | 69.92% | 850
105 | 46 | 7450 | 69.93% | 850
105 | 47 | 50 | 69.95% | 850
105 | 48 | 400 | 69.96% | 850
105 | 49 | 150 | 69.97% | 850
105 | 50 | 300 | 69.99% | 850
106 | 1 | 300 | 70% | 850
106 | 2 | 300 | 70.01% | 850
106 | 3 | 2750 | 70.03% | 850
106 | 4 | 1350 | 70.04% | 850
106 | 5 | 1100 | 70.05% | 850
106 | 6 | 900 | 70.07% | 850
106 | 7 | 300 | 70.08% | 850
106 | 8 | 600 | 70.09% | 850
106 | 9 | 2450 | 70.11% | 850
106 | 10 | 250 | 70.12% | 850
106 | 11 | 650 | 70.13% | 850
106 | 12 | 2400 | 70.15% | 850
106 | 13 | 300 | 70.16% | 850
106 | 14 | 500 | 70.17% | 850
106 | 15 | 650 | 70.19% | 850
106 | 16 | 3450 | 70.2% | 850
106 | 17 | 0 | 70.21% | 850
106 | 18 | 1000 | 70.23% | 850
106 | 19 | 0 | 70.24% | 850
106 | 20 | 250 | 70.25% | 850
106 | 21 | 0 | 70.27% | 900
106 | 22 | 0 | 70.28% | 900
106 | 23 | 2300 | 70.29% | 900
106 | 24 | 2600 | 70.31% | 900
106 | 25 | 3900 | 70.32% | 900
106 | 26 | 400 | 70.33% | 900
106 | 27 | 50 | 70.35% | 900
106 | 28 | 150 | 70.36% | 900
106 | 29 | 150 | 70.37% | 900
106 | 30 | 900 | 70.39% | 900
106 | 31 | 550 | 70.4% | 900
106 | 32 | 0 | 70.41% | 900
106 | 33 | 100 | 70.43% | 900
106 | 34 | 850 | 70.44% | 900
106 | 35 | 750 | 70.45% | 900
106 | 36 | 700 | 70.47% | 900
106 | 37 | 0 | 70.48% | 900
106 | 38 | 450 | 70.49% | 900
106 | 39 | 250 | 70.51% | 900
106 | 40 | 6050 | 70.52% | 900
106 | 41 | 6200 | 70.53% | 900
106 | 42 | 400 | 70.55% | 900
106 | 43 | 3100 | 70.56% | 900
106 | 44 | 200 | 70.57% | 900
106 | 45 | 2800 | 70.59% | 900
106 | 46 | 600 | 70.6% | 900
106 | 47 | 0 | 70.61% | 900
106 | 48 | 50 | 70.63% | 900
106 | 49 | 150 | 70.64% | 900
106 | 50 | 1500 | 70.65% | 900
107 | 1 | 0 | 70.67% | 900
107 | 2 | 200 | 70.68% | 900
107 | 3 | 0 | 70.69% | 900
107 | 4 | 0 | 70.71% | 900
107 | 5 | 5250 | 70.72% | 900
107 | 6 | 100 | 70.73% | 900
107 | 7 | 50 | 70.75% | 900
107 | 8 | 0 | 70.76% | 900
107 | 9 | 650 | 70.77% | 900
107 | 10 | 18600 | 70.79% | 900
107 | 11 | 1000 | 70.8% | 900
107 | 12 | 900 | 70.81% | 900
107 | 13 | 0 | 70.83% | 900
107 | 14 | 650 | 70.84% | 900
107 | 15 | 2400 | 70.85% | 900
107 | 16 | 850 | 70.87% | 900
107 | 17 | 250 | 70.88% | 900
107 | 18 | 700 | 70.89% | 900
107 | 19 | 5050 | 70.91% | 900
107 | 20 | 2000 | 70.92% | 900
107 | 21 | 500 | 70.93% | 900
107 | 22 | 0 | 70.95% | 900
107 | 23 | 1500 | 70.96% | 900
107 | 24 | 600 | 70.97% | 900
107 | 25 | 750 | 70.99% | 900
107 | 26 | 550 | 71% | 900
107 | 27 | 950 | 71.01% | 900
107 | 28 | 0 | 71.03% | 900
107 | 29 | 0 | 71.04% | 900
107 | 30 | 400 | 71.05% | 900
107 | 31 | 550 | 71.07% | 900
107 | 32 | 1750 | 71.08% | 900
107 | 33 | 3400 | 71.09% | 900
107 | 34 | 14650 | 71.11% | 900
107 | 35 | 0 | 71.12% | 900
107 | 36 | 1250 | 71.13% | 900
107 | 37 | 300 | 71.15% | 900
107 | 38 | 550 | 71.16% | 900
107 | 39 | 2600 | 71.17% | 900
107 | 40 | 1850 | 71.19% | 900
107 | 41 | 2550 | 71.2% | 900
107 | 42 | 100 | 71.21% | 900
107 | 43 | 650 | 71.23% | 900
107 | 44 | 1150 | 71.24% | 900
107 | 45 | 500 | 71.25% | 900
107 | 46 | 150 | 71.27% | 900
107 | 47 | 1000 | 71.28% | 900
107 | 48 | 300 | 71.29% | 900
107 | 49 | 3900 | 71.31% | 900
107 | 50 | 800 | 71.32% | 900
108 | 1 | 300 | 71.33% | 900
108 | 2 | 250 | 71.35% | 900
108 | 3 | 850 | 71.36% | 900
108 | 4 | 2800 | 71.37% | 900
108 | 5 | 1150 | 71.39% | 900
108 | 6 | 850 | 71.4% | 900
108 | 7 | 500 | 71.41% | 900
108 | 8 | 500 | 71.43% | 900
108 | 9 | 800 | 71.44% | 900
108 | 10 | 0 | 71.45% | 900
108 | 11 | 450 | 71.47% | 900
108 | 12 | 250 | 71.48% | 900
108 | 13 | 0 | 71.49% | 900
108 | 14 | 550 | 71.51% | 900
108 | 15 | 6350 | 71.52% | 900
108 | 16 | 5450 | 71.53% | 900
108 | 17 | 0 | 71.55% | 950
108 | 18 | 700 | 71.56% | 950
108 | 19 | 1900 | 71.57% | 950
108 | 20 | 100 | 71.59% | 950
108 | 21 | 3350 | 71.6% | 950
108 | 22 | 0 | 71.61% | 950
108 | 23 | 0 | 71.63% | 950
108 | 24 | 0 | 71.64% | 950
108 | 25 | 0 | 71.65% | 950
108 | 26 | 50 | 71.67% | 950
108 | 27 | 0 | 71.68% | 950
108 | 28 | 100 | 71.69% | 950
108 | 29 | 1650 | 71.71% | 950
108 | 30 | 350 | 71.72% | 950
108 | 31 | 1450 | 71.73% | 950
108 | 32 | 1150 | 71.75% | 950
108 | 33 | 700 | 71.76% | 950
108 | 34 | 2200 | 71.77% | 950
108 | 35 | 0 | 71.79% | 950
108 | 36 | 1150 | 71.8% | 950
108 | 37 | 300 | 71.81% | 950
108 | 38 | 1550 | 71.83% | 950
108 | 39 | 1050 | 71.84% | 950
108 | 40 | 1200 | 71.85% | 950
108 | 41 | 0 | 71.87% | 950
108 | 42 | 300 | 71.88% | 950
108 | 43 | 3700 | 71.89% | 950
108 | 44 | 0 | 71.91% | 950
108 | 45 | 3000 | 71.92% | 950
108 | 46 | 0 | 71.93% | 950
108 | 47 | 150 | 71.95% | 950
108 | 48 | 0 | 71.96% | 950
108 | 49 | 950 | 71.97% | 950
108 | 50 | 0 | 71.99% | 950
109 | 1 | 300 | 72% | 950
109 | 2 | 1400 | 72.01% | 950
109 | 3 | 3050 | 72.03% | 950
109 | 4 | 150 | 72.04% | 950
109 | 5 | 400 | 72.05% | 950
109 | 6 | 850 | 72.07% | 950
109 | 7 | 300 | 72.08% | 950
109 | 8 | 3300 | 72.09% | 950
109 | 9 | 1850 | 72.11% | 950
109 | 10 | 100 | 72.12% | 950
109 | 11 | 1800 | 72.13% | 950
109 | 12 | 450 | 72.15% | 950
109 | 13 | 1050 | 72.16% | 950
109 | 14 | 100 | 72.17% | 950
109 | 15 | 1950 | 72.19% | 950
109 | 16 | 1400 | 72.2% | 950
109 | 17 | 1050 | 72.21% | 950
109 | 18 | 9650 | 72.23% | 950
109 | 19 | 1800 | 72.24% | 950
109 | 20 | 0 | 72.25% | 950
109 | 21 | 700 | 72.27% | 950
109 | 22 | 3400 | 72.28% | 950
109 | 23 | 4900 | 72.29% | 950
109 | 24 | 100 | 72.31% | 950
109 | 25 | 700 | 72.32% | 950
109 | 26 | 3400 | 72.33% | 950
109 | 27 | 650 | 72.35% | 950
109 | 28 | 1100 | 72.36% | 950
109 | 29 | 1600 | 72.37% | 950
109 | 30 | 1750 | 72.39% | 950
109 | 31 | 4400 | 72.4% | 950
109 | 32 | 1950 | 72.41% | 950
109 | 33 | 2450 | 72.43% | 950
109 | 34 | 2700 | 72.44% | 950
109 | 35 | 1150 | 72.45% | 950
109 | 36 | 1500 | 72.47% | 950
109 | 37 | 350 | 72.48% | 950
109 | 38 | 1050 | 72.49% | 950
109 | 39 | 200 | 72.51% | 950
109 | 40 | 3450 | 72.52% | 950
109 | 41 | 6950 | 72.53% | 950
109 | 42 | 1000 | 72.55% | 950
109 | 43 | 4050 | 72.56% | 950
109 | 44 | 550 | 72.57% | 950
109 | 45 | 550 | 72.59% | 950
109 | 46 | 2850 | 72.6% | 950
109 | 47 | 4800 | 72.61% | 950
109 | 48 | 1000 | 72.63% | 950
109 | 49 | 250 | 72.64% | 950
109 | 50 | 300 | 72.65% | 950
110 | 1 | 300 | 72.67% | 950
110 | 2 | 200 | 72.68% | 950
110 | 3 | 100 | 72.69% | 950
110 | 4 | 650 | 72.71% | 950
110 | 5 | 0 | 72.72% | 950
110 | 6 | 0 | 72.73% | 950
110 | 7 | 2600 | 72.75% | 950
110 | 8 | 2150 | 72.76% | 950
110 | 9 | 50 | 72.77% | 950
110 | 10 | 200 | 72.79% | 950
110 | 11 | 0 | 72.8% | 950
110 | 12 | 200 | 72.81% | 950
110 | 13 | 10000 | 72.83% | 950
110 | 14 | 1600 | 72.84% | 950
110 | 15 | 0 | 72.85% | 950
110 | 16 | 800 | 72.87% | 950
110 | 17 | 150 | 72.88% | 950
110 | 18 | 650 | 72.89% | 950
110 | 19 | 1700 | 72.91% | 950
110 | 20 | 350 | 72.92% | 950
110 | 21 | 150 | 72.93% | 950
110 | 22 | 550 | 72.95% | 950
110 | 23 | 900 | 72.96% | 950
110 | 24 | 50 | 72.97% | 950
110 | 25 | 0 | 72.99% | 1000
110 | 26 | 0 | 73% | 1000
110 | 27 | 50 | 73.01% | 1000
110 | 28 | 2450 | 73.03% | 1000
110 | 29 | 0 | 73.04% | 1000
110 | 30 | 3450 | 73.05% | 1000
110 | 31 | 0 | 73.07% | 1000
110 | 32 | 0 | 73.08% | 1000
110 | 33 | 950 | 73.09% | 1000
110 | 34 | 250 | 73.11% | 1000
110 | 35 | 600 | 73.12% | 1000
110 | 36 | 0 | 73.13% | 1000
110 | 37 | 0 | 73.15% | 1000
110 | 38 | 350 | 73.16% | 1000
110 | 39 | 400 | 73.17% | 1000
110 | 40 | 1450 | 73.19% | 1000
110 | 41 | 0 | 73.2% | 1000
110 | 42 | 200 | 73.21% | 1000
110 | 43 | 150 | 73.23% | 1000
110 | 44 | 600 | 73.24% | 1000
110 | 45 | 100 | 73.25% | 1000
110 | 46 | 1450 | 73.27% | 1000
110 | 47 | 1650 | 73.28% | 1000
110 | 48 | 350 | 73.29% | 1000
110 | 49 | 2500 | 73.31% | 1000
110 | 50 | 350 | 73.32% | 1000
111 | 1 | 1800 | 73.33% | 1000
111 | 2 | 950 | 73.35% | 1000
111 | 3 | 2150 | 73.36% | 1000
111 | 4 | 50 | 73.37% | 1000
111 | 5 | 600 | 73.39% | 1000
111 | 6 | 450 | 73.4% | 1000
111 | 7 | 400 | 73.41% | 1000
111 | 8 | 50 | 73.43% | 1000
111 | 9 | 600 | 73.44% | 1000
111 | 10 | 5000 | 73.45% | 1000
111 | 11 | 950 | 73.47% | 1000
111 | 12 | 2550 | 73.48% | 1000
111 | 13 | 1700 | 73.49% | 1000
111 | 14 | 700 | 73.51% | 1000
111 | 15 | 3850 | 73.52% | 1000
111 | 16 | 350 | 73.53% | 1000
111 | 17 | 300 | 73.55% | 1000
111 | 18 | 300 | 73.56% | 1000
111 | 19 | 2250 | 73.57% | 1000
111 | 20 | 0 | 73.59% | 1000
111 | 21 | 450 | 73.6% | 1000
111 | 22 | 700 | 73.61% | 1000
111 | 23 | 0 | 73.63% | 1000
111 | 24 | 1000 | 73.64% | 1000
111 | 25 | 0 | 73.65% | 1000
111 | 26 | 850 | 73.67% | 1000
111 | 27 | 1500 | 73.68% | 1000
111 | 28 | 100 | 73.69% | 1000
111 | 29 | 50 | 73.71% | 1000
111 | 30 | 600 | 73.72% | 1000
111 | 31 | 900 | 73.73% | 1000
111 | 32 | 50 | 73.75% | 1000
111 | 33 | 500 | 73.76% | 1000
111 | 34 | 1850 | 73.77% | 1000
111 | 35 | 9200 | 73.79% | 1000
111 | 36 | 300 | 73.8% | 1000
111 | 37 | 1850 | 73.81% | 1000
111 | 38 | 850 | 73.83% | 1000
111 | 39 | 150 | 73.84% | 1000
111 | 40 | 2400 | 73.85% | 1000
111 | 41 | 9050 | 73.87% | 1000
111 | 42 | 750 | 73.88% | 1000
111 | 43 | 1750 | 73.89% | 1000
111 | 44 | 1200 | 73.91% | 1000
111 | 45 | 0 | 73.92% | 1000
111 | 46 | 4250 | 73.93% | 1000
111 | 47 | 1350 | 73.95% | 1000
111 | 48 | 1300 | 73.96% | 1000
111 | 49 | 450 | 73.97% | 1000
111 | 50 | 1000 | 73.99% | 1000
112 | 1 | 1400 | 74% | 1000
112 | 2 | 450 | 74.01% | 1000
112 | 3 | 250 | 74.03% | 1000
112 | 4 | 1900 | 74.04% | 1000
112 | 5 | 0 | 74.05% | 1050
112 | 6 | 500 | 74.07% | 1050
112 | 7 | 250 | 74.08% | 1050
112 | 8 | 1550 | 74.09% | 1050
112 | 9 | 0 | 74.11% | 1050
112 | 10 | 500 | 74.12% | 1050
112 | 11 | 300 | 74.13% | 1050
112 | 12 | 500 | 74.15% | 1050
112 | 13 | 2850 | 74.16% | 1050
112 | 14 | 750 | 74.17% | 1050
112 | 15 | 4500 | 74.19% | 1050
112 | 16 | 2150 | 74.2% | 1050
112 | 17 | 2450 | 74.21% | 1050
112 | 18 | 4200 | 74.23% | 1050
112 | 19 | 0 | 74.24% | 1050
112 | 20 | 50 | 74.25% | 1050
112 | 21 | 500 | 74.27% | 1050
112 | 22 | 0 | 74.28% | 1050
112 | 23 | 900 | 74.29% | 1050
112 | 24 | 0 | 74.31% | 1050
112 | 25 | 1750 | 74.32% | 1050
112 | 26 | 15650 | 74.33% | 1050
112 | 27 | 400 | 74.35% | 1050
112 | 28 | 0 | 74.36% | 1050
112 | 29 | 0 | 74.37% | 1050
112 | 30 | 200 | 74.39% | 1050
112 | 31 | 800 | 74.4% | 1050
112 | 32 | 350 | 74.41% | 1050
112 | 33 | 5450 | 74.43% | 1050
112 | 34 | 200 | 74.44% | 1050
112 | 35 | 1050 | 74.45% | 1050
112 | 36 | 550 | 74.47% | 1050
112 | 37 | 5700 | 74.48% | 1050
112 | 38 | 250 | 74.49% | 1050
112 | 39 | 400 | 74.51% | 1050
112 | 40 | 1000 | 74.52% | 1050
112 | 41 | 400 | 74.53% | 1050
112 | 42 | 500 | 74.55% | 1050
112 | 43 | 600 | 74.56% | 1050
112 | 44 | 0 | 74.57% | 1050
112 | 45 | 550 | 74.59% | 1050
112 | 46 | 200 | 74.6% | 1050
112 | 47 | 100 | 74.61% | 1050
112 | 48 | 1450 | 74.63% | 1050
112 | 49 | 150 | 74.64% | 1050
112 | 50 | 500 | 74.65% | 1050
113 | 1 | 1000 | 74.67% | 1050
113 | 2 | 800 | 74.68% | 1050
113 | 3 | 750 | 74.69% | 1050
113 | 4 | 700 | 74.71% | 1050
113 | 5 | 750 | 74.72% | 1050
113 | 6 | 350 | 74.73% | 1050
113 | 7 | 550 | 74.75% | 1050
113 | 8 | 1000 | 74.76% | 1050
113 | 9 | 0 | 74.77% | 1050
113 | 10 | 1600 | 74.79% | 1050
113 | 11 | 0 | 74.8% | 1050
113 | 12 | 1850 | 74.81% | 1050
113 | 13 | 0 | 74.83% | 1050
113 | 14 | 800 | 74.84% | 1050
113 | 15 | 950 | 74.85% | 1050
113 | 16 | 2150 | 74.87% | 1050
113 | 17 | 300 | 74.88% | 1050
113 | 18 | 800 | 74.89% | 1050
113 | 19 | 2650 | 74.91% | 1100
113 | 20 | 2350 | 74.92% | 1100
113 | 21 | 7300 | 74.93% | 1100
113 | 22 | 2550 | 74.95% | 1100
113 | 23 | 14450 | 74.96% | 1100
113 | 24 | 2800 | 74.97% | 1100
113 | 25 | 150 | 74.99% | 1100
113 | 26 | 7000 | 75% | 1100
113 | 27 | 2900 | 75.01% | 1100
113 | 28 | 13500 | 75.03% | 1100
113 | 29 | 3250 | 75.04% | 1100
113 | 30 | 600 | 75.05% | 1100
113 | 31 | 2050 | 75.07% | 1100
113 | 32 | 250 | 75.08% | 1100
113 | 33 | 500 | 75.09% | 1100
113 | 34 | 3800 | 75.11% | 1100
113 | 35 | 50 | 75.12% | 1100
113 | 36 | 2400 | 75.13% | 1100
113 | 37 | 700 | 75.15% | 1100
113 | 38 | 0 | 75.16% | 1100
113 | 39 | 100 | 75.17% | 1100
113 | 40 | 550 | 75.19% | 1100
113 | 41 | 1300 | 75.2% | 1100
113 | 42 | 1200 | 75.21% | 1100
113 | 43 | 2650 | 75.23% | 1100
113 | 44 | 0 | 75.24% | 1100
113 | 45 | 350 | 75.25% | 1100
113 | 46 | 300 | 75.27% | 1100
113 | 47 | 450 | 75.28% | 1100
113 | 48 | 4100 | 75.29% | 1100
113 | 49 | 1300 | 75.31% | 1100
113 | 50 | 550 | 75.32% | 1100
114 | 1 | 1800 | 75.33% | 1100
114 | 2 | 300 | 75.35% | 1100
114 | 3 | 550 | 75.36% | 1100
114 | 4 | 1500 | 75.37% | 1100
114 | 5 | 800 | 75.39% | 1100
114 | 6 | 150 | 75.4% | 1100
114 | 7 | 950 | 75.41% | 1100
114 | 8 | 1900 | 75.43% | 1100
114 | 9 | 800 | 75.44% | 1100
114 | 10 | 950 | 75.45% | 1100
114 | 11 | 2150 | 75.47% | 1100
114 | 12 | 600 | 75.48% | 1100
114 | 13 | 350 | 75.49% | 1100
114 | 14 | 1050 | 75.51% | 1100
114 | 15 | 1000 | 75.52% | 1100
114 | 16 | 1050 | 75.53% | 1100
114 | 17 | 4900 | 75.55% | 1100
114 | 18 | 100 | 75.56% | 1100
114 | 19 | 2750 | 75.57% | 1100
114 | 20 | 1600 | 75.59% | 1100
114 | 21 | 2100 | 75.6% | 1100
114 | 22 | 0 | 75.61% | 1100
114 | 23 | 5250 | 75.63% | 1100
114 | 24 | 3100 | 75.64% | 1100
114 | 25 | 400 | 75.65% | 1100
114 | 26 | 5400 | 75.67% | 1100
114 | 27 | 550 | 75.68% | 1100
114 | 28 | 1300 | 75.69% | 1100
114 | 29 | 0 | 75.71% | 1100
114 | 30 | 450 | 75.72% | 1100
114 | 31 | 150 | 75.73% | 1100
114 | 32 | 150 | 75.75% | 1100
114 | 33 | 700 | 75.76% | 1100
114 | 34 | 3750 | 75.77% | 1100
114 | 35 | 0 | 75.79% | 1100
114 | 36 | 1100 | 75.8% | 1100
114 | 37 | 450 | 75.81% | 1100
114 | 38 | 100 | 75.83% | 1100
114 | 39 | 4550 | 75.84% | 1100
114 | 40 | 2200 | 75.85% | 1100
114 | 41 | 0 | 75.87% | 1100
114 | 42 | 400 | 75.88% | 1100
114 | 43 | 550 | 75.89% | 1100
114 | 44 | 550 | 75.91% | 1100
114 | 45 | 200 | 75.92% | 1150
114 | 46 | 550 | 75.93% | 1150
114 | 47 | 250 | 75.95% | 1150
114 | 48 | 2750 | 75.96% | 1150
114 | 49 | 700 | 75.97% | 1150
114 | 50 | 1700 | 75.99% | 1150
115 | 1 | 800 | 76% | 1150
115 | 2 | 650 | 76.01% | 1150
115 | 3 | 4550 | 76.03% | 1150
115 | 4 | 50 | 76.04% | 1150
115 | 5 | 450 | 76.05% | 1150
115 | 6 | 150 | 76.07% | 1150
115 | 7 | 600 | 76.08% | 1150
115 | 8 | 750 | 76.09% | 1150
115 | 9 | 550 | 76.11% | 1150
115 | 10 | 200 | 76.12% | 1150
115 | 11 | 0 | 76.13% | 1150
115 | 12 | 750 | 76.15% | 1150
115 | 13 | 3550 | 76.16% | 1150
115 | 14 | 3650 | 76.17% | 1150
115 | 15 | 0 | 76.19% | 1150
115 | 16 | 400 | 76.2% | 1150
115 | 17 | 0 | 76.21% | 1150
115 | 18 | 2100 | 76.23% | 1150
115 | 19 | 850 | 76.24% | 1150
115 | 20 | 450 | 76.25% | 1150
115 | 21 | 800 | 76.27% | 1150
115 | 22 | 550 | 76.28% | 1150
115 | 23 | 550 | 76.29% | 1150
115 | 24 | 350 | 76.31% | 1150
115 | 25 | 150 | 76.32% | 1150
115 | 26 | 800 | 76.33% | 1150
115 | 27 | 50 | 76.35% | 1150
115 | 28 | 950 | 76.36% | 1150
115 | 29 | 400 | 76.37% | 1150
115 | 30 | 250 | 76.39% | 1150
115 | 31 | 1550 | 76.4% | 1150
115 | 32 | 900 | 76.41% | 1150
115 | 33 | 1850 | 76.43% | 1150
115 | 34 | 100 | 76.44% | 1150
115 | 35 | 20300 | 76.45% | 1150
115 | 36 | 350 | 76.47% | 1150
115 | 37 | 300 | 76.48% | 1150
115 | 38 | 0 | 76.49% | 1150
115 | 39 | 2050 | 76.51% | 1150
115 | 40 | 450 | 76.52% | 1150
115 | 41 | 3800 | 76.53% | 1150
115 | 42 | 50 | 76.55% | 1150
115 | 43 | 1100 | 76.56% | 1150
115 | 44 | 150 | 76.57% | 1150
115 | 45 | 200 | 76.59% | 1150
115 | 46 | 1750 | 76.6% | 1150
115 | 47 | 0 | 76.61% | 1150
115 | 48 | 1450 | 76.63% | 1150
115 | 49 | 3950 | 76.64% | 1150
115 | 50 | 300 | 76.65% | 1150
116 | 1 | 500 | 76.67% | 1150
116 | 2 | 1400 | 76.68% | 1150
116 | 3 | 1900 | 76.69% | 1150
116 | 4 | 950 | 76.71% | 1150
116 | 5 | 1450 | 76.72% | 1150
116 | 6 | 250 | 76.73% | 1150
116 | 7 | 1450 | 76.75% | 1150
116 | 8 | 1450 | 76.76% | 1150
116 | 9 | 100 | 76.77% | 1150
116 | 10 | 800 | 76.79% | 1150
116 | 11 | 100 | 76.8% | 1150
116 | 12 | 1250 | 76.81% | 1150
116 | 13 | 0 | 76.83% | 1150
116 | 14 | 1400 | 76.84% | 1150
116 | 15 | 100 | 76.85% | 1150
116 | 16 | 0 | 76.87% | 1150
116 | 17 | 50 | 76.88% | 1150
116 | 18 | 250 | 76.89% | 1150
116 | 19 | 1250 | 76.91% | 1150
116 | 20 | 0 | 76.92% | 1200
116 | 21 | 1300 | 76.93% | 1200
116 | 22 | 350 | 76.95% | 1200
116 | 23 | 800 | 76.96% | 1200
116 | 24 | 1300 | 76.97% | 1200
116 | 25 | 350 | 76.99% | 1200
116 | 26 | 800 | 77% | 1200
116 | 27 | 350 | 77.01% | 1200
116 | 28 | 850 | 77.03% | 1200
116 | 29 | 400 | 77.04% | 1200
116 | 30 | 900 | 77.05% | 1200
116 | 31 | 1700 | 77.07% | 1200
116 | 32 | 450 | 77.08% | 1200
116 | 33 | 750 | 77.09% | 1200
116 | 34 | 1250 | 77.11% | 1200
116 | 35 | 7300 | 77.12% | 1200
116 | 36 | 150 | 77.13% | 1200
116 | 37 | 1550 | 77.15% | 1200
116 | 38 | 650 | 77.16% | 1200
116 | 39 | 0 | 77.17% | 1200
116 | 40 | 350 | 77.19% | 1200
116 | 41 | 700 | 77.2% | 1200
116 | 42 | 6550 | 77.21% | 1200
116 | 43 | 0 | 77.23% | 1200
116 | 44 | 500 | 77.24% | 1200
116 | 45 | 6300 | 77.25% | 1200
116 | 46 | 0 | 77.27% | 1200
116 | 47 | 3000 | 77.28% | 1200
116 | 48 | 50 | 77.29% | 1200
116 | 49 | 4900 | 77.31% | 1200
116 | 50 | 2100 | 77.32% | 1200
117 | 1 | 2600 | 77.33% | 1200
117 | 2 | 6400 | 77.35% | 1200
117 | 3 | 1850 | 77.36% | 1200
117 | 4 | 4350 | 77.37% | 1200
117 | 5 | 0 | 77.39% | 1200
117 | 6 | 100 | 77.4% | 1200
117 | 7 | 4450 | 77.41% | 1200
117 | 8 | 1250 | 77.43% | 1200
117 | 9 | 350 | 77.44% | 1200
117 | 10 | 4500 | 77.45% | 1200
117 | 11 | 450 | 77.47% | 1200
117 | 12 | 50 | 77.48% | 1200
117 | 13 | 0 | 77.49% | 1200
117 | 14 | 5100 | 77.51% | 1200
117 | 15 | 7800 | 77.52% | 1200
117 | 16 | 0 | 77.53% | 1200
117 | 17 | 1850 | 77.55% | 1200
117 | 18 | 200 | 77.56% | 1200
117 | 19 | 1050 | 77.57% | 1200
117 | 20 | 850 | 77.59% | 1200
117 | 21 | 600 | 77.6% | 1200
117 | 22 | 0 | 77.61% | 1200
117 | 23 | 1400 | 77.63% | 1200
117 | 24 | 8650 | 77.64% | 1200
117 | 25 | 6500 | 77.65% | 1200
117 | 26 | 9600 | 77.67% | 1200
117 | 27 | 450 | 77.68% | 1200
117 | 28 | 1400 | 77.69% | 1200
117 | 29 | 900 | 77.71% | 1200
117 | 30 | 350 | 77.72% | 1200
117 | 31 | 4650 | 77.73% | 1200
117 | 32 | 500 | 77.75% | 1250
117 | 33 | 450 | 77.76% | 1250
117 | 34 | 1200 | 77.77% | 1250
117 | 35 | 2750 | 77.79% | 1250
117 | 36 | 1050 | 77.8% | 1250
117 | 37 | 3200 | 77.81% | 1250
117 | 38 | 2800 | 77.83% | 1250
117 | 39 | 600 | 77.84% | 1250
117 | 40 | 50 | 77.85% | 1250
117 | 41 | 0 | 77.87% | 1250
117 | 42 | 200 | 77.88% | 1250
117 | 43 | 1900 | 77.89% | 1250
117 | 44 | 50 | 77.91% | 1250
117 | 45 | 750 | 77.92% | 1250
117 | 46 | 450 | 77.93% | 1250
117 | 47 | 1850 | 77.95% | 1250
117 | 48 | 700 | 77.96% | 1250
117 | 49 | 3050 | 77.97% | 1250
117 | 50 | 400 | 77.99% | 1250
118 | 1 | 1150 | 78% | 1250
118 | 2 | 2150 | 78.01% | 1250
118 | 3 | 550 | 78.03% | 1250
118 | 4 | 1250 | 78.04% | 1250
118 | 5 | 950 | 78.05% | 1250
118 | 6 | 1150 | 78.07% | 1250
118 | 7 | 900 | 78.08% | 1250
118 | 8 | 450 | 78.09% | 1250
118 | 9 | 1250 | 78.11% | 1250
118 | 10 | 1200 | 78.12% | 1250
118 | 11 | 300 | 78.13% | 1250
118 | 12 | 1450 | 78.15% | 1250
118 | 13 | 8500 | 78.16% | 1250
118 | 14 | 800 | 78.17% | 1250
118 | 15 | 650 | 78.19% | 1250
118 | 16 | 0 | 78.2% | 1250
118 | 17 | 550 | 78.21% | 1250
118 | 18 | 1450 | 78.23% | 1250
118 | 19 | 1550 | 78.24% | 1250
118 | 20 | 1350 | 78.25% | 1250
118 | 21 | 0 | 78.27% | 1250
118 | 22 | 700 | 78.28% | 1250
118 | 23 | 1850 | 78.29% | 1250
118 | 24 | 450 | 78.31% | 1250
118 | 25 | 0 | 78.32% | 1250
118 | 26 | 2250 | 78.33% | 1250
118 | 27 | 900 | 78.35% | 1250
118 | 28 | 250 | 78.36% | 1250
118 | 29 | 550 | 78.37% | 1250
118 | 30 | 300 | 78.39% | 1250
118 | 31 | 4500 | 78.4% | 1250
118 | 32 | 1500 | 78.41% | 1250
118 | 33 | 350 | 78.43% | 1250
118 | 34 | 1900 | 78.44% | 1250
118 | 35 | 10800 | 78.45% | 1250
118 | 36 | 900 | 78.47% | 1250
118 | 37 | 400 | 78.48% | 1250
118 | 38 | 3100 | 78.49% | 1250
118 | 39 | 1900 | 78.51% | 1300
118 | 40 | 22100 | 78.52% | 1300
118 | 41 | 0 | 78.53% | 1300
118 | 42 | 450 | 78.55% | 1300
118 | 43 | 0 | 78.56% | 1300
118 | 44 | 2350 | 78.57% | 1300
118 | 45 | 650 | 78.59% | 1300
118 | 46 | 900 | 78.6% | 1300
118 | 47 | 1600 | 78.61% | 1300
118 | 48 | 1350 | 78.63% | 1300
118 | 49 | 100 | 78.64% | 1300
118 | 50 | 1550 | 78.65% | 1300
119 | 1 | 2850 | 78.67% | 1300
119 | 2 | 5000 | 78.68% | 1300
119 | 3 | 400 | 78.69% | 1300
119 | 4 | 1200 | 78.71% | 1300
119 | 5 | 200 | 78.72% | 1300
119 | 6 | 2300 | 78.73% | 1300
119 | 7 | 350 | 78.75% | 1300
119 | 8 | 350 | 78.76% | 1300
119 | 9 | 3700 | 78.77% | 1300
119 | 10 | 250 | 78.79% | 1300
119 | 11 | 1550 | 78.8% | 1300
119 | 12 | 1000 | 78.81% | 1300
119 | 13 | 1650 | 78.83% | 1300
119 | 14 | 150 | 78.84% | 1300
119 | 15 | 0 | 78.85% | 1300
119 | 16 | 50 | 78.87% | 1300
119 | 17 | 950 | 78.88% | 1300
119 | 18 | 500 | 78.89% | 1300
119 | 19 | 12600 | 78.91% | 1300
119 | 20 | 550 | 78.92% | 1300
119 | 21 | 0 | 78.93% | 1300
119 | 22 | 2100 | 78.95% | 1300
119 | 23 | 9850 | 78.96% | 1300
119 | 24 | 950 | 78.97% | 1300
119 | 25 | 1150 | 78.99% | 1300
119 | 26 | 250 | 79% | 1300
119 | 27 | 850 | 79.01% | 1300
119 | 28 | 4100 | 79.03% | 1300
119 | 29 | 0 | 79.04% | 1300
119 | 30 | 5100 | 79.05% | 1300
119 | 31 | 1800 | 79.07% | 1300
119 | 32 | 3450 | 79.08% | 1300
119 | 33 | 450 | 79.09% | 1300
119 | 34 | 15900 | 79.11% | 1300
119 | 35 | 400 | 79.12% | 1300
119 | 36 | 3750 | 79.13% | 1300
119 | 37 | 0 | 79.15% | 1300
119 | 38 | 250 | 79.16% | 1300
119 | 39 | 1150 | 79.17% | 1300
119 | 40 | 100 | 79.19% | 1300
119 | 41 | 2200 | 79.2% | 1300
119 | 42 | 750 | 79.21% | 1300
119 | 43 | 1450 | 79.23% | 1300
119 | 44 | 300 | 79.24% | 1300
119 | 45 | 850 | 79.25% | 1300
119 | 46 | 400 | 79.27% | 1300
119 | 47 | 850 | 79.28% | 1300
119 | 48 | 0 | 79.29% | 1300
119 | 49 | 300 | 79.31% | 1300
119 | 50 | 0 | 79.32% | 1300
120 | 1 | 1050 | 79.33% | 1300
120 | 2 | 900 | 79.35% | 1300
120 | 3 | 1400 | 79.36% | 1300
120 | 4 | 950 | 79.37% | 1300
120 | 5 | 6400 | 79.39% | 1300
120 | 6 | 100 | 79.4% | 1300
120 | 7 | 50 | 79.41% | 1300
120 | 8 | 0 | 79.43% | 1300
120 | 9 | 0 | 79.44% | 1300
120 | 10 | 2100 | 79.45% | 1350
120 | 11 | 650 | 79.47% | 1350
120 | 12 | 500 | 79.48% | 1350
120 | 13 | 750 | 79.49% | 1350
120 | 14 | 800 | 79.51% | 1350
120 | 15 | 4000 | 79.52% | 1350
120 | 16 | 1800 | 79.53% | 1350
120 | 17 | 1550 | 79.55% | 1350
120 | 18 | 600 | 79.56% | 1350
120 | 19 | 1500 | 79.57% | 1350
120 | 20 | 800 | 79.59% | 1350
120 | 21 | 750 | 79.6% | 1350
120 | 22 | 0 | 79.61% | 1350
120 | 23 | 950 | 79.63% | 1350
120 | 24 | 2250 | 79.64% | 1350
120 | 25 | 150 | 79.65% | 1350
120 | 26 | 250 | 79.67% | 1350
120 | 27 | 5850 | 79.68% | 1350
120 | 28 | 5350 | 79.69% | 1350
120 | 29 | 950 | 79.71% | 1350
120 | 30 | 700 | 79.72% | 1350
120 | 31 | 3200 | 79.73% | 1350
120 | 32 | 1650 | 79.75% | 1350
120 | 33 | 500 | 79.76% | 1350
120 | 34 | 1250 | 79.77% | 1350
120 | 35 | 2050 | 79.79% | 1350
120 | 36 | 1500 | 79.8% | 1350
120 | 37 | 1250 | 79.81% | 1350
120 | 38 | 100 | 79.83% | 1350
120 | 39 | 50 | 79.84% | 1350
120 | 40 | 500 | 79.85% | 1350
120 | 41 | 2550 | 79.87% | 1350
120 | 42 | 2350 | 79.88% | 1350
120 | 43 | 2650 | 79.89% | 1350
120 | 44 | 150 | 79.91% | 1350
120 | 45 | 700 | 79.92% | 1350
120 | 46 | 1000 | 79.93% | 1350
120 | 47 | 550 | 79.95% | 1350
120 | 48 | 300 | 79.96% | 1350
120 | 49 | 750 | 79.97% | 1350
120 | 50 | 2700 | 79.99% | 1350
121 | 1 | 3350 | 80% | 1350
121 | 2 | 0 | 80.01% | 1350
121 | 3 | 1700 | 80.03% | 1350
121 | 4 | 2150 | 80.04% | 1350
121 | 5 | 5550 | 80.05% | 1350
121 | 6 | 150 | 80.07% | 1350
121 | 7 | 1250 | 80.08% | 1350
121 | 8 | 600 | 80.09% | 1350
121 | 9 | 1850 | 80.11% | 1350
121 | 10 | 2650 | 80.12% | 1350
121 | 11 | 2350 | 80.13% | 1350
121 | 12 | 50 | 80.15% | 1350
121 | 13 | 0 | 80.16% | 1400
121 | 14 | 1900 | 80.17% | 1400
121 | 15 | 2500 | 80.19% | 1400
121 | 16 | 2450 | 80.2% | 1400
121 | 17 | 100 | 80.21% | 1400
121 | 18 | 0 | 80.23% | 1400
121 | 19 | 650 | 80.24% | 1400
121 | 20 | 300 | 80.25% | 1400
121 | 21 | 2100 | 80.27% | 1400
121 | 22 | 2350 | 80.28% | 1400
121 | 23 | 700 | 80.29% | 1400
121 | 24 | 5200 | 80.31% | 1400
121 | 25 | 1900 | 80.32% | 1400
121 | 26 | 1350 | 80.33% | 1400
121 | 27 | 2600 | 80.35% | 1400
121 | 28 | 2750 | 80.36% | 1400
121 | 29 | 1100 | 80.37% | 1400
121 | 30 | 3300 | 80.39% | 1400
121 | 31 | 700 | 80.4% | 1400
121 | 32 | 5800 | 80.41% | 1400
121 | 33 | 0 | 80.43% | 1400
121 | 34 | 1050 | 80.44% | 1400
121 | 35 | 250 | 80.45% | 1400
121 | 36 | 400 | 80.47% | 1400
121 | 37 | 300 | 80.48% | 1400
121 | 38 | 1450 | 80.49% | 1400
121 | 39 | 3750 | 80.51% | 1400
121 | 40 | 1550 | 80.52% | 1400
121 | 41 | 1350 | 80.53% | 1400
121 | 42 | 650 | 80.55% | 1400
121 | 43 | 0 | 80.56% | 1400
121 | 44 | 250 | 80.57% | 1400
121 | 45 | 3650 | 80.59% | 1400
121 | 46 | 800 | 80.6% | 1400
121 | 47 | 0 | 80.61% | 1400
121 | 48 | 2050 | 80.63% | 1400
121 | 49 | 200 | 80.64% | 1400
121 | 50 | 0 | 80.65% | 1400
122 | 1 | 150 | 80.67% | 1400
122 | 2 | 150 | 80.68% | 1400
122 | 3 | 750 | 80.69% | 1400
122 | 4 | 550 | 80.71% | 1400
122 | 5 | 0 | 80.72% | 1400
122 | 6 | 1450 | 80.73% | 1400
122 | 7 | 500 | 80.75% | 1400
122 | 8 | 550 | 80.76% | 1400
122 | 9 | 4400 | 80.77% | 1400
122 | 10 | 2750 | 80.79% | 1400
122 | 11 | 50 | 80.8% | 1400
122 | 12 | 0 | 80.81% | 1400
122 | 13 | 0 | 80.83% | 1400
122 | 14 | 1950 | 80.84% | 1400
122 | 15 | 1000 | 80.85% | 1400
122 | 16 | 650 | 80.87% | 1450
122 | 17 | 0 | 80.88% | 1450
122 | 18 | 1000 | 80.89% | 1450
122 | 19 | 600 | 80.91% | 1450
122 | 20 | 200 | 80.92% | 1450
122 | 21 | 1250 | 80.93% | 1450
122 | 22 | 1700 | 80.95% | 1450
122 | 23 | 3850 | 80.96% | 1450
122 | 24 | 1250 | 80.97% | 1450
122 | 25 | 650 | 80.99% | 1450
122 | 26 | 950 | 81% | 1450
122 | 27 | 800 | 81.01% | 1450
122 | 28 | 250 | 81.03% | 1450
122 | 29 | 150 | 81.04% | 1450
122 | 30 | 3250 | 81.05% | 1450
122 | 31 | 3250 | 81.07% | 1450
122 | 32 | 50 | 81.08% | 1450
122 | 33 | 0 | 81.09% | 1450
122 | 34 | 150 | 81.11% | 1450
122 | 35 | 1050 | 81.12% | 1450
122 | 36 | 350 | 81.13% | 1450
122 | 37 | 0 | 81.15% | 1450
122 | 38 | 950 | 81.16% | 1450
122 | 39 | 0 | 81.17% | 1450
122 | 40 | 1200 | 81.19% | 1450
122 | 41 | 100 | 81.2% | 1450
122 | 42 | 700 | 81.21% | 1450
122 | 43 | 850 | 81.23% | 1450
122 | 44 | 200 | 81.24% | 1450
122 | 45 | 0 | 81.25% | 1450
122 | 46 | 850 | 81.27% | 1450
122 | 47 | 1050 | 81.28% | 1450
122 | 48 | 850 | 81.29% | 1450
122 | 49 | 150 | 81.31% | 1450
122 | 50 | 0 | 81.32% | 1450
123 | 1 | 150 | 81.33% | 1450
123 | 2 | 950 | 81.35% | 1450
123 | 3 | 1400 | 81.36% | 1450
123 | 4 | 250 | 81.37% | 1450
123 | 5 | 950 | 81.39% | 1450
123 | 6 | 1300 | 81.4% | 1450
123 | 7 | 1100 | 81.41% | 1450
123 | 8 | 350 | 81.43% | 1450
123 | 9 | 2450 | 81.44% | 1450
123 | 10 | 800 | 81.45% | 1450
123 | 11 | 2200 | 81.47% | 1450
123 | 12 | 5450 | 81.48% | 1450
123 | 13 | 9000 | 81.49% | 1450
123 | 14 | 1100 | 81.51% | 1450
123 | 15 | 250 | 81.52% | 1450
123 | 16 | 50 | 81.53% | 1450
123 | 17 | 700 | 81.55% | 1450
123 | 18 | 150 | 81.56% | 1450
123 | 19 | 3200 | 81.57% | 1450
123 | 20 | 500 | 81.59% | 1500
123 | 21 | 1750 | 81.6% | 1500
123 | 22 | 4200 | 81.61% | 1500
123 | 23 | 1100 | 81.63% | 1500
123 | 24 | 600 | 81.64% | 1500
123 | 25 | 0 | 81.65% | 1500
123 | 26 | 850 | 81.67% | 1500
123 | 27 | 100 | 81.68% | 1500
123 | 28 | 350 | 81.69% | 1500
123 | 29 | 6450 | 81.71% | 1500
123 | 30 | 3550 | 81.72% | 1500
123 | 31 | 8100 | 81.73% | 1500
123 | 32 | 350 | 81.75% | 1500
123 | 33 | 50 | 81.76% | 1500
123 | 34 | 900 | 81.77% | 1500
123 | 35 | 1550 | 81.79% | 1500
123 | 36 | 100 | 81.8% | 1500
123 | 37 | 600 | 81.81% | 1500
123 | 38 | 250 | 81.83% | 1500
123 | 39 | 1400 | 81.84% | 1500
123 | 40 | 3050 | 81.85% | 1500
123 | 41 | 350 | 81.87% | 1500
123 | 42 | 600 | 81.88% | 1500
123 | 43 | 2500 | 81.89% | 1500
123 | 44 | 3400 | 81.91% | 1500
123 | 45 | 2400 | 81.92% | 1500
123 | 46 | 4800 | 81.93% | 1500
123 | 47 | 17100 | 81.95% | 1500
123 | 48 | 0 | 81.96% | 1500
123 | 49 | 3050 | 81.97% | 1500
123 | 50 | 2650 | 81.99% | 1500
124 | 1 | 2900 | 82% | 1500
124 | 2 | 3650 | 82.01% | 1500
124 | 3 | 850 | 82.03% | 1500
124 | 4 | 750 | 82.04% | 1500
124 | 5 | 650 | 82.05% | 1500
124 | 6 | 400 | 82.07% | 1500
124 | 7 | 100 | 82.08% | 1500
124 | 8 | 0 | 82.09% | 1500
124 | 9 | 0 | 82.11% | 1500
124 | 10 | 900 | 82.12% | 1500
124 | 11 | 3150 | 82.13% | 1500
124 | 12 | 500 | 82.15% | 1500
124 | 13 | 0 | 82.16% | 1500
124 | 14 | 4350 | 82.17% | 1500
124 | 15 | 3400 | 82.19% | 1500
124 | 16 | 150 | 82.2% | 1500
124 | 17 | 300 | 82.21% | 1500
124 | 18 | 50 | 82.23% | 1500
124 | 19 | 7200 | 82.24% | 1550
124 | 20 | 1150 | 82.25% | 1550
124 | 21 | 400 | 82.27% | 1550
124 | 22 | 650 | 82.28% | 1550
124 | 23 | 200 | 82.29% | 1550
124 | 24 | 150 | 82.31% | 1550
124 | 25 | 450 | 82.32% | 1550
124 | 26 | 600 | 82.33% | 1550
124 | 27 | 0 | 82.35% | 1550
124 | 28 | 250 | 82.36% | 1550
124 | 29 | 100 | 82.37% | 1550
124 | 30 | 0 | 82.39% | 1550
124 | 31 | 1050 | 82.4% | 1550
124 | 32 | 1700 | 82.41% | 1550
124 | 33 | 1450 | 82.43% | 1550
124 | 34 | 1200 | 82.44% | 1550
124 | 35 | 300 | 82.45% | 1550
124 | 36 | 650 | 82.47% | 1550
124 | 37 | 4900 | 82.48% | 1550
124 | 38 | 550 | 82.49% | 1550
124 | 39 | 1750 | 82.51% | 1550
124 | 40 | 1000 | 82.52% | 1550
124 | 41 | 1300 | 82.53% | 1550
124 | 42 | 400 | 82.55% | 1550
124 | 43 | 100 | 82.56% | 1550
124 | 44 | 1400 | 82.57% | 1550
124 | 45 | 0 | 82.59% | 1550
124 | 46 | 1150 | 82.6% | 1550
124 | 47 | 0 | 82.61% | 1550
124 | 48 | 1100 | 82.63% | 1550
124 | 49 | 250 | 82.64% | 1550
124 | 50 | 0 | 82.65% | 1600
125 | 1 | 750 | 82.67% | 1600
125 | 2 | 3050 | 82.68% | 1600
125 | 3 | 500 | 82.69% | 1600
125 | 4 | 500 | 82.71% | 1600
125 | 5 | 2700 | 82.72% | 1600
125 | 6 | 2300 | 82.73% | 1600
125 | 7 | 850 | 82.75% | 1600
125 | 8 | 150 | 82.76% | 1600
125 | 9 | 500 | 82.77% | 1600
125 | 10 | 200 | 82.79% | 1600
125 | 11 | 600 | 82.8% | 1600
125 | 12 | 200 | 82.81% | 1600
125 | 13 | 200 | 82.83% | 1600
125 | 14 | 1750 | 82.84% | 1600
125 | 15 | 4250 | 82.85% | 1600
125 | 16 | 2850 | 82.87% | 1600
125 | 17 | 400 | 82.88% | 1600
125 | 18 | 3050 | 82.89% | 1600
125 | 19 | 0 | 82.91% | 1600
125 | 20 | 1150 | 82.92% | 1600
125 | 21 | 9550 | 82.93% | 1600
125 | 22 | 250 | 82.95% | 1600
125 | 23 | 3900 | 82.96% | 1600
125 | 24 | 1200 | 82.97% | 1600
125 | 25 | 2750 | 82.99% | 1600
125 | 26 | 1100 | 83% | 1600
125 | 27 | 1950 | 83.01% | 1600
125 | 28 | 2800 | 83.03% | 1600
125 | 29 | 450 | 83.04% | 1600
125 | 30 | 1900 | 83.05% | 1600
125 | 31 | 50 | 83.07% | 1600
125 | 32 | 1950 | 83.08% | 1600
125 | 33 | 150 | 83.09% | 1600
125 | 34 | 250 | 83.11% | 1600
125 | 35 | 2500 | 83.12% | 1600
125 | 36 | 11500 | 83.13% | 1600
125 | 37 | 4850 | 83.15% | 1600
125 | 38 | 3250 | 83.16% | 1600
125 | 39 | 1000 | 83.17% | 1600
125 | 40 | 1450 | 83.19% | 1600
125 | 41 | 100 | 83.2% | 1600
125 | 42 | 350 | 83.21% | 1600
125 | 43 | 1550 | 83.23% | 1600
125 | 44 | 50 | 83.24% | 1600
125 | 45 | 1200 | 83.25% | 1600
125 | 46 | 2150 | 83.27% | 1600
125 | 47 | 1450 | 83.28% | 1600
125 | 48 | 1150 | 83.29% | 1600
125 | 49 | 7750 | 83.31% | 1650
125 | 50 | 950 | 83.32% | 1650
126 | 1 | 2850 | 83.33% | 1650
126 | 2 | 1250 | 83.35% | 1650
126 | 3 | 550 | 83.36% | 1650
126 | 4 | 600 | 83.37% | 1650
126 | 5 | 300 | 83.39% | 1650
126 | 6 | 50 | 83.4% | 1650
126 | 7 | 1850 | 83.41% | 1650
126 | 8 | 2300 | 83.43% | 1650
126 | 9 | 1350 | 83.44% | 1650
126 | 10 | 500 | 83.45% | 1650
126 | 11 | 50 | 83.47% | 1650
126 | 12 | 800 | 83.48% | 1650
126 | 13 | 900 | 83.49% | 1650
126 | 14 | 650 | 83.51% | 1650
126 | 15 | 850 | 83.52% | 1650
126 | 16 | 1350 | 83.53% | 1650
126 | 17 | 3700 | 83.55% | 1650
126 | 18 | 2550 | 83.56% | 1650
126 | 19 | 1100 | 83.57% | 1650
126 | 20 | 2900 | 83.59% | 1650
126 | 21 | 11850 | 83.6% | 1650
126 | 22 | 150 | 83.61% | 1650
126 | 23 | 50 | 83.63% | 1650
126 | 24 | 2600 | 83.64% | 1650
126 | 25 | 100 | 83.65% | 1650
126 | 26 | 700 | 83.67% | 1650
126 | 27 | 350 | 83.68% | 1700
126 | 28 | 1200 | 83.69% | 1700
126 | 29 | 50 | 83.71% | 1700
126 | 30 | 700 | 83.72% | 1700
126 | 31 | 0 | 83.73% | 1700
126 | 32 | 2200 | 83.75% | 1700
126 | 33 | 6700 | 83.76% | 1700
126 | 34 | 300 | 83.77% | 1700
126 | 35 | 350 | 83.79% | 1700
126 | 36 | 4700 | 83.8% | 1700
126 | 37 | 3800 | 83.81% | 1700
126 | 38 | 0 | 83.83% | 1700
126 | 39 | 0 | 83.84% | 1700
126 | 40 | 1700 | 83.85% | 1700
126 | 41 | 150 | 83.87% | 1700
126 | 42 | 5250 | 83.88% | 1700
126 | 43 | 300 | 83.89% | 1700
126 | 44 | 1750 | 83.91% | 1700
126 | 45 | 2600 | 83.92% | 1700
126 | 46 | 550 | 83.93% | 1700
126 | 47 | 5150 | 83.95% | 1700
126 | 48 | 3350 | 83.96% | 1700
126 | 49 | 950 | 83.97% | 1700
126 | 50 | 1700 | 83.99% | 1700
127 | 1 | 800 | 84% | 1700
127 | 2 | 1350 | 84.01% | 1700
127 | 3 | 700 | 84.03% | 1700
127 | 4 | 1900 | 84.04% | 1700
127 | 5 | 50 | 84.05% | 1700
127 | 6 | 4100 | 84.07% | 1700
127 | 7 | 200 | 84.08% | 1700
127 | 8 | 700 | 84.09% | 1700
127 | 9 | 950 | 84.11% | 1700
127 | 10 | 700 | 84.12% | 1700
127 | 11 | 1250 | 84.13% | 1750
127 | 12 | 1200 | 84.15% | 1750
127 | 13 | 3550 | 84.16% | 1750
127 | 14 | 3150 | 84.17% | 1750
127 | 15 | 1700 | 84.19% | 1750
127 | 16 | 4100 | 84.2% | 1750
127 | 17 | 650 | 84.21% | 1750
127 | 18 | 450 | 84.23% | 1750
127 | 19 | 0 | 84.24% | 1750
127 | 20 | 3650 | 84.25% | 1750
127 | 21 | 6600 | 84.27% | 1750
127 | 22 | 700 | 84.28% | 1750
127 | 23 | 5250 | 84.29% | 1750
127 | 24 | 6650 | 84.31% | 1750
127 | 25 | 200 | 84.32% | 1750
127 | 26 | 950 | 84.33% | 1750
127 | 27 | 950 | 84.35% | 1750
127 | 28 | 3400 | 84.36% | 1750
127 | 29 | 400 | 84.37% | 1750
127 | 30 | 2050 | 84.39% | 1750
127 | 31 | 1100 | 84.4% | 1750
127 | 32 | 450 | 84.41% | 1750
127 | 33 | 400 | 84.43% | 1750
127 | 34 | 1250 | 84.44% | 1750
127 | 35 | 4650 | 84.45% | 1750
127 | 36 | 2450 | 84.47% | 1750
127 | 37 | 0 | 84.48% | 1750
127 | 38 | 2950 | 84.49% | 1750
127 | 39 | 2650 | 84.51% | 1750
127 | 40 | 2350 | 84.52% | 1750
127 | 41 | 850 | 84.53% | 1750
127 | 42 | 3000 | 84.55% | 1750
127 | 43 | 350 | 84.56% | 1750
127 | 44 | 650 | 84.57% | 1750
127 | 45 | 100 | 84.59% | 1750
127 | 46 | 200 | 84.6% | 1750
127 | 47 | 1500 | 84.61% | 1750
127 | 48 | 4900 | 84.63% | 1750
127 | 49 | 18800 | 84.64% | 1750
127 | 50 | 5000 | 84.65% | 1750
128 | 1 | 4550 | 84.67% | 1800
128 | 2 | 2350 | 84.68% | 1800
128 | 3 | 550 | 84.69% | 1800
128 | 4 | 1500 | 84.71% | 1800
128 | 5 | 700 | 84.72% | 1800
128 | 6 | 1100 | 84.73% | 1800
128 | 7 | 0 | 84.75% | 1800
128 | 8 | 3150 | 84.76% | 1800
128 | 9 | 100 | 84.77% | 1800
128 | 10 | 1500 | 84.79% | 1800
128 | 11 | 2650 | 84.8% | 1800
128 | 12 | 550 | 84.81% | 1800
128 | 13 | 500 | 84.83% | 1800
128 | 14 | 0 | 84.84% | 1800
128 | 15 | 850 | 84.85% | 1800
128 | 16 | 50 | 84.87% | 1800
128 | 17 | 350 | 84.88% | 1800
128 | 18 | 0 | 84.89% | 1800
128 | 19 | 250 | 84.91% | 1800
128 | 20 | 800 | 84.92% | 1800
128 | 21 | 0 | 84.93% | 1800
128 | 22 | 200 | 84.95% | 1800
128 | 23 | 850 | 84.96% | 1800
128 | 24 | 3400 | 84.97% | 1800
128 | 25 | 600 | 84.99% | 1800
128 | 26 | 0 | 85% | 1800
128 | 27 | 750 | 85.01% | 1800
128 | 28 | 50 | 85.03% | 1800
128 | 29 | 200 | 85.04% | 1800
128 | 30 | 100 | 85.05% | 1800
128 | 31 | 750 | 85.07% | 1800
128 | 32 | 50 | 85.08% | 1800
128 | 33 | 1700 | 85.09% | 1800
128 | 34 | 0 | 85.11% | 1800
128 | 35 | 50 | 85.12% | 1800
128 | 36 | 150 | 85.13% | 1800
128 | 37 | 1050 | 85.15% | 1800
128 | 38 | 1150 | 85.16% | 1800
128 | 39 | 0 | 85.17% | 1850
128 | 40 | 500 | 85.19% | 1850
128 | 41 | 350 | 85.2% | 1850
128 | 42 | 600 | 85.21% | 1850
128 | 43 | 500 | 85.23% | 1850
128 | 44 | 1100 | 85.24% | 1850
128 | 45 | 450 | 85.25% | 1850
128 | 46 | 150 | 85.27% | 1850
128 | 47 | 1900 | 85.28% | 1850
128 | 48 | 100 | 85.29% | 1850
128 | 49 | 100 | 85.31% | 1850
128 | 50 | 50 | 85.32% | 1850
129 | 1 | 250 | 85.33% | 1850
129 | 2 | 2500 | 85.35% | 1850
129 | 3 | 150 | 85.36% | 1850
129 | 4 | 600 | 85.37% | 1850
129 | 5 | 1450 | 85.39% | 1850
129 | 6 | 2900 | 85.4% | 1850
129 | 7 | 2300 | 85.41% | 1850
129 | 8 | 3300 | 85.43% | 1850
129 | 9 | 400 | 85.44% | 1850
129 | 10 | 1100 | 85.45% | 1850
129 | 11 | 1100 | 85.47% | 1850
129 | 12 | 300 | 85.48% | 1850
129 | 13 | 0 | 85.49% | 1850
129 | 14 | 0 | 85.51% | 1850
129 | 15 | 3350 | 85.52% | 1850
129 | 16 | 3300 | 85.53% | 1850
129 | 17 | 100 | 85.55% | 1850
129 | 18 | 300 | 85.56% | 1850
129 | 19 | 5200 | 85.57% | 1850
129 | 20 | 0 | 85.59% | 1850
129 | 21 | 50 | 85.6% | 1850
129 | 22 | 2100 | 85.61% | 1850
129 | 23 | 850 | 85.63% | 1850
129 | 24 | 1150 | 85.64% | 1850
129 | 25 | 800 | 85.65% | 1850
129 | 26 | 350 | 85.67% | 1900
129 | 27 | 300 | 85.68% | 1900
129 | 28 | 1300 | 85.69% | 1900
129 | 29 | 14900 | 85.71% | 1900
129 | 30 | 0 | 85.72% | 1900
129 | 31 | 250 | 85.73% | 1900
129 | 32 | 0 | 85.75% | 1900
129 | 33 | 3550 | 85.76% | 1900
129 | 34 | 2800 | 85.77% | 1900
129 | 35 | 2300 | 85.79% | 1900
129 | 36 | 450 | 85.8% | 1900
129 | 37 | 450 | 85.81% | 1900
129 | 38 | 600 | 85.83% | 1900
129 | 39 | 100 | 85.84% | 1900
129 | 40 | 150 | 85.85% | 1900
129 | 41 | 1550 | 85.87% | 1900
129 | 42 | 1300 | 85.88% | 1900
129 | 43 | 850 | 85.89% | 1900
129 | 44 | 1300 | 85.91% | 1900
129 | 45 | 550 | 85.92% | 1900
129 | 46 | 200 | 85.93% | 1900
129 | 47 | 1350 | 85.95% | 1900
129 | 48 | 0 | 85.96% | 1900
129 | 49 | 2200 | 85.97% | 1900
129 | 50 | 400 | 85.99% | 1900
130 | 1 | 1350 | 86% | 1900
130 | 2 | 2050 | 86.01% | 1900
130 | 3 | 50 | 86.03% | 1900
130 | 4 | 300 | 86.04% | 1900
130 | 5 | 950 | 86.05% | 1900
130 | 6 | 950 | 86.07% | 1900
130 | 7 | 0 | 86.08% | 1900
130 | 8 | 1950 | 86.09% | 1900
130 | 9 | 1050 | 86.11% | 1900
130 | 10 | 2450 | 86.12% | 1900
130 | 11 | 2300 | 86.13% | 1950
130 | 12 | 600 | 86.15% | 1950
130 | 13 | 200 | 86.16% | 1950
130 | 14 | 2500 | 86.17% | 1950
130 | 15 | 800 | 86.19% | 1950
130 | 16 | 2050 | 86.2% | 1950
130 | 17 | 1400 | 86.21% | 1950
130 | 18 | 950 | 86.23% | 1950
130 | 19 | 300 | 86.24% | 1950
130 | 20 | 900 | 86.25% | 1950
130 | 21 | 1350 | 86.27% | 1950
130 | 22 | 2450 | 86.28% | 1950
130 | 23 | 250 | 86.29% | 1950
130 | 24 | 300 | 86.31% | 1950
130 | 25 | 150 | 86.32% | 1950
130 | 26 | 150 | 86.33% | 1950
130 | 27 | 50 | 86.35% | 1950
130 | 28 | 200 | 86.36% | 1950
130 | 29 | 700 | 86.37% | 1950
130 | 30 | 700 | 86.39% | 1950
130 | 31 | 0 | 86.4% | 1950
130 | 32 | 350 | 86.41% | 1950
130 | 33 | 1000 | 86.43% | 1950
130 | 34 | 2850 | 86.44% | 1950
130 | 35 | 350 | 86.45% | 1950
130 | 36 | 1400 | 86.47% | 1950
130 | 37 | 900 | 86.48% | 1950
130 | 38 | 50 | 86.49% | 1950
130 | 39 | 2000 | 86.51% | 1950
130 | 40 | 450 | 86.52% | 1950
130 | 41 | 50 | 86.53% | 1950
130 | 42 | 0 | 86.55% | 1950
130 | 43 | 0 | 86.56% | 1950
130 | 44 | 8400 | 86.57% | 2000
130 | 45 | 1650 | 86.59% | 2000
130 | 46 | 4800 | 86.6% | 2000
130 | 47 | 1150 | 86.61% | 2000
130 | 48 | 400 | 86.63% | 2000
130 | 49 | 10950 | 86.64% | 2000
130 | 50 | 8300 | 86.65% | 2000
131 | 1 | 1400 | 86.67% | 2000
131 | 2 | 1150 | 86.68% | 2000
131 | 3 | 50 | 86.69% | 2000
131 | 4 | 2800 | 86.71% | 2000
131 | 5 | 1350 | 86.72% | 2000
131 | 6 | 550 | 86.73% | 2000
131 | 7 | 1300 | 86.75% | 2000
131 | 8 | 2100 | 86.76% | 2000
131 | 9 | 2000 | 86.77% | 2000
131 | 10 | 100 | 86.79% | 2000
131 | 11 | 1600 | 86.8% | 2000
131 | 12 | 8650 | 86.81% | 2000
131 | 13 | 1650 | 86.83% | 2000
131 | 14 | 1300 | 86.84% | 2050
131 | 15 | 1900 | 86.85% | 2050
131 | 16 | 600 | 86.87% | 2050
131 | 17 | 1700 | 86.88% | 2050
131 | 18 | 0 | 86.89% | 2050
131 | 19 | 2400 | 86.91% | 2050
131 | 20 | 3750 | 86.92% | 2050
131 | 21 | 2200 | 86.93% | 2050
131 | 22 | 800 | 86.95% | 2050
131 | 23 | 750 | 86.96% | 2050
131 | 24 | 2550 | 86.97% | 2050
131 | 25 | 2350 | 86.99% | 2050
131 | 26 | 1550 | 87% | 2050
131 | 27 | 1200 | 87.01% | 2050
131 | 28 | 2050 | 87.03% | 2050
131 | 29 | 1700 | 87.04% | 2050
131 | 30 | 1300 | 87.05% | 2050
131 | 31 | 1100 | 87.07% | 2050
131 | 32 | 250 | 87.08% | 2050
131 | 33 | 1450 | 87.09% | 2050
131 | 34 | 300 | 87.11% | 2050
131 | 35 | 50 | 87.12% | 2050
131 | 36 | 2900 | 87.13% | 2050
131 | 37 | 2000 | 87.15% | 2050
131 | 38 | 1600 | 87.16% | 2050
131 | 39 | 450 | 87.17% | 2050
131 | 40 | 7800 | 87.19% | 2050
131 | 41 | 2100 | 87.2% | 2050
131 | 42 | 250 | 87.21% | 2050
131 | 43 | 1650 | 87.23% | 2050
131 | 44 | 3600 | 87.24% | 2050
131 | 45 | 6600 | 87.25% | 2050
131 | 46 | 2900 | 87.27% | 2050
131 | 47 | 50 | 87.28% | 2050
131 | 48 | 700 | 87.29% | 2050
131 | 49 | 7450 | 87.31% | 2050
131 | 50 | 1200 | 87.32% | 2050
132 | 1 | 750 | 87.33% | 2050
132 | 2 | 1750 | 87.35% | 2100
132 | 3 | 2000 | 87.36% | 2100
132 | 4 | 0 | 87.37% | 2100
132 | 5 | 950 | 87.39% | 2100
132 | 6 | 50 | 87.4% | 2100
132 | 7 | 600 | 87.41% | 2100
132 | 8 | 550 | 87.43% | 2100
132 | 9 | 6500 | 87.44% | 2100
132 | 10 | 1900 | 87.45% | 2100
132 | 11 | 1500 | 87.47% | 2100
132 | 12 | 1100 | 87.48% | 2100
132 | 13 | 400 | 87.49% | 2100
132 | 14 | 950 | 87.51% | 2100
132 | 15 | 350 | 87.52% | 2100
132 | 16 | 3200 | 87.53% | 2100
132 | 17 | 1800 | 87.55% | 2100
132 | 18 | 500 | 87.56% | 2100
132 | 19 | 450 | 87.57% | 2100
132 | 20 | 1100 | 87.59% | 2100
132 | 21 | 2500 | 87.6% | 2100
132 | 22 | 150 | 87.61% | 2100
132 | 23 | 400 | 87.63% | 2100
132 | 24 | 1050 | 87.64% | 2100
132 | 25 | 1400 | 87.65% | 2100
132 | 26 | 3400 | 87.67% | 2100
132 | 27 | 950 | 87.68% | 2100
132 | 28 | 150 | 87.69% | 2100
132 | 29 | 1750 | 87.71% | 2100
132 | 30 | 2900 | 87.72% | 2100
132 | 31 | 650 | 87.73% | 2100
132 | 32 | 850 | 87.75% | 2150
132 | 33 | 1350 | 87.76% | 2150
132 | 34 | 800 | 87.77% | 2150
132 | 35 | 600 | 87.79% | 2150
132 | 36 | 950 | 87.8% | 2150
132 | 37 | 2850 | 87.81% | 2150
132 | 38 | 1400 | 87.83% | 2150
132 | 39 | 1850 | 87.84% | 2150
132 | 40 | 600 | 87.85% | 2150
132 | 41 | 1350 | 87.87% | 2150
132 | 42 | 3850 | 87.88% | 2150
132 | 43 | 600 | 87.89% | 2150
132 | 44 | 3500 | 87.91% | 2150
132 | 45 | 1900 | 87.92% | 2150
132 | 46 | 7400 | 87.93% | 2150
132 | 47 | 900 | 87.95% | 2150
132 | 48 | 0 | 87.96% | 2150
132 | 49 | 2150 | 87.97% | 2150
132 | 50 | 0 | 87.99% | 2150
133 | 1 | 450 | 88% | 2150
133 | 2 | 12650 | 88.01% | 2150
133 | 3 | 1250 | 88.03% | 2150
133 | 4 | 250 | 88.04% | 2150
133 | 5 | 6900 | 88.05% | 2150
133 | 6 | 1800 | 88.07% | 2150
133 | 7 | 2550 | 88.08% | 2150
133 | 8 | 450 | 88.09% | 2150
133 | 9 | 50 | 88.11% | 2150
133 | 10 | 900 | 88.12% | 2200
133 | 11 | 0 | 88.13% | 2200
133 | 12 | 1650 | 88.15% | 2200
133 | 13 | 2000 | 88.16% | 2200
133 | 14 | 0 | 88.17% | 2200
133 | 15 | 750 | 88.19% | 2200
133 | 16 | 350 | 88.2% | 2200
133 | 17 | 1300 | 88.21% | 2200
133 | 18 | 1250 | 88.23% | 2200
133 | 19 | 0 | 88.24% | 2200
133 | 20 | 1100 | 88.25% | 2200
133 | 21 | 0 | 88.27% | 2200
133 | 22 | 100 | 88.28% | 2200
133 | 23 | 350 | 88.29% | 2200
133 | 24 | 800 | 88.31% | 2200
133 | 25 | 350 | 88.32% | 2200
133 | 26 | 550 | 88.33% | 2200
133 | 27 | 1300 | 88.35% | 2200
133 | 28 | 300 | 88.36% | 2200
133 | 29 | 3150 | 88.37% | 2200
133 | 30 | 800 | 88.39% | 2200
133 | 31 | 5550 | 88.4% | 2200
133 | 32 | 2050 | 88.41% | 2200
133 | 33 | 2250 | 88.43% | 2200
133 | 34 | 550 | 88.44% | 2200
133 | 35 | 1950 | 88.45% | 2200
133 | 36 | 3450 | 88.47% | 2200
133 | 37 | 400 | 88.48% | 2200
133 | 38 | 100 | 88.49% | 2250
133 | 39 | 4400 | 88.51% | 2250
133 | 40 | 3100 | 88.52% | 2250
133 | 41 | 2500 | 88.53% | 2250
133 | 42 | 300 | 88.55% | 2250
133 | 43 | 550 | 88.56% | 2250
133 | 44 | 0 | 88.57% | 2250
133 | 45 | 200 | 88.59% | 2250
133 | 46 | 1500 | 88.6% | 2250
133 | 47 | 550 | 88.61% | 2250
133 | 48 | 150 | 88.63% | 2250
133 | 49 | 300 | 88.64% | 2250
133 | 50 | 200 | 88.65% | 2250
134 | 1 | 0 | 88.67% | 2250
134 | 2 | 2750 | 88.68% | 2250
134 | 3 | 650 | 88.69% | 2250
134 | 4 | 2500 | 88.71% | 2250
134 | 5 | 0 | 88.72% | 2250
134 | 6 | 100 | 88.73% | 2250
134 | 7 | 2350 | 88.75% | 2250
134 | 8 | 1300 | 88.76% | 2250
134 | 9 | 1500 | 88.77% | 2250
134 | 10 | 450 | 88.79% | 2250
134 | 11 | 1900 | 88.8% | 2250
134 | 12 | 50 | 88.81% | 2250
134 | 13 | 200 | 88.83% | 2250
134 | 14 | 200 | 88.84% | 2250
134 | 15 | 150 | 88.85% | 2300
134 | 16 | 700 | 88.87% | 2300
134 | 17 | 100 | 88.88% | 2300
134 | 18 | 9750 | 88.89% | 2300
134 | 19 | 150 | 88.91% | 2300
134 | 20 | 0 | 88.92% | 2300
134 | 21 | 50 | 88.93% | 2300
134 | 22 | 50 | 88.95% | 2300
134 | 23 | 800 | 88.96% | 2300
134 | 24 | 300 | 88.97% | 2300
134 | 25 | 2100 | 88.99% | 2300
134 | 26 | 3650 | 89% | 2300
134 | 27 | 0 | 89.01% | 2300
134 | 28 | 600 | 89.03% | 2350
134 | 29 | 300 | 89.04% | 2350
134 | 30 | 0 | 89.05% | 2350
134 | 31 | 2550 | 89.07% | 2350
134 | 32 | 350 | 89.08% | 2350
134 | 33 | 0 | 89.09% | 2350
134 | 34 | 250 | 89.11% | 2350
134 | 35 | 0 | 89.12% | 2350
134 | 36 | 600 | 89.13% | 2350
134 | 37 | 22950 | 89.15% | 2350
134 | 38 | 600 | 89.16% | 2350
134 | 39 | 1350 | 89.17% | 2350
134 | 40 | 50 | 89.19% | 2350
134 | 41 | 8900 | 89.2% | 2350
134 | 42 | 0 | 89.21% | 2350
134 | 43 | 0 | 89.23% | 2350
134 | 44 | 0 | 89.24% | 2350
134 | 45 | 1300 | 89.25% | 2350
134 | 46 | 400 | 89.27% | 2350
134 | 47 | 0 | 89.28% | 2350
134 | 48 | 250 | 89.29% | 2350
134 | 49 | 0 | 89.31% | 2350
134 | 50 | 250 | 89.32% | 2350
135 | 1 | 4900 | 89.33% | 2350
135 | 2 | 400 | 89.35% | 2400
135 | 3 | 2350 | 89.36% | 2400
135 | 4 | 500 | 89.37% | 2400
135 | 5 | 700 | 89.39% | 2400
135 | 6 | 250 | 89.4% | 2400
135 | 7 | 200 | 89.41% | 2400
135 | 8 | 1800 | 89.43% | 2400
135 | 9 | 700 | 89.44% | 2400
135 | 10 | 350 | 89.45% | 2400
135 | 11 | 1100 | 89.47% | 2400
135 | 12 | 2750 | 89.48% | 2400
135 | 13 | 50 | 89.49% | 2400
135 | 14 | 300 | 89.51% | 2400
135 | 15 | 550 | 89.52% | 2400
135 | 16 | 3400 | 89.53% | 2400
135 | 17 | 4400 | 89.55% | 2400
135 | 18 | 450 | 89.56% | 2450
135 | 19 | 300 | 89.57% | 2450
135 | 20 | 0 | 89.59% | 2450
135 | 21 | 700 | 89.6% | 2450
135 | 22 | 0 | 89.61% | 2450
135 | 23 | 700 | 89.63% | 2450
135 | 24 | 7000 | 89.64% | 2450
135 | 25 | 3700 | 89.65% | 2450
135 | 26 | 400 | 89.67% | 2450
135 | 27 | 1050 | 89.68% | 2450
135 | 28 | 600 | 89.69% | 2450
135 | 29 | 850 | 89.71% | 2450
135 | 30 | 2450 | 89.72% | 2450
135 | 31 | 7100 | 89.73% | 2450
135 | 32 | 800 | 89.75% | 2450
135 | 33 | 0 | 89.76% | 2450
135 | 34 | 2100 | 89.77% | 2450
135 | 35 | 150 | 89.79% | 2450
135 | 36 | 2900 | 89.8% | 2450
135 | 37 | 1400 | 89.81% | 2450
135 | 38 | 650 | 89.83% | 2500
135 | 39 | 6900 | 89.84% | 2500
135 | 40 | 850 | 89.85% | 2500
135 | 41 | 4950 | 89.87% | 2500
135 | 42 | 450 | 89.88% | 2500
135 | 43 | 400 | 89.89% | 2500
135 | 44 | 2150 | 89.91% | 2500
135 | 45 | 50 | 89.92% | 2500
135 | 46 | 1900 | 89.93% | 2500
135 | 47 | 1550 | 89.95% | 2500
135 | 48 | 750 | 89.96% | 2500
135 | 49 | 50 | 89.97% | 2500
135 | 50 | 1900 | 89.99% | 2500
136 | 1 | 4700 | 90% | 2500
136 | 2 | 700 | 90.01% | 2500
136 | 3 | 650 | 90.03% | 2500
136 | 4 | 0 | 90.04% | 2500
136 | 5 | 900 | 90.05% | 2500
136 | 6 | 2350 | 90.07% | 2500
136 | 7 | 800 | 90.08% | 2500
136 | 8 | 750 | 90.09% | 2500
136 | 9 | 100 | 90.11% | 2500
136 | 10 | 600 | 90.12% | 2500
136 | 11 | 3750 | 90.13% | 2500
136 | 12 | 450 | 90.15% | 2550
136 | 13 | 450 | 90.16% | 2550
136 | 14 | 1000 | 90.17% | 2550
136 | 15 | 600 | 90.19% | 2550
136 | 16 | 250 | 90.2% | 2550
136 | 17 | 1200 | 90.21% | 2550
136 | 18 | 2950 | 90.23% | 2550
136 | 19 | 600 | 90.24% | 2550
136 | 20 | 5100 | 90.25% | 2550
136 | 21 | 850 | 90.27% | 2550
136 | 22 | 2500 | 90.28% | 2550
136 | 23 | 700 | 90.29% | 2550
136 | 24 | 1350 | 90.31% | 2550
136 | 25 | 500 | 90.32% | 2550
136 | 26 | 2000 | 90.33% | 2550
136 | 27 | 5250 | 90.35% | 2550
136 | 28 | 50 | 90.36% | 2550
136 | 29 | 1700 | 90.37% | 2600
136 | 30 | 11000 | 90.39% | 2600
136 | 31 | 200 | 90.4% | 2600
136 | 32 | 0 | 90.41% | 2600
136 | 33 | 300 | 90.43% | 2600
136 | 34 | 50 | 90.44% | 2600
136 | 35 | 0 | 90.45% | 2600
136 | 36 | 550 | 90.47% | 2600
136 | 37 | 900 | 90.48% | 2600
136 | 38 | 750 | 90.49% | 2600
136 | 39 | 300 | 90.51% | 2600
136 | 40 | 3350 | 90.52% | 2600
136 | 41 | 650 | 90.53% | 2600
136 | 42 | 250 | 90.55% | 2600
136 | 43 | 1450 | 90.56% | 2600
136 | 44 | 7250 | 90.57% | 2600
136 | 45 | 0 | 90.59% | 2600
136 | 46 | 1550 | 90.6% | 2600
136 | 47 | 1600 | 90.61% | 2600
136 | 48 | 50 | 90.63% | 2600
136 | 49 | 850 | 90.64% | 2650
136 | 50 | 300 | 90.65% | 2650
137 | 1 | 1250 | 90.67% | 2650
137 | 2 | 1100 | 90.68% | 2650
137 | 3 | 2200 | 90.69% | 2650
137 | 4 | 700 | 90.71% | 2650
137 | 5 | 600 | 90.72% | 2650
137 | 6 | 1200 | 90.73% | 2650
137 | 7 | 900 | 90.75% | 2650
137 | 8 | 600 | 90.76% | 2650
137 | 9 | 700 | 90.77% | 2650
137 | 10 | 2200 | 90.79% | 2650
137 | 11 | 2200 | 90.8% | 2650
137 | 12 | 1450 | 90.81% | 2700
137 | 13 | 350 | 90.83% | 2700
137 | 14 | 0 | 90.84% | 2700
137 | 15 | 650 | 90.85% | 2700
137 | 16 | 100 | 90.87% | 2700
137 | 17 | 400 | 90.88% | 2700
137 | 18 | 1850 | 90.89% | 2700
137 | 19 | 0 | 90.91% | 2700
137 | 20 | 1050 | 90.92% | 2700
137 | 21 | 3050 | 90.93% | 2700
137 | 22 | 2900 | 90.95% | 2700
137 | 23 | 100 | 90.96% | 2700
137 | 24 | 2500 | 90.97% | 2700
137 | 25 | 0 | 90.99% | 2750
137 | 26 | 500 | 91% | 2750
137 | 27 | 2050 | 91.01% | 2750
137 | 28 | 250 | 91.03% | 2750
137 | 29 | 800 | 91.04% | 2750
137 | 30 | 300 | 91.05% | 2750
137 | 31 | 400 | 91.07% | 2750
137 | 32 | 100 | 91.08% | 2750
137 | 33 | 1450 | 91.09% | 2750
137 | 34 | 1600 | 91.11% | 2750
137 | 35 | 600 | 91.12% | 2750
137 | 36 | 0 | 91.13% | 2750
137 | 37 | 0 | 91.15% | 2750
137 | 38 | 300 | 91.16% | 2750
137 | 39 | 250 | 91.17% | 2750
137 | 40 | 13050 | 91.19% | 2750
137 | 41 | 3750 | 91.2% | 2750
137 | 42 | 2850 | 91.21% | 2750
137 | 43 | 550 | 91.23% | 2750
137 | 44 | 1450 | 91.24% | 2800
137 | 45 | 1500 | 91.25% | 2800
137 | 46 | 0 | 91.27% | 2800
137 | 47 | 0 | 91.28% | 2800
137 | 48 | 0 | 91.29% | 2800
137 | 49 | 1400 | 91.31% | 2800
137 | 50 | 2200 | 91.32% | 2800
138 | 1 | 950 | 91.33% | 2800
138 | 2 | 2850 | 91.35% | 2800
138 | 3 | 3950 | 91.36% | 2800
138 | 4 | 4550 | 91.37% | 2800
138 | 5 | 2700 | 91.39% | 2800
138 | 6 | 1850 | 91.4% | 2800
138 | 7 | 1350 | 91.41% | 2800
138 | 8 | 22050 | 91.43% | 2800
138 | 9 | 350 | 91.44% | 2800
138 | 10 | 3700 | 91.45% | 2800
138 | 11 | 2250 | 91.47% | 2800
138 | 12 | 900 | 91.48% | 2800
138 | 13 | 400 | 91.49% | 2850
138 | 14 | 1100 | 91.51% | 2850
138 | 15 | 850 | 91.52% | 2850
138 | 16 | 500 | 91.53% | 2850
138 | 17 | 6650 | 91.55% | 2850
138 | 18 | 1100 | 91.56% | 2850
138 | 19 | 7000 | 91.57% | 2850
138 | 20 | 4450 | 91.59% | 2850
138 | 21 | 800 | 91.6% | 2850
138 | 22 | 200 | 91.61% | 2850
138 | 23 | 6400 | 91.63% | 2850
138 | 24 | 1250 | 91.64% | 2850
138 | 25 | 400 | 91.65% | 2850
138 | 26 | 650 | 91.67% | 2850
138 | 27 | 250 | 91.68% | 2850
138 | 28 | 8250 | 91.69% | 2850
138 | 29 | 7150 | 91.71% | 2850
138 | 30 | 900 | 91.72% | 2850
138 | 31 | 450 | 91.73% | 2850
138 | 32 | 2000 | 91.75% | 2850
138 | 33 | 5200 | 91.76% | 2850
138 | 34 | 2250 | 91.77% | 2900
138 | 35 | 3450 | 91.79% | 2900
138 | 36 | 2450 | 91.8% | 2900
138 | 37 | 150 | 91.81% | 2900
138 | 38 | 22650 | 91.83% | 2900
138 | 39 | 200 | 91.84% | 2900
138 | 40 | 3950 | 91.85% | 2900
138 | 41 | 9650 | 91.87% | 2900
138 | 42 | 4700 | 91.88% | 2900
138 | 43 | 900 | 91.89% | 2900
138 | 44 | 2300 | 91.91% | 2900
138 | 45 | 450 | 91.92% | 2900
138 | 46 | 350 | 91.93% | 2900
138 | 47 | 2650 | 91.95% | 2900
138 | 48 | 13300 | 91.96% | 2900
138 | 49 | 1250 | 91.97% | 2900
138 | 50 | 8800 | 91.99% | 2900
139 | 1 | 1700 | 92% | 2900
139 | 2 | 0 | 92.01% | 2900
139 | 3 | 350 | 92.03% | 2900
139 | 4 | 750 | 92.04% | 2900
139 | 5 | 2900 | 92.05% | 2950
139 | 6 | 300 | 92.07% | 2950
139 | 7 | 650 | 92.08% | 2950
139 | 8 | 700 | 92.09% | 2950
139 | 9 | 400 | 92.11% | 2950
139 | 10 | 1200 | 92.12% | 2950
139 | 11 | 1150 | 92.13% | 2950
139 | 12 | 11950 | 92.15% | 2950
139 | 13 | 50 | 92.16% | 2950
139 | 14 | 250 | 92.17% | 2950
139 | 15 | 250 | 92.19% | 2950
139 | 16 | 1050 | 92.2% | 3000
139 | 17 | 2050 | 92.21% | 3000
139 | 18 | 200 | 92.23% | 3000
139 | 19 | 6150 | 92.24% | 3000
139 | 20 | 200 | 92.25% | 3000
139 | 21 | 100 | 92.27% | 3000
139 | 22 | 200 | 92.28% | 3000
139 | 23 | 50 | 92.29% | 3000
139 | 24 | 0 | 92.31% | 3000
139 | 25 | 2050 | 92.32% | 3000
139 | 26 | 700 | 92.33% | 3000
139 | 27 | 0 | 92.35% | 3000
139 | 28 | 1850 | 92.36% | 3000
139 | 29 | 450 | 92.37% | 3000
139 | 30 | 50 | 92.39% | 3050
139 | 31 | 400 | 92.4% | 3050
139 | 32 | 900 | 92.41% | 3050
139 | 33 | 0 | 92.43% | 3050
139 | 34 | 700 | 92.44% | 3050
139 | 35 | 900 | 92.45% | 3050
139 | 36 | 1250 | 92.47% | 3050
139 | 37 | 350 | 92.48% | 3050
139 | 38 | 2600 | 92.49% | 3050
139 | 39 | 1100 | 92.51% | 3050
139 | 40 | 150 | 92.52% | 3050
139 | 41 | 300 | 92.53% | 3050
139 | 42 | 0 | 92.55% | 3100
139 | 43 | 50 | 92.56% | 3100
139 | 44 | 4800 | 92.57% | 3100
139 | 45 | 4300 | 92.59% | 3100
139 | 46 | 2200 | 92.6% | 3100
139 | 47 | 800 | 92.61% | 3100
139 | 48 | 1200 | 92.63% | 3100
139 | 49 | 1000 | 92.64% | 3100
139 | 50 | 150 | 92.65% | 3100
140 | 1 | 1650 | 92.67% | 3100
140 | 2 | 10950 | 92.68% | 3100
140 | 3 | 700 | 92.69% | 3100
140 | 4 | 1400 | 92.71% | 3100
140 | 5 | 300 | 92.72% | 3100
140 | 6 | 6800 | 92.73% | 3150
140 | 7 | 1900 | 92.75% | 3150
140 | 8 | 1200 | 92.76% | 3150
140 | 9 | 150 | 92.77% | 3150
140 | 10 | 0 | 92.79% | 3150
140 | 11 | 850 | 92.8% | 3150
140 | 12 | 800 | 92.81% | 3150
140 | 13 | 600 | 92.83% | 3150
140 | 14 | 4300 | 92.84% | 3150
140 | 15 | 350 | 92.85% | 3150
140 | 16 | 100 | 92.87% | 3200
140 | 17 | 450 | 92.88% | 3200
140 | 18 | 6350 | 92.89% | 3200
140 | 19 | 2900 | 92.91% | 3200
140 | 20 | 0 | 92.92% | 3200
140 | 21 | 3000 | 92.93% | 3200
140 | 22 | 100 | 92.95% | 3200
140 | 23 | 400 | 92.96% | 3250
140 | 24 | 7500 | 92.97% | 3250
140 | 25 | 1450 | 92.99% | 3250
140 | 26 | 3000 | 93% | 3250
140 | 27 | 11550 | 93.01% | 3250
140 | 28 | 50 | 93.03% | 3250
140 | 29 | 500 | 93.04% | 3250
140 | 30 | 9350 | 93.05% | 3250
140 | 31 | 1950 | 93.07% | 3250
140 | 32 | 1750 | 93.08% | 3250
140 | 33 | 300 | 93.09% | 3250
140 | 34 | 400 | 93.11% | 3250
140 | 35 | 150 | 93.12% | 3300
140 | 36 | 150 | 93.13% | 3300
140 | 37 | 600 | 93.15% | 3300
140 | 38 | 550 | 93.16% | 3300
140 | 39 | 500 | 93.17% | 3300
140 | 40 | 1100 | 93.19% | 3300
140 | 41 | 150 | 93.2% | 3300
140 | 42 | 300 | 93.21% | 3300
140 | 43 | 1300 | 93.23% | 3300
140 | 44 | 4050 | 93.24% | 3350
140 | 45 | 2900 | 93.25% | 3350
140 | 46 | 3500 | 93.27% | 3350
140 | 47 | 850 | 93.28% | 3350
140 | 48 | 1800 | 93.29% | 3350
140 | 49 | 3000 | 93.31% | 3350
140 | 50 | 2800 | 93.32% | 3350
141 | 1 | 850 | 93.33% | 3350
141 | 2 | 750 | 93.35% | 3350
141 | 3 | 4250 | 93.36% | 3350
141 | 4 | 0 | 93.37% | 3350
141 | 5 | 200 | 93.39% | 3350
141 | 6 | 450 | 93.4% | 3350
141 | 7 | 700 | 93.41% | 3400
141 | 8 | 200 | 93.43% | 3400
141 | 9 | 650 | 93.44% | 3400
141 | 10 | 1550 | 93.45% | 3400
141 | 11 | 0 | 93.47% | 3400
141 | 12 | 100 | 93.48% | 3400
141 | 13 | 3150 | 93.49% | 3400
141 | 14 | 7900 | 93.51% | 3400
141 | 15 | 500 | 93.52% | 3400
141 | 16 | 450 | 93.53% | 3400
141 | 17 | 250 | 93.55% | 3400
141 | 18 | 2400 | 93.56% | 3400
141 | 19 | 4550 | 93.57% | 3400
141 | 20 | 1800 | 93.59% | 3400
141 | 21 | 10650 | 93.6% | 3400
141 | 22 | 650 | 93.61% | 3400
141 | 23 | 6600 | 93.63% | 3400
141 | 24 | 700 | 93.64% | 3400
141 | 25 | 150 | 93.65% | 3450
141 | 26 | 10650 | 93.67% | 3450
141 | 27 | 5050 | 93.68% | 3450
141 | 28 | 1450 | 93.69% | 3450
141 | 29 | 700 | 93.71% | 3450
141 | 30 | 500 | 93.72% | 3450
141 | 31 | 2250 | 93.73% | 3450
141 | 32 | 900 | 93.75% | 3450
141 | 33 | 1050 | 93.76% | 3450
141 | 34 | 800 | 93.77% | 3450
141 | 35 | 3700 | 93.79% | 3450
141 | 36 | 2750 | 93.8% | 3450
141 | 37 | 800 | 93.81% | 3450
141 | 38 | 2400 | 93.83% | 3450
141 | 39 | 600 | 93.84% | 3500
141 | 40 | 850 | 93.85% | 3500
141 | 41 | 12200 | 93.87% | 3500
141 | 42 | 2050 | 93.88% | 3500
141 | 43 | 1700 | 93.89% | 3500
141 | 44 | 250 | 93.91% | 3500
141 | 45 | 4100 | 93.92% | 3500
141 | 46 | 250 | 93.93% | 3550
141 | 47 | 1300 | 93.95% | 3550
141 | 48 | 6000 | 93.96% | 3550
141 | 49 | 900 | 93.97% | 3550
141 | 50 | 7400 | 93.99% | 3550
142 | 1 | 100 | 94% | 3550
142 | 2 | 2950 | 94.01% | 3550
142 | 3 | 5200 | 94.03% | 3550
142 | 4 | 800 | 94.04% | 3550
142 | 5 | 900 | 94.05% | 3550
142 | 6 | 2850 | 94.07% | 3600
142 | 7 | 1250 | 94.08% | 3600
142 | 8 | 200 | 94.09% | 3600
142 | 9 | 1250 | 94.11% | 3600
142 | 10 | 650 | 94.12% | 3600
142 | 11 | 800 | 94.13% | 3600
142 | 12 | 2700 | 94.15% | 3600
142 | 13 | 0 | 94.16% | 3600
142 | 14 | 3550 | 94.17% | 3650
142 | 15 | 2500 | 94.19% | 3650
142 | 16 | 150 | 94.2% | 3650
142 | 17 | 1950 | 94.21% | 3650
142 | 18 | 1850 | 94.23% | 3650
142 | 19 | 850 | 94.24% | 3650
142 | 20 | 750 | 94.25% | 3650
142 | 21 | 2350 | 94.27% | 3650
142 | 22 | 4150 | 94.28% | 3650
142 | 23 | 500 | 94.29% | 3650
142 | 24 | 200 | 94.31% | 3700
142 | 25 | 1600 | 94.32% | 3700
142 | 26 | 0 | 94.33% | 3700
142 | 27 | 0 | 94.35% | 3700
142 | 28 | 3900 | 94.36% | 3700
142 | 29 | 300 | 94.37% | 3700
142 | 30 | 2850 | 94.39% | 3700
142 | 31 | 1100 | 94.4% | 3700
142 | 32 | 600 | 94.41% | 3750
142 | 33 | 1800 | 94.43% | 3750
142 | 34 | 1850 | 94.44% | 3750
142 | 35 | 1300 | 94.45% | 3750
142 | 36 | 1000 | 94.47% | 3750
142 | 37 | 400 | 94.48% | 3750
142 | 38 | 1000 | 94.49% | 3750
142 | 39 | 1750 | 94.51% | 3750
142 | 40 | 1600 | 94.52% | 3750
142 | 41 | 600 | 94.53% | 3750
142 | 42 | 1950 | 94.55% | 3750
142 | 43 | 1200 | 94.56% | 3750
142 | 44 | 850 | 94.57% | 3800
142 | 45 | 1500 | 94.59% | 3800
142 | 46 | 2400 | 94.6% | 3800
142 | 47 | 800 | 94.61% | 3800
142 | 48 | 2700 | 94.63% | 3800
142 | 49 | 1750 | 94.64% | 3800
142 | 50 | 1250 | 94.65% | 3850
143 | 1 | 15100 | 94.67% | 3850
143 | 2 | 4600 | 94.68% | 3850
143 | 3 | 2200 | 94.69% | 3850
143 | 4 | 0 | 94.71% | 3850
143 | 5 | 1450 | 94.72% | 3850
143 | 6 | 100 | 94.73% | 3900
143 | 7 | 1400 | 94.75% | 3900
143 | 8 | 0 | 94.76% | 3900
143 | 9 | 3500 | 94.77% | 3900
143 | 10 | 2250 | 94.79% | 3900
143 | 11 | 50 | 94.8% | 3900
143 | 12 | 950 | 94.81% | 3900
143 | 13 | 8200 | 94.83% | 3950
143 | 14 | 350 | 94.84% | 3950
143 | 15 | 300 | 94.85% | 3950
143 | 16 | 100 | 94.87% | 3950
143 | 17 | 150 | 94.88% | 3950
143 | 18 | 1800 | 94.89% | 3950
143 | 19 | 0 | 94.91% | 3950
143 | 20 | 50 | 94.92% | 3950
143 | 21 | 1350 | 94.93% | 4000
143 | 22 | 1100 | 94.95% | 4000
143 | 23 | 1250 | 94.96% | 4050
143 | 24 | 500 | 94.97% | 4050
143 | 25 | 1300 | 94.99% | 4050
143 | 26 | 5200 | 95% | 4100
143 | 27 | 1000 | 95.01% | 4100
143 | 28 | 200 | 95.03% | 4100
143 | 29 | 1300 | 95.04% | 4100
143 | 30 | 8850 | 95.05% | 4100
143 | 31 | 10100 | 95.07% | 4100
143 | 32 | 1000 | 95.08% | 4100
143 | 33 | 1850 | 95.09% | 4100
143 | 34 | 2150 | 95.11% | 4100
143 | 35 | 3300 | 95.12% | 4100
143 | 36 | 10300 | 95.13% | 4100
143 | 37 | 4650 | 95.15% | 4150
143 | 38 | 0 | 95.16% | 4150
143 | 39 | 600 | 95.17% | 4150
143 | 40 | 2600 | 95.19% | 4150
143 | 41 | 12500 | 95.2% | 4150
143 | 42 | 750 | 95.21% | 4150
143 | 43 | 2100 | 95.23% | 4150
143 | 44 | 3350 | 95.24% | 4150
143 | 45 | 3650 | 95.25% | 4150
143 | 46 | 200 | 95.27% | 4150
143 | 47 | 350 | 95.28% | 4200
143 | 48 | 1450 | 95.29% | 4200
143 | 49 | 4550 | 95.31% | 4200
143 | 50 | 250 | 95.32% | 4200
144 | 1 | 7450 | 95.33% | 4200
144 | 2 | 2700 | 95.35% | 4200
144 | 3 | 700 | 95.36% | 4200
144 | 4 | 6200 | 95.37% | 4250
144 | 5 | 3350 | 95.39% | 4250
144 | 6 | 6750 | 95.4% | 4250
144 | 7 | 2000 | 95.41% | 4250
144 | 8 | 550 | 95.43% | 4250
144 | 9 | 6100 | 95.44% | 4250
144 | 10 | 50 | 95.45% | 4250
144 | 11 | 250 | 95.47% | 4250
144 | 12 | 1000 | 95.48% | 4300
144 | 13 | 6000 | 95.49% | 4300
144 | 14 | 1100 | 95.51% | 4300
144 | 15 | 2350 | 95.52% | 4300
144 | 16 | 400 | 95.53% | 4300
144 | 17 | 550 | 95.55% | 4300
144 | 18 | 800 | 95.56% | 4350
144 | 19 | 1950 | 95.57% | 4350
144 | 20 | 650 | 95.59% | 4350
144 | 21 | 12350 | 95.6% | 4350
144 | 22 | 1350 | 95.61% | 4350
144 | 23 | 1850 | 95.63% | 4400
144 | 24 | 2650 | 95.64% | 4400
144 | 25 | 100 | 95.65% | 4400
144 | 26 | 6700 | 95.67% | 4400
144 | 27 | 1450 | 95.68% | 4400
144 | 28 | 850 | 95.69% | 4450
144 | 29 | 650 | 95.71% | 4450
144 | 30 | 1950 | 95.72% | 4450
144 | 31 | 2650 | 95.73% | 4450
144 | 32 | 2150 | 95.75% | 4450
144 | 33 | 2850 | 95.76% | 4450
144 | 34 | 750 | 95.77% | 4450
144 | 35 | 1100 | 95.79% | 4500
144 | 36 | 300 | 95.8% | 4500
144 | 37 | 2100 | 95.81% | 4500
144 | 38 | 850 | 95.83% | 4500
144 | 39 | 2750 | 95.84% | 4500
144 | 40 | 350 | 95.85% | 4550
144 | 41 | 350 | 95.87% | 4550
144 | 42 | 6350 | 95.88% | 4550
144 | 43 | 15400 | 95.89% | 4550
144 | 44 | 350 | 95.91% | 4550
144 | 45 | 200 | 95.92% | 4550
144 | 46 | 800 | 95.93% | 4550
144 | 47 | 0 | 95.95% | 4550
144 | 48 | 0 | 95.96% | 4550
144 | 49 | 2900 | 95.97% | 4600
144 | 50 | 800 | 95.99% | 4600
145 | 1 | 2200 | 96% | 4650
145 | 2 | 950 | 96.01% | 4650
145 | 3 | 2200 | 96.03% | 4650
145 | 4 | 350 | 96.04% | 4650
145 | 5 | 4200 | 96.05% | 4650
145 | 6 | 250 | 96.07% | 4650
145 | 7 | 2250 | 96.08% | 4650
145 | 8 | 550 | 96.09% | 4650
145 | 9 | 450 | 96.11% | 4700
145 | 10 | 2200 | 96.12% | 4700
145 | 11 | 1900 | 96.13% | 4700
145 | 12 | 350 | 96.15% | 4700
145 | 13 | 1000 | 96.16% | 4700
145 | 14 | 2250 | 96.17% | 4700
145 | 15 | 800 | 96.19% | 4750
145 | 16 | 1450 | 96.2% | 4800
145 | 17 | 250 | 96.21% | 4800
145 | 18 | 500 | 96.23% | 4800
145 | 19 | 2400 | 96.24% | 4800
145 | 20 | 600 | 96.25% | 4800
145 | 21 | 4100 | 96.27% | 4800
145 | 22 | 150 | 96.28% | 4800
145 | 23 | 0 | 96.29% | 4850
145 | 24 | 0 | 96.31% | 4850
145 | 25 | 2650 | 96.32% | 4850
145 | 26 | 950 | 96.33% | 4850
145 | 27 | 400 | 96.35% | 4850
145 | 28 | 800 | 96.36% | 4850
145 | 29 | 0 | 96.37% | 4850
145 | 30 | 250 | 96.39% | 4900
145 | 31 | 2100 | 96.4% | 4900
145 | 32 | 2100 | 96.41% | 4900
145 | 33 | 1750 | 96.43% | 4900
145 | 34 | 0 | 96.44% | 4900
145 | 35 | 100 | 96.45% | 4900
145 | 36 | 50 | 96.47% | 4900
145 | 37 | 3500 | 96.48% | 4900
145 | 38 | 11850 | 96.49% | 4950
145 | 39 | 3200 | 96.51% | 4950
145 | 40 | 5750 | 96.52% | 5000
145 | 41 | 6000 | 96.53% | 5000
145 | 42 | 9050 | 96.55% | 5000
145 | 43 | 7850 | 96.56% | 5000
145 | 44 | 50 | 96.57% | 5000
145 | 45 | 800 | 96.59% | 5000
145 | 46 | 200 | 96.6% | 5050
145 | 47 | 450 | 96.61% | 5050
145 | 48 | 500 | 96.63% | 5050
145 | 49 | 5250 | 96.64% | 5050
145 | 50 | 250 | 96.65% | 5050
146 | 1 | 2050 | 96.67% | 5100
146 | 2 | 100 | 96.68% | 5100
146 | 3 | 0 | 96.69% | 5100
146 | 4 | 50 | 96.71% | 5100
146 | 5 | 5350 | 96.72% | 5100
146 | 6 | 150 | 96.73% | 5100
146 | 7 | 2250 | 96.75% | 5150
146 | 8 | 4100 | 96.76% | 5150
146 | 9 | 2200 | 96.77% | 5150
146 | 10 | 150 | 96.79% | 5150
146 | 11 | 1750 | 96.8% | 5200
146 | 12 | 300 | 96.81% | 5200
146 | 13 | 7450 | 96.83% | 5200
146 | 14 | 750 | 96.84% | 5200
146 | 15 | 1800 | 96.85% | 5200
146 | 16 | 5600 | 96.87% | 5200
146 | 17 | 0 | 96.88% | 5200
146 | 18 | 1750 | 96.89% | 5250
146 | 19 | 950 | 96.91% | 5250
146 | 20 | 450 | 96.92% | 5250
146 | 21 | 250 | 96.93% | 5250
146 | 22 | 12100 | 96.95% | 5250
146 | 23 | 0 | 96.96% | 5250
146 | 24 | 900 | 96.97% | 5250
146 | 25 | 1850 | 96.99% | 5250
146 | 26 | 3550 | 97% | 5300
146 | 27 | 1400 | 97.01% | 5300
146 | 28 | 2650 | 97.03% | 5300
146 | 29 | 750 | 97.04% | 5350
146 | 30 | 1300 | 97.05% | 5350
146 | 31 | 2150 | 97.07% | 5400
146 | 32 | 300 | 97.08% | 5450
146 | 33 | 200 | 97.09% | 5450
146 | 34 | 300 | 97.11% | 5450
146 | 35 | 4950 | 97.12% | 5450
146 | 36 | 1200 | 97.13% | 5450
146 | 37 | 0 | 97.15% | 5500
146 | 38 | 1250 | 97.16% | 5550
146 | 39 | 100 | 97.17% | 5550
146 | 40 | 0 | 97.19% | 5550
146 | 41 | 600 | 97.2% | 5550
146 | 42 | 400 | 97.21% | 5550
146 | 43 | 0 | 97.23% | 5550
146 | 44 | 0 | 97.24% | 5550
146 | 45 | 850 | 97.25% | 5550
146 | 46 | 850 | 97.27% | 5550
146 | 47 | 350 | 97.28% | 5600
146 | 48 | 350 | 97.29% | 5600
146 | 49 | 1000 | 97.31% | 5650
146 | 50 | 450 | 97.32% | 5650
147 | 1 | 550 | 97.33% | 5650
147 | 2 | 0 | 97.35% | 5650
147 | 3 | 1150 | 97.36% | 5700
147 | 4 | 0 | 97.37% | 5700
147 | 5 | 0 | 97.39% | 5750
147 | 6 | 1500 | 97.4% | 5800
147 | 7 | 2600 | 97.41% | 5800
147 | 8 | 3900 | 97.43% | 5850
147 | 9 | 200 | 97.44% | 5850
147 | 10 | 50 | 97.45% | 5950
147 | 11 | 1100 | 97.47% | 5950
147 | 12 | 1300 | 97.48% | 5950
147 | 13 | 100 | 97.49% | 6000
147 | 14 | 250 | 97.51% | 6000
147 | 15 | 200 | 97.52% | 6000
147 | 16 | 3250 | 97.53% | 6000
147 | 17 | 0 | 97.55% | 6000
147 | 18 | 1450 | 97.56% | 6050
147 | 19 | 400 | 97.57% | 6050
147 | 20 | 100 | 97.59% | 6100
147 | 21 | 950 | 97.6% | 6150
147 | 22 | 800 | 97.61% | 6150
147 | 23 | 1050 | 97.63% | 6150
147 | 24 | 4150 | 97.64% | 6150
147 | 25 | 0 | 97.65% | 6200
147 | 26 | 450 | 97.67% | 6200
147 | 27 | 350 | 97.68% | 6200
147 | 28 | 1950 | 97.69% | 6200
147 | 29 | 0 | 97.71% | 6300
147 | 30 | 1500 | 97.72% | 6300
147 | 31 | 750 | 97.73% | 6350
147 | 32 | 900 | 97.75% | 6350
147 | 33 | 350 | 97.76% | 6350
147 | 34 | 550 | 97.77% | 6350
147 | 35 | 0 | 97.79% | 6350
147 | 36 | 900 | 97.8% | 6400
147 | 37 | 1650 | 97.81% | 6400
147 | 38 | 800 | 97.83% | 6400
147 | 39 | 0 | 97.84% | 6400
147 | 40 | 50 | 97.85% | 6400
147 | 41 | 1650 | 97.87% | 6400
147 | 42 | 50 | 97.88% | 6400
147 | 43 | 3450 | 97.89% | 6450
147 | 44 | 550 | 97.91% | 6500
147 | 45 | 600 | 97.92% | 6500
147 | 46 | 250 | 97.93% | 6500
147 | 47 | 0 | 97.95% | 6500
147 | 48 | 1400 | 97.96% | 6550
147 | 49 | 950 | 97.97% | 6600
147 | 50 | 900 | 97.99% | 6600
148 | 1 | 4000 | 98% | 6600
148 | 2 | 250 | 98.01% | 6600
148 | 3 | 0 | 98.03% | 6600
148 | 4 | 1850 | 98.04% | 6650
148 | 5 | 1100 | 98.05% | 6650
148 | 6 | 5700 | 98.07% | 6650
148 | 7 | 1250 | 98.08% | 6700
148 | 8 | 2200 | 98.09% | 6700
148 | 9 | 17450 | 98.11% | 6700
148 | 10 | 100 | 98.12% | 6750
148 | 11 | 27300 | 98.13% | 6800
148 | 12 | 1600 | 98.15% | 6900
148 | 13 | 1900 | 98.16% | 6900
148 | 14 | 4850 | 98.17% | 6900
148 | 15 | 1300 | 98.19% | 6950
148 | 16 | 550 | 98.2% | 7000
148 | 17 | 5550 | 98.21% | 7000
148 | 18 | 150 | 98.23% | 7000
148 | 19 | 0 | 98.24% | 7000
148 | 20 | 12200 | 98.25% | 7100
148 | 21 | 150 | 98.27% | 7150
148 | 22 | 200 | 98.28% | 7150
148 | 23 | 200 | 98.29% | 7150
148 | 24 | 2100 | 98.31% | 7150
148 | 25 | 350 | 98.32% | 7200
148 | 26 | 7150 | 98.33% | 7200
148 | 27 | 2950 | 98.35% | 7200
148 | 28 | 3400 | 98.36% | 7250
148 | 29 | 550 | 98.37% | 7250
148 | 30 | 750 | 98.39% | 7300
148 | 31 | 1350 | 98.4% | 7300
148 | 32 | 550 | 98.41% | 7300
148 | 33 | 500 | 98.43% | 7400
148 | 34 | 1200 | 98.44% | 7400
148 | 35 | 3350 | 98.45% | 7400
148 | 36 | 2100 | 98.47% | 7400
148 | 37 | 800 | 98.48% | 7450
148 | 38 | 1200 | 98.49% | 7450
148 | 39 | 350 | 98.51% | 7450
148 | 40 | 500 | 98.52% | 7450
148 | 41 | 200 | 98.53% | 7500
148 | 42 | 850 | 98.55% | 7500
148 | 43 | 600 | 98.56% | 7500
148 | 44 | 900 | 98.57% | 7500
148 | 45 | 3100 | 98.59% | 7600
148 | 46 | 2850 | 98.6% | 7750
148 | 47 | 1150 | 98.61% | 7800
148 | 48 | 1200 | 98.63% | 7800
148 | 49 | 3950 | 98.64% | 7850
148 | 50 | 5000 | 98.65% | 7850
149 | 1 | 1150 | 98.67% | 7900
149 | 2 | 200 | 98.68% | 7900
149 | 3 | 100 | 98.69% | 7950
149 | 4 | 1550 | 98.71% | 8000
149 | 5 | 350 | 98.72% | 8050
149 | 6 | 200 | 98.73% | 8100
149 | 7 | 800 | 98.75% | 8100
149 | 8 | 2600 | 98.76% | 8100
149 | 9 | 750 | 98.77% | 8100
149 | 10 | 50 | 98.79% | 8100
149 | 11 | 100 | 98.8% | 8200
149 | 12 | 0 | 98.81% | 8250
149 | 13 | 0 | 98.83% | 8250
149 | 14 | 300 | 98.84% | 8250
149 | 15 | 0 | 98.85% | 8300
149 | 16 | 150 | 98.87% | 8400
149 | 17 | 950 | 98.88% | 8450
149 | 18 | 0 | 98.89% | 8450
149 | 19 | 400 | 98.91% | 8500
149 | 20 | 400 | 98.92% | 8550
149 | 21 | 0 | 98.93% | 8650
149 | 22 | 0 | 98.95% | 8650
149 | 23 | 950 | 98.96% | 8750
149 | 24 | 100 | 98.97% | 8800
149 | 25 | 550 | 98.99% | 8850
149 | 26 | 200 | 99% | 8850
149 | 27 | 0 | 99.01% | 8900
149 | 28 | 800 | 99.03% | 8900
149 | 29 | 350 | 99.04% | 8950
149 | 30 | 0 | 99.05% | 9000
149 | 31 | 300 | 99.07% | 9000
149 | 32 | 500 | 99.08% | 9050
149 | 33 | 2200 | 99.09% | 9050
149 | 34 | 0 | 99.11% | 9050
149 | 35 | 1650 | 99.12% | 9200
149 | 36 | 550 | 99.13% | 9250
149 | 37 | 0 | 99.15% | 9350
149 | 38 | 0 | 99.16% | 9550
149 | 39 | 50 | 99.17% | 9600
149 | 40 | 550 | 99.19% | 9650
149 | 41 | 300 | 99.2% | 9650
149 | 42 | 300 | 99.21% | 9700
149 | 43 | 12750 | 99.23% | 9750
149 | 44 | 0 | 99.24% | 9850
149 | 45 | 0 | 99.25% | 10000
149 | 46 | 0 | 99.27% | 10100
149 | 47 | 600 | 99.28% | 10300
149 | 48 | 0 | 99.29% | 10500
149 | 49 | 0 | 99.31% | 10650
149 | 50 | 1050 | 99.32% | 10650
150 | 1 | 350 | 99.33% | 10800
150 | 2 | 950 | 99.35% | 10950
150 | 3 | 500 | 99.36% | 10950
150 | 4 | 0 | 99.37% | 10950
150 | 5 | 350 | 99.39% | 11000
150 | 6 | 2250 | 99.4% | 11450
150 | 7 | 0 | 99.41% | 11450
150 | 8 | 50 | 99.43% | 11500
150 | 9 | 1650 | 99.44% | 11550
150 | 10 | 7600 | 99.45% | 11850
150 | 11 | 650 | 99.47% | 11850
150 | 12 | 0 | 99.48% | 11950
150 | 13 | 0 | 99.49% | 11950
150 | 14 | 5550 | 99.51% | 12050
150 | 15 | 50 | 99.52% | 12100
150 | 16 | 650 | 99.53% | 12200
150 | 17 | 1500 | 99.55% | 12200
150 | 18 | 900 | 99.56% | 12350
150 | 19 | 0 | 99.57% | 12350
150 | 20 | 8450 | 99.59% | 12500
150 | 21 | 1250 | 99.6% | 12600
150 | 22 | 0 | 99.61% | 12650
150 | 23 | 1300 | 99.63% | 12750
150 | 24 | 250 | 99.64% | 13050
150 | 25 | 0 | 99.65% | 13300
150 | 26 | 650 | 99.67% | 13350
150 | 27 | 1950 | 99.68% | 13500
150 | 28 | 400 | 99.69% | 14250
150 | 29 | 450 | 99.71% | 14400
150 | 30 | 650 | 99.72% | 14450
150 | 31 | 1050 | 99.73% | 14650
150 | 32 | 150 | 99.75% | 14900
150 | 33 | 100 | 99.76% | 15100
150 | 34 | 5000 | 99.77% | 15250
150 | 35 | 850 | 99.79% | 15400
150 | 36 | 1100 | 99.8% | 15650
150 | 37 | 150 | 99.81% | 15900
150 | 38 | 0 | 99.83% | 17000
150 | 39 | 1600 | 99.84% | 17100
150 | 40 | 3200 | 99.85% | 17450
150 | 41 | 150 | 99.87% | 18500
150 | 42 | 450 | 99.88% | 18600
150 | 43 | 350 | 99.89% | 18800
150 | 44 | 50 | 99.91% | 20300
150 | 45 | 0 | 99.92% | 20850
150 | 46 | 250 | 99.93% | 22050
150 | 47 | 3250 | 99.95% | 22100
150 | 48 | 0 | 99.96% | 22650
150 | 49 | 100 | 99.97% | 22950
150 | 50 | 0 | 99.99% | 27300

## EUE Table 2022.2023
Unserved Energy by Gross Volume 2022-2023
Base (addition/subtraction) | Procurement Volume | %NEUE | EUE (MWh) | LOLE Capacity (Events per Year) | LOLH Capacity (Hours)
Base(-144) | 8901 | 0.002465% | 2221.6299 | 4.0983 | 8.0729
Base (-96) | 8937 | 0.002011% | 1812.2015 | 3.4681 | 6.6723
Base (-48) | 8976 | 0.001616% | 1456.8435 | 2.8968 | 5.3327
Base | 9012 | 0.001298% | 1169.6505 | 2.4489 | 4.3935
Min Procurement Volume (+38) | 9042.9144 | 0.0011% | 991 | 2.0935 | 3.6941
Base (+46.5) | 9049.2 | 0.001064% | 959.0591 | 2.0465 | 3.5843
Base (+93) | 9086.4 | 0.0008553% | 770.8542 | 1.6849 | 2.8118
Base (+139.5) | 9123.6 | 0.0006908% | 622.5587 | 1.4465 | 2.4505
Base (+186) | 9160.8 | 0.0005548% | 499.9729 | 1.1564 | 1.8989
Base (+232.5) | 9198 | 0.0004465% | 402.4107 | 0.9888 | 1.5863
Base (+279) | 9235.2 | 0.00036% | 324.4643 | 0.82426 | 1.2905
Base (+325.5) | 9272.4 | 0.0002898% | 261.2262 | 0.68466 | 1.0586
Base (+372) | 9309.6 | 0.0002324% | 209.4261 | 0.5634 | 0.85806
Base (+418.5) | 9346.8 | 0.0001932% | 174.0896 | 0.47333 | 0.69733
Base (+465) | 9384 | 0.0001615% | 145.5536 | 0.3738 | 0.54713
Base (+558) | 9458.4 | 0.0001048% | 94.4587 | 0.29807 | 0.43353
Base (+651) | 9532.8 | 6.71e-05% | 60.4712 | 0.1926 | 0.28973
Base (+744) | 9607.2 | 4.268e-05% | 38.4646 | 0.129 | 0.17493
Base (+837) | 9681.6 | 2.782e-05% | 25.074 | 0.079533 | 0.10527

## Asset List
2021-2022 Obligation Period Gross Minimum Procurement Volume Asset Breakout |  |  | 2022-2023 Obligation Period Gross Minimum Procurement Volume Asset Breakout
Capacity Resource Asset | Technology Type | Maximum Capability (MW) | Capacity Resource Asset | Technology Type | Maximum Capability (MW)
AFG1 | Other | 131 | AFG1 | Other | 131
AKE1 | Wind | 73 | AKE1 | Wind | 73
ALP1 | Simple Cycle | 7 | ALP1 | Simple Cycle | 7
ALP2 | Simple Cycle | 10 | ALP2 | Simple Cycle | 10
ALS1 | Cogen | 96 | ALS1 | Cogen | 96
ANC1 | Simple Cycle | 63 | ANC1 | Simple Cycle | 63
APS1 | Cogen | 195 | APS1 | Cogen | 195
ARD1 | Wind | 68 | ARD1 | Wind | 68
BCR2 | Cogen | 36 | BCR2 | Cogen | 36
BCRK | Cogen | 64 | BCRK | Cogen | 64
BIG | Hydro | 120 | BIG | Hydro | 120
BOW1 | Hydro | 320 | BOW1 | Hydro | 320
BR4 | Coal | 155 | BR4 | Coal | 155
BR5 | Coal | 385 | BR5 | Coal | 385
BRA | Hydro | 350 | BRA | Hydro | 350
BSC1 | Solar | 15 | BSC1 | Solar | 15
BSR1 | Wind | 300 | BSR1 | Wind | 300
BTR1 | Wind | 66 | BTR1 | Wind | 66
BUL1 | Wind | 13 | BUL1 | Wind | 13
BUL2 | Wind | 16 | BUL2 | Wind | 16
CAL1 | Combined Cycle | 320 | CAL1 | Combined Cycle | 320
CCMH | Other | 42 | CCMH | Other | 42
CHIN | Hydro | 15 | CHIN | Hydro | 15
CL01 | Cogen | 100 | CL01 | Cogen | 100
CMH1 | Combined Cycle | 255 | CMH1 | Combined Cycle | 255
CNR5 | Cogen | 203 | CNR5 | Cogen | 203
CR1 | Wind | 39 | CR1 | Wind | 39
CRG1 | Cogen | 10 | CRG1 | Cogen | 10
CRR1 | Wind | 77 | CRR1 | Wind | 77
CRS2 | Simple Cycle | 39 | CRS1 | Simple Cycle | 48
CRS3 | Simple Cycle | 48 | CRS2 | Simple Cycle | 48
CRW1 | Wind | 20 | CRS3 | Simple Cycle | 48
DAI1 | Other | 52 | CRW1 | Wind | 20
DKSN | Hydro | 15 | DAI1 | Other | 52
DOWG | Cogen | 326 | DKSN | Hydro | 15
DRW1 | Simple Cycle | 6 | DOWG | Cogen | 326
EAGL | Other | 25 | DRW1 | Simple Cycle | 6
EC01 | Combined Cycle | 120 | EAGL | Other | 25
EC04 | Cogen | 98 | EC01 | Combined Cycle | 120
EGC1 | Combined Cycle | 860 | EC04 | Cogen | 98
ENC1 | Simple Cycle | 48 | EGC1 | Combined Cycle | 860
ENC2 | Simple Cycle | 101 | ENC1 | Simple Cycle | 48
ENC3 | Simple Cycle | 101 | ENC2 | Simple Cycle | 101
FH1 | Cogen | 199 | ENC3 | Simple Cycle | 101
FNG1 | Combined Cycle | 73 | FH1 | Cogen | 199
GEN5 | Simple Cycle | 15 | FNG1 | Combined Cycle | 73
GEN6 | Simple Cycle | 15 | GEN5 | Simple Cycle | 15
GN1 | Coal | 400 | GEN6 | Simple Cycle | 15
GN2 | Coal | 400 | GN1 | Coal | 400
GN3 | Coal | 466 | GN2 | Coal | 400
GPEC | Other | 27 | GN3 | Coal | 466
GWW1 | Wind | 71 | GPEC | Other | 27
HAL1 | Wind | 150 | GWW1 | Wind | 71
HMT1 | Cogen | 45 | HAL1 | Wind | 150
HSM1 | Simple Cycle | 6 | HMT1 | Cogen | 45
ICP1 | Hydro | 7 | HSM1 | Simple Cycle | 6
IEW1 | Wind | 66 | ICP1 | Hydro | 7
IEW2 | Wind | 66 | IEW1 | Wind | 66
Intertie | Intertie | 1263 | IEW2 | Wind | 66
IOR1 | Cogen | 180 | Intertie | Intertie | 1263
IOR2 | Cogen | 195 | IOR1 | Cogen | 180
IOR3 | Cogen | 84 | IOR2 | Cogen | 195
JOF1 | Cogen | 474 | IOR3 | Cogen | 84
KH1 | Coal | 395 | JOF1 | Cogen | 474
KH2 | Coal | 395 | KH1 | Coal | 395
KH3 | Coal | 463 | KH2 | Coal | 395
KHW1 | Wind | 63 | KH3 | Coal | 463
ME02 | Simple Cycle | 8 | KHW1 | Wind | 63
ME03 | Simple Cycle | 7 | ME02 | Simple Cycle | 8
ME04 | Simple Cycle | 6 | ME03 | Simple Cycle | 7
MEG1 | Cogen | 202 | ME04 | Simple Cycle | 6
MFG1 | Simple Cycle | 16 | MEG1 | Cogen | 202
MKR1 | Cogen | 202 | MFG1 | Simple Cycle | 16
MKRC | Cogen | 207 | MKR1 | Cogen | 202
NAT1 | Simple Cycle | 20 | MKRC | Cogen | 207
NEP1 | Wind | 82 | NAT1 | Simple Cycle | 20
NPC1 | Simple Cycle | 11 | NEP1 | Wind | 82
NPC2 | Simple Cycle | 9 | NPC1 | Simple Cycle | 11
NPP1 | Simple Cycle | 105 | NPC2 | Simple Cycle | 9
NRG3 | Other | 16 | NPP1 | Simple Cycle | 105
NX01 | Combined Cycle | 120 | NRG3 | Other | 16
NX02 | Cogen | 220 | NX01 | Combined Cycle | 120
OMRH | Hydro | 32 | NX02 | Cogen | 220
OWF1 | Wind | 46 | OMRH | Hydro | 32
PEC1 | Cogen | 16 | OWF1 | Wind | 46
PH1 | Simple Cycle | 48 | PEC1 | Cogen | 16
PR1 | Cogen | 100 | PH1 | Simple Cycle | 48
PW01 | Cogen | 5 | PR1 | Cogen | 100
RB5 | Simple Cycle | 50 | PW01 | Cogen | 5
REP Wind | REP Wind | 1296 | RB5 | Simple Cycle | 50
RL1 | Cogen | 47 | REP Wind | REP Wind | 1296
RYMD | Hydro | 21 | RL1 | Cogen | 47
SCL1 | Cogen | 510 | RYMD | Hydro | 21
SCR1 | Cogen | 899 | SCL1 | Cogen | 510
SCR2 | Wind | 30 | SCR1 | Cogen | 899
SCR3 | Wind | 30 | SCR2 | Wind | 30
SCR4 | Wind | 88 | SCR3 | Wind | 30
SD3 | Coal | 368 | SCR4 | Wind | 88
SD4 | Coal | 406 | SD3 | Coal | 368
SD5 | Coal | 406 | SD4 | Coal | 406
SD6 | Coal | 401 | SD5 | Coal | 406
SH1 | Coal | 400 | SD6 | Coal | 401
SH2 | Coal | 390 | SH1 | Coal | 400
SHCG | Cogen | 19 | SH2 | Coal | 390
SLP1 | Other | 9 | SHCG | Cogen | 19
TAB1 | Wind | 81 | SLP1 | Other | 9
TAY1 | Hydro | 14 | TAB1 | Wind | 81
TC01 | Cogen | 95 | TAY1 | Hydro | 14
TC02 | Cogen | 46 | TC01 | Cogen | 95
TLM2 | Cogen | 13 | TC02 | Cogen | 46
UOA1 | Cogen | 39 | TLM2 | Cogen | 13
UOC1 | Cogen | 12 | UOA1 | Cogen | 39
VVW1 | Simple Cycle | 50 | UOC1 | Cogen | 12
VVW2 | Simple Cycle | 50 | VVW1 | Simple Cycle | 50
WCD1 | Simple Cycle | 20 | VVW2 | Simple Cycle | 50
WEY1 | Other | 48 | WCD1 | Simple Cycle | 20
WST1 | Other | 18 | WEY1 | Other | 48
WWD1 | Other | 50 | WST1 | Other | 18
|  |  | WWD1 | Other | 50
|  |  | Generic Build | Generic Build | 38

## 2017 Calibration
Case Number | Iteration | EUE_Capacity | Percentage | 2017 Calibration EUE_Capacity
1 | 1 | 0 | 0.8% | 0
1 | 2 | 0 | 0.9% | 0
1 | 3 | 0 | 1% | 0
1 | 4 | 0 | 1.1% | 0
1 | 5 | 0 | 1.2% | 0
1 | 6 | 0 | 1.3% | 0
1 | 7 | 0 | 1.4% | 0
1 | 8 | 0 | 1.5% | 0
1 | 9 | 0 | 1.6% | 0
1 | 10 | 0 | 1.7% | 0
1 | 11 | 0 | 1.8% | 0
1 | 12 | 0 | 1.9% | 0
1 | 13 | 0 | 2% | 0
1 | 14 | 0 | 2.1% | 0
1 | 15 | 0 | 2.2% | 0
1 | 16 | 0 | 2.3% | 0
1 | 17 | 100 | 2.4% | 0
1 | 18 | 0 | 2.5% | 0
1 | 19 | 0 | 2.6% | 0
1 | 20 | 0 | 2.7% | 0
1 | 21 | 0 | 2.8% | 0
1 | 22 | 0 | 2.9% | 0
1 | 23 | 0 | 3% | 0
1 | 24 | 0 | 3.1% | 0
1 | 25 | 0 | 3.2% | 0
1 | 26 | 0 | 3.3% | 0
1 | 27 | 0 | 3.4% | 0
1 | 28 | 0 | 3.5% | 0 | *2017 Calibration used actual 2017 load and weather year thus the main source of uncertainty are outage draws this analysis ran 5 cased each with 200 iterations of outage draws
1 | 29 | 0 | 3.6% | 0
1 | 30 | 0 | 3.7% | 0
1 | 31 | 0 | 3.8% | 0
1 | 32 | 0 | 3.9% | 0
1 | 33 | 0 | 4% | 0
1 | 34 | 0 | 4.1% | 0
1 | 35 | 0 | 4.2% | 0
1 | 36 | 0 | 4.3% | 0
1 | 37 | 0 | 4.4% | 0
1 | 38 | 0 | 4.5% | 0
1 | 39 | 0 | 4.6% | 0
1 | 40 | 0 | 4.7% | 0
1 | 41 | 0 | 4.8% | 0
1 | 42 | 0 | 4.9% | 0
1 | 43 | 0 | 5% | 0
1 | 44 | 0 | 5.1% | 0
1 | 45 | 0 | 5.2% | 0
1 | 46 | 0 | 5.3% | 0
1 | 47 | 0 | 5.4% | 0
1 | 48 | 0 | 5.5% | 0
1 | 49 | 0 | 5.6% | 0
1 | 50 | 0 | 5.7% | 0
1 | 51 | 0 | 5.8% | 0
1 | 52 | 0 | 5.9% | 0
1 | 53 | 0 | 6% | 0
1 | 54 | 0 | 6.1% | 0
1 | 55 | 0 | 6.2% | 0
1 | 56 | 0 | 6.3% | 0
1 | 57 | 0 | 6.4% | 0
1 | 58 | 0 | 6.5% | 0
1 | 59 | 0 | 6.6% | 0
1 | 60 | 0 | 6.7% | 0
1 | 61 | 0 | 6.8% | 0
1 | 62 | 0 | 6.9% | 0
1 | 63 | 0 | 7% | 0
1 | 64 | 0 | 7.1% | 0
1 | 65 | 0 | 7.2% | 0
1 | 66 | 0 | 7.3% | 0
1 | 67 | 0 | 7.4% | 0
1 | 68 | 0 | 7.5% | 0
1 | 69 | 0 | 7.6% | 0
1 | 70 | 0 | 7.7% | 0
1 | 71 | 0 | 7.8% | 0
1 | 72 | 0 | 7.9% | 0
1 | 73 | 0 | 8% | 0
1 | 74 | 0 | 8.1% | 0
1 | 75 | 0 | 8.2% | 0
1 | 76 | 0 | 8.3% | 0
1 | 77 | 0 | 8.4% | 0
1 | 78 | 0 | 8.5% | 0
1 | 79 | 0 | 8.6% | 0
1 | 80 | 0 | 8.7% | 0
1 | 81 | 0 | 8.8% | 0
1 | 82 | 0 | 8.9% | 0
1 | 83 | 0 | 9% | 0
1 | 84 | 0 | 9.1% | 0
1 | 85 | 100 | 9.2% | 0
1 | 86 | 0 | 9.3% | 0
1 | 87 | 0 | 9.4% | 0
1 | 88 | 0 | 9.5% | 0
1 | 89 | 0 | 9.6% | 0
1 | 90 | 0 | 9.7% | 0
1 | 91 | 0 | 9.8% | 0
1 | 92 | 0 | 9.9% | 0
1 | 93 | 0 | 10% | 0
1 | 94 | 0 | 10.1% | 0
1 | 95 | 0 | 10.2% | 0
1 | 96 | 0 | 10.3% | 0
1 | 97 | 0 | 10.4% | 0
1 | 98 | 0 | 10.5% | 0
1 | 99 | 0 | 10.6% | 0
1 | 100 | 0 | 10.7% | 0
1 | 101 | 0 | 10.8% | 0
1 | 102 | 0 | 10.9% | 0
1 | 103 | 0 | 11% | 0
1 | 104 | 0 | 11.1% | 0
1 | 105 | 0 | 11.2% | 0
1 | 106 | 0 | 11.3% | 0
1 | 107 | 0 | 11.4% | 0
1 | 108 | 0 | 11.5% | 0
1 | 109 | 0 | 11.6% | 0
1 | 110 | 0 | 11.7% | 0
1 | 111 | 0 | 11.8% | 0
1 | 112 | 150 | 11.9% | 0
1 | 113 | 0 | 12% | 0
1 | 114 | 0 | 12.1% | 0
1 | 115 | 0 | 12.2% | 0
1 | 116 | 0 | 12.3% | 0
1 | 117 | 0 | 12.4% | 0
1 | 118 | 0 | 12.5% | 0
1 | 119 | 0 | 12.6% | 0
1 | 120 | 0 | 12.7% | 0
1 | 121 | 0 | 12.8% | 0
1 | 122 | 0 | 12.9% | 0
1 | 123 | 0 | 13% | 0
1 | 124 | 0 | 13.1% | 0
1 | 125 | 0 | 13.2% | 0
1 | 126 | 0 | 13.3% | 0
1 | 127 | 0 | 13.4% | 0
1 | 128 | 0 | 13.5% | 0
1 | 129 | 0 | 13.6% | 0
1 | 130 | 0 | 13.7% | 0
1 | 131 | 0 | 13.8% | 0
1 | 132 | 0 | 13.9% | 0
1 | 133 | 0 | 14% | 0
1 | 134 | 0 | 14.1% | 0
1 | 135 | 0 | 14.2% | 0
1 | 136 | 0 | 14.3% | 0
1 | 137 | 0 | 14.4% | 0
1 | 138 | 0 | 14.5% | 0
1 | 139 | 0 | 14.6% | 0
1 | 140 | 0 | 14.7% | 0
1 | 141 | 0 | 14.8% | 0
1 | 142 | 0 | 14.9% | 0
1 | 143 | 0 | 15% | 0
1 | 144 | 0 | 15.1% | 0
1 | 145 | 100 | 15.2% | 0
1 | 146 | 0 | 15.3% | 0
1 | 147 | 0 | 15.4% | 0
1 | 148 | 0 | 15.5% | 0
1 | 149 | 0 | 15.6% | 0
1 | 150 | 0 | 15.7% | 0
1 | 151 | 0 | 15.8% | 0
1 | 152 | 0 | 15.9% | 0
1 | 153 | 0 | 16% | 0
1 | 154 | 0 | 16.1% | 0
1 | 155 | 0 | 16.2% | 0
1 | 156 | 0 | 16.3% | 0
1 | 157 | 0 | 16.4% | 0
1 | 158 | 0 | 16.5% | 0
1 | 159 | 0 | 16.6% | 0
1 | 160 | 0 | 16.7% | 0
1 | 161 | 0 | 16.8% | 0
1 | 162 | 0 | 16.9% | 0
1 | 163 | 0 | 17% | 0
1 | 164 | 0 | 17.1% | 0
1 | 165 | 0 | 17.2% | 0
1 | 166 | 0 | 17.3% | 0
1 | 167 | 0 | 17.4% | 0
1 | 168 | 0 | 17.5% | 0
1 | 169 | 0 | 17.6% | 0
1 | 170 | 0 | 17.7% | 0
1 | 171 | 0 | 17.8% | 0
1 | 172 | 0 | 17.9% | 0
1 | 173 | 0 | 18% | 0
1 | 174 | 0 | 18.1% | 0
1 | 175 | 0 | 18.2% | 0
1 | 176 | 0 | 18.3% | 0
1 | 177 | 0 | 18.4% | 0
1 | 178 | 0 | 18.5% | 0
1 | 179 | 0 | 18.6% | 0
1 | 180 | 0 | 18.7% | 0
1 | 181 | 0 | 18.8% | 0
1 | 182 | 0 | 18.9% | 0
1 | 183 | 0 | 19% | 0
1 | 184 | 200 | 19.1% | 0
1 | 185 | 0 | 19.2% | 0
1 | 186 | 0 | 19.3% | 0
1 | 187 | 0 | 19.4% | 0
1 | 188 | 0 | 19.5% | 0
1 | 189 | 0 | 19.6% | 0
1 | 190 | 0 | 19.7% | 0
1 | 191 | 0 | 19.8% | 0
1 | 192 | 0 | 19.9% | 0
1 | 193 | 0 | 20% | 0
1 | 194 | 0 | 20.1% | 0
1 | 195 | 0 | 20.2% | 0
1 | 196 | 0 | 20.3% | 0
1 | 197 | 0 | 20.4% | 0
1 | 198 | 0 | 20.5% | 0
1 | 199 | 0 | 20.6% | 0
1 | 200 | 0 | 20.7% | 0
2 | 1 | 200 | 20.8% | 0
2 | 2 | 0 | 20.9% | 0
2 | 3 | 0 | 21% | 0
2 | 4 | 0 | 21.1% | 0
2 | 5 | 0 | 21.2% | 0
2 | 6 | 0 | 21.3% | 0
2 | 7 | 150 | 21.4% | 0
2 | 8 | 0 | 21.5% | 0
2 | 9 | 0 | 21.6% | 0
2 | 10 | 0 | 21.7% | 0
2 | 11 | 0 | 21.8% | 0
2 | 12 | 0 | 21.9% | 0
2 | 13 | 0 | 22% | 0
2 | 14 | 0 | 22.1% | 0
2 | 15 | 0 | 22.2% | 0
2 | 16 | 0 | 22.3% | 0
2 | 17 | 0 | 22.4% | 0
2 | 18 | 0 | 22.5% | 0
2 | 19 | 0 | 22.6% | 0
2 | 20 | 0 | 22.7% | 0
2 | 21 | 0 | 22.8% | 0
2 | 22 | 0 | 22.9% | 0
2 | 23 | 0 | 23% | 0
2 | 24 | 0 | 23.1% | 0
2 | 25 | 0 | 23.2% | 0
2 | 26 | 0 | 23.3% | 0
2 | 27 | 0 | 23.4% | 0
2 | 28 | 0 | 23.5% | 0
2 | 29 | 0 | 23.6% | 0
2 | 30 | 0 | 23.7% | 0
2 | 31 | 0 | 23.8% | 0
2 | 32 | 0 | 23.9% | 0
2 | 33 | 0 | 24% | 0
2 | 34 | 0 | 24.1% | 0
2 | 35 | 0 | 24.2% | 0
2 | 36 | 0 | 24.3% | 0
2 | 37 | 0 | 24.4% | 0
2 | 38 | 0 | 24.5% | 0
2 | 39 | 0 | 24.6% | 0
2 | 40 | 0 | 24.7% | 0
2 | 41 | 0 | 24.8% | 0
2 | 42 | 0 | 24.9% | 0
2 | 43 | 0 | 25% | 0
2 | 44 | 0 | 25.1% | 0
2 | 45 | 650 | 25.2% | 0
2 | 46 | 0 | 25.3% | 0
2 | 47 | 0 | 25.4% | 0
2 | 48 | 0 | 25.5% | 0
2 | 49 | 0 | 25.6% | 0
2 | 50 | 0 | 25.7% | 0
2 | 51 | 0 | 25.8% | 0
2 | 52 | 0 | 25.9% | 0
2 | 53 | 0 | 26% | 0
2 | 54 | 0 | 26.1% | 0
2 | 55 | 0 | 26.2% | 0
2 | 56 | 0 | 26.3% | 0
2 | 57 | 0 | 26.4% | 0
2 | 58 | 0 | 26.5% | 0
2 | 59 | 0 | 26.6% | 0
2 | 60 | 0 | 26.7% | 0
2 | 61 | 0 | 26.8% | 0
2 | 62 | 0 | 26.9% | 0
2 | 63 | 0 | 27% | 0
2 | 64 | 0 | 27.1% | 0
2 | 65 | 0 | 27.2% | 0
2 | 66 | 0 | 27.3% | 0
2 | 67 | 0 | 27.4% | 0
2 | 68 | 0 | 27.5% | 0
2 | 69 | 0 | 27.6% | 0
2 | 70 | 0 | 27.7% | 0
2 | 71 | 0 | 27.8% | 0
2 | 72 | 0 | 27.9% | 0
2 | 73 | 0 | 28% | 0
2 | 74 | 0 | 28.1% | 0
2 | 75 | 0 | 28.2% | 0
2 | 76 | 0 | 28.3% | 0
2 | 77 | 0 | 28.4% | 0
2 | 78 | 0 | 28.5% | 0
2 | 79 | 0 | 28.6% | 0
2 | 80 | 500 | 28.7% | 0
2 | 81 | 0 | 28.8% | 0
2 | 82 | 0 | 28.9% | 0
2 | 83 | 0 | 29% | 0
2 | 84 | 0 | 29.1% | 0
2 | 85 | 0 | 29.2% | 0
2 | 86 | 0 | 29.3% | 0
2 | 87 | 0 | 29.4% | 0
2 | 88 | 0 | 29.5% | 0
2 | 89 | 0 | 29.6% | 0
2 | 90 | 0 | 29.7% | 0
2 | 91 | 0 | 29.8% | 0
2 | 92 | 0 | 29.9% | 0
2 | 93 | 0 | 30% | 0
2 | 94 | 0 | 30.1% | 0
2 | 95 | 0 | 30.2% | 0
2 | 96 | 0 | 30.3% | 0
2 | 97 | 0 | 30.4% | 0
2 | 98 | 0 | 30.5% | 0
2 | 99 | 0 | 30.6% | 0
2 | 100 | 0 | 30.7% | 0
2 | 101 | 0 | 30.8% | 0
2 | 102 | 0 | 30.9% | 0
2 | 103 | 0 | 31% | 0
2 | 104 | 0 | 31.1% | 0
2 | 105 | 0 | 31.2% | 0
2 | 106 | 0 | 31.3% | 0
2 | 107 | 0 | 31.4% | 0
2 | 108 | 0 | 31.5% | 0
2 | 109 | 0 | 31.6% | 0
2 | 110 | 0 | 31.7% | 0
2 | 111 | 0 | 31.8% | 0
2 | 112 | 0 | 31.9% | 0
2 | 113 | 0 | 32% | 0
2 | 114 | 0 | 32.1% | 0
2 | 115 | 0 | 32.2% | 0
2 | 116 | 0 | 32.3% | 0
2 | 117 | 0 | 32.4% | 0
2 | 118 | 0 | 32.5% | 0
2 | 119 | 0 | 32.6% | 0
2 | 120 | 0 | 32.7% | 0
2 | 121 | 0 | 32.8% | 0
2 | 122 | 0 | 32.9% | 0
2 | 123 | 0 | 33% | 0
2 | 124 | 0 | 33.1% | 0
2 | 125 | 0 | 33.2% | 0
2 | 126 | 0 | 33.3% | 0
2 | 127 | 0 | 33.4% | 0
2 | 128 | 0 | 33.5% | 0
2 | 129 | 0 | 33.6% | 0
2 | 130 | 0 | 33.7% | 0
2 | 131 | 0 | 33.8% | 0
2 | 132 | 0 | 33.9% | 0
2 | 133 | 0 | 34% | 0
2 | 134 | 0 | 34.1% | 0
2 | 135 | 0 | 34.2% | 0
2 | 136 | 0 | 34.3% | 0
2 | 137 | 0 | 34.4% | 0
2 | 138 | 0 | 34.5% | 0
2 | 139 | 0 | 34.6% | 0
2 | 140 | 0 | 34.7% | 0
2 | 141 | 0 | 34.8% | 0
2 | 142 | 0 | 34.9% | 0
2 | 143 | 0 | 35% | 0
2 | 144 | 0 | 35.1% | 0
2 | 145 | 0 | 35.2% | 0
2 | 146 | 0 | 35.3% | 0
2 | 147 | 0 | 35.4% | 0
2 | 148 | 0 | 35.5% | 0
2 | 149 | 0 | 35.6% | 0
2 | 150 | 0 | 35.7% | 0
2 | 151 | 0 | 35.8% | 0
2 | 152 | 0 | 35.9% | 0
2 | 153 | 0 | 36% | 0
2 | 154 | 50 | 36.1% | 0
2 | 155 | 0 | 36.2% | 0
2 | 156 | 0 | 36.3% | 0
2 | 157 | 0 | 36.4% | 0
2 | 158 | 0 | 36.5% | 0
2 | 159 | 0 | 36.6% | 0
2 | 160 | 0 | 36.7% | 0
2 | 161 | 0 | 36.8% | 0
2 | 162 | 0 | 36.9% | 0
2 | 163 | 0 | 37% | 0
2 | 164 | 0 | 37.1% | 0
2 | 165 | 0 | 37.2% | 0
2 | 166 | 0 | 37.3% | 0
2 | 167 | 0 | 37.4% | 0
2 | 168 | 0 | 37.5% | 0
2 | 169 | 0 | 37.6% | 0
2 | 170 | 0 | 37.7% | 0
2 | 171 | 0 | 37.8% | 0
2 | 172 | 0 | 37.9% | 0
2 | 173 | 0 | 38% | 0
2 | 174 | 0 | 38.1% | 0
2 | 175 | 0 | 38.2% | 0
2 | 176 | 0 | 38.3% | 0
2 | 177 | 0 | 38.4% | 0
2 | 178 | 0 | 38.5% | 0
2 | 179 | 0 | 38.6% | 0
2 | 180 | 0 | 38.7% | 0
2 | 181 | 0 | 38.8% | 0
2 | 182 | 0 | 38.9% | 0
2 | 183 | 0 | 39% | 0
2 | 184 | 0 | 39.1% | 0
2 | 185 | 0 | 39.2% | 0
2 | 186 | 0 | 39.3% | 0
2 | 187 | 0 | 39.4% | 0
2 | 188 | 0 | 39.5% | 0
2 | 189 | 0 | 39.6% | 0
2 | 190 | 0 | 39.7% | 0
2 | 191 | 0 | 39.8% | 0
2 | 192 | 0 | 39.9% | 0
2 | 193 | 0 | 40% | 0
2 | 194 | 0 | 40.1% | 0
2 | 195 | 0 | 40.2% | 0
2 | 196 | 0 | 40.3% | 0
2 | 197 | 0 | 40.4% | 0
2 | 198 | 0 | 40.5% | 0
2 | 199 | 0 | 40.6% | 0
2 | 200 | 0 | 40.7% | 0
3 | 1 | 0 | 40.8% | 0
3 | 2 | 0 | 40.9% | 0
3 | 3 | 0 | 41% | 0
3 | 4 | 0 | 41.1% | 0
3 | 5 | 0 | 41.2% | 0
3 | 6 | 0 | 41.3% | 0
3 | 7 | 0 | 41.4% | 0
3 | 8 | 0 | 41.5% | 0
3 | 9 | 0 | 41.6% | 0
3 | 10 | 0 | 41.7% | 0
3 | 11 | 0 | 41.8% | 0
3 | 12 | 0 | 41.9% | 0
3 | 13 | 0 | 42% | 0
3 | 14 | 0 | 42.1% | 0
3 | 15 | 0 | 42.2% | 0
3 | 16 | 0 | 42.3% | 0
3 | 17 | 0 | 42.4% | 0
3 | 18 | 0 | 42.5% | 0
3 | 19 | 0 | 42.6% | 0
3 | 20 | 0 | 42.7% | 0
3 | 21 | 0 | 42.8% | 0
3 | 22 | 0 | 42.9% | 0
3 | 23 | 0 | 43% | 0
3 | 24 | 0 | 43.1% | 0
3 | 25 | 0 | 43.2% | 0
3 | 26 | 0 | 43.3% | 0
3 | 27 | 0 | 43.4% | 0
3 | 28 | 0 | 43.5% | 0
3 | 29 | 0 | 43.6% | 0
3 | 30 | 0 | 43.7% | 0
3 | 31 | 0 | 43.8% | 0
3 | 32 | 0 | 43.9% | 0
3 | 33 | 0 | 44% | 0
3 | 34 | 0 | 44.1% | 0
3 | 35 | 0 | 44.2% | 0
3 | 36 | 0 | 44.3% | 0
3 | 37 | 0 | 44.4% | 0
3 | 38 | 0 | 44.5% | 0
3 | 39 | 0 | 44.6% | 0
3 | 40 | 0 | 44.7% | 0
3 | 41 | 0 | 44.8% | 0
3 | 42 | 0 | 44.9% | 0
3 | 43 | 0 | 45% | 0
3 | 44 | 0 | 45.1% | 0
3 | 45 | 0 | 45.2% | 0
3 | 46 | 0 | 45.3% | 0
3 | 47 | 0 | 45.4% | 0
3 | 48 | 0 | 45.5% | 0
3 | 49 | 0 | 45.6% | 0
3 | 50 | 0 | 45.7% | 0
3 | 51 | 0 | 45.8% | 0
3 | 52 | 300 | 45.9% | 0
3 | 53 | 0 | 46% | 0
3 | 54 | 0 | 46.1% | 0
3 | 55 | 0 | 46.2% | 0
3 | 56 | 0 | 46.3% | 0
3 | 57 | 0 | 46.4% | 0
3 | 58 | 0 | 46.5% | 0
3 | 59 | 0 | 46.6% | 0
3 | 60 | 0 | 46.7% | 0
3 | 61 | 0 | 46.8% | 0
3 | 62 | 0 | 46.9% | 0
3 | 63 | 0 | 47% | 0
3 | 64 | 0 | 47.1% | 0
3 | 65 | 0 | 47.2% | 0
3 | 66 | 0 | 47.3% | 0
3 | 67 | 0 | 47.4% | 0
3 | 68 | 0 | 47.5% | 0
3 | 69 | 0 | 47.6% | 0
3 | 70 | 0 | 47.7% | 0
3 | 71 | 0 | 47.8% | 0
3 | 72 | 0 | 47.9% | 0
3 | 73 | 0 | 48% | 0
3 | 74 | 0 | 48.1% | 0
3 | 75 | 0 | 48.2% | 0
3 | 76 | 0 | 48.3% | 0
3 | 77 | 0 | 48.4% | 0
3 | 78 | 0 | 48.5% | 0
3 | 79 | 0 | 48.6% | 0
3 | 80 | 0 | 48.7% | 0
3 | 81 | 0 | 48.8% | 0
3 | 82 | 0 | 48.9% | 0
3 | 83 | 0 | 49% | 0
3 | 84 | 0 | 49.1% | 0
3 | 85 | 0 | 49.2% | 0
3 | 86 | 0 | 49.3% | 0
3 | 87 | 0 | 49.4% | 0
3 | 88 | 0 | 49.5% | 0
3 | 89 | 0 | 49.6% | 0
3 | 90 | 0 | 49.7% | 0
3 | 91 | 0 | 49.8% | 0
3 | 92 | 0 | 49.9% | 0
3 | 93 | 0 | 50% | 0
3 | 94 | 0 | 50.1% | 0
3 | 95 | 0 | 50.2% | 0
3 | 96 | 0 | 50.3% | 0
3 | 97 | 0 | 50.4% | 0
3 | 98 | 0 | 50.5% | 0
3 | 99 | 0 | 50.6% | 0
3 | 100 | 0 | 50.7% | 0
3 | 101 | 0 | 50.8% | 0
3 | 102 | 0 | 50.9% | 0
3 | 103 | 0 | 51% | 0
3 | 104 | 0 | 51.1% | 0
3 | 105 | 0 | 51.2% | 0
3 | 106 | 0 | 51.3% | 0
3 | 107 | 0 | 51.4% | 0
3 | 108 | 0 | 51.5% | 0
3 | 109 | 0 | 51.6% | 0
3 | 110 | 0 | 51.7% | 0
3 | 111 | 0 | 51.8% | 0
3 | 112 | 0 | 51.9% | 0
3 | 113 | 0 | 52% | 0
3 | 114 | 0 | 52.1% | 0
3 | 115 | 0 | 52.2% | 0
3 | 116 | 0 | 52.3% | 0
3 | 117 | 0 | 52.4% | 0
3 | 118 | 0 | 52.5% | 0
3 | 119 | 0 | 52.6% | 0
3 | 120 | 0 | 52.7% | 0
3 | 121 | 0 | 52.8% | 0
3 | 122 | 0 | 52.9% | 0
3 | 123 | 0 | 53% | 0
3 | 124 | 0 | 53.1% | 0
3 | 125 | 0 | 53.2% | 0
3 | 126 | 0 | 53.3% | 0
3 | 127 | 0 | 53.4% | 0
3 | 128 | 0 | 53.5% | 0
3 | 129 | 0 | 53.6% | 0
3 | 130 | 0 | 53.7% | 0
3 | 131 | 0 | 53.8% | 0
3 | 132 | 0 | 53.9% | 0
3 | 133 | 0 | 54% | 0
3 | 134 | 0 | 54.1% | 0
3 | 135 | 0 | 54.2% | 0
3 | 136 | 0 | 54.3% | 0
3 | 137 | 0 | 54.4% | 0
3 | 138 | 0 | 54.5% | 0
3 | 139 | 0 | 54.6% | 0
3 | 140 | 0 | 54.7% | 0
3 | 141 | 0 | 54.8% | 0
3 | 142 | 0 | 54.9% | 0
3 | 143 | 0 | 55% | 0
3 | 144 | 0 | 55.1% | 0
3 | 145 | 0 | 55.2% | 0
3 | 146 | 0 | 55.3% | 0
3 | 147 | 0 | 55.4% | 0
3 | 148 | 0 | 55.5% | 0
3 | 149 | 0 | 55.6% | 0
3 | 150 | 0 | 55.7% | 0
3 | 151 | 0 | 55.8% | 0
3 | 152 | 0 | 55.9% | 0
3 | 153 | 0 | 56% | 0
3 | 154 | 0 | 56.1% | 0
3 | 155 | 0 | 56.2% | 0
3 | 156 | 0 | 56.3% | 0
3 | 157 | 0 | 56.4% | 0
3 | 158 | 0 | 56.5% | 0
3 | 159 | 0 | 56.6% | 0
3 | 160 | 0 | 56.7% | 0
3 | 161 | 0 | 56.8% | 0
3 | 162 | 0 | 56.9% | 0
3 | 163 | 0 | 57% | 0
3 | 164 | 0 | 57.1% | 0
3 | 165 | 0 | 57.2% | 0
3 | 166 | 0 | 57.3% | 0
3 | 167 | 0 | 57.4% | 0
3 | 168 | 0 | 57.5% | 0
3 | 169 | 0 | 57.6% | 0
3 | 170 | 0 | 57.7% | 0
3 | 171 | 0 | 57.8% | 0
3 | 172 | 0 | 57.9% | 0
3 | 173 | 0 | 58% | 0
3 | 174 | 0 | 58.1% | 0
3 | 175 | 0 | 58.2% | 0
3 | 176 | 0 | 58.3% | 0
3 | 177 | 0 | 58.4% | 0
3 | 178 | 0 | 58.5% | 0
3 | 179 | 0 | 58.6% | 0
3 | 180 | 0 | 58.7% | 0
3 | 181 | 0 | 58.8% | 0
3 | 182 | 0 | 58.9% | 0
3 | 183 | 0 | 59% | 0
3 | 184 | 0 | 59.1% | 0
3 | 185 | 0 | 59.2% | 0
3 | 186 | 0 | 59.3% | 0
3 | 187 | 0 | 59.4% | 0
3 | 188 | 0 | 59.5% | 0
3 | 189 | 0 | 59.6% | 0
3 | 190 | 0 | 59.7% | 0
3 | 191 | 0 | 59.8% | 0
3 | 192 | 0 | 59.9% | 0
3 | 193 | 0 | 60% | 0
3 | 194 | 0 | 60.1% | 0
3 | 195 | 0 | 60.2% | 0
3 | 196 | 100 | 60.3% | 0
3 | 197 | 0 | 60.4% | 0
3 | 198 | 0 | 60.5% | 0
3 | 199 | 0 | 60.6% | 0
3 | 200 | 0 | 60.7% | 0
4 | 1 | 0 | 60.8% | 0
4 | 2 | 0 | 60.9% | 0
4 | 3 | 0 | 61% | 0
4 | 4 | 0 | 61.1% | 0
4 | 5 | 0 | 61.2% | 0
4 | 6 | 0 | 61.3% | 0
4 | 7 | 0 | 61.4% | 0
4 | 8 | 0 | 61.5% | 0
4 | 9 | 0 | 61.6% | 0
4 | 10 | 0 | 61.7% | 0
4 | 11 | 0 | 61.8% | 0
4 | 12 | 0 | 61.9% | 0
4 | 13 | 0 | 62% | 0
4 | 14 | 0 | 62.1% | 0
4 | 15 | 0 | 62.2% | 0
4 | 16 | 0 | 62.3% | 0
4 | 17 | 0 | 62.4% | 0
4 | 18 | 0 | 62.5% | 0
4 | 19 | 0 | 62.6% | 0
4 | 20 | 0 | 62.7% | 0
4 | 21 | 0 | 62.8% | 0
4 | 22 | 0 | 62.9% | 0
4 | 23 | 0 | 63% | 0
4 | 24 | 0 | 63.1% | 0
4 | 25 | 0 | 63.2% | 0
4 | 26 | 0 | 63.3% | 0
4 | 27 | 0 | 63.4% | 0
4 | 28 | 0 | 63.5% | 0
4 | 29 | 0 | 63.6% | 0
4 | 30 | 0 | 63.7% | 0
4 | 31 | 0 | 63.8% | 0
4 | 32 | 0 | 63.9% | 0
4 | 33 | 0 | 64% | 0
4 | 34 | 0 | 64.1% | 0
4 | 35 | 0 | 64.2% | 0
4 | 36 | 0 | 64.3% | 0
4 | 37 | 0 | 64.4% | 0
4 | 38 | 0 | 64.5% | 0
4 | 39 | 0 | 64.6% | 0
4 | 40 | 0 | 64.7% | 0
4 | 41 | 0 | 64.8% | 0
4 | 42 | 0 | 64.9% | 0
4 | 43 | 0 | 65% | 0
4 | 44 | 0 | 65.1% | 0
4 | 45 | 0 | 65.2% | 0
4 | 46 | 0 | 65.3% | 0
4 | 47 | 0 | 65.4% | 0
4 | 48 | 0 | 65.5% | 0
4 | 49 | 0 | 65.6% | 0
4 | 50 | 0 | 65.7% | 0
4 | 51 | 0 | 65.8% | 0
4 | 52 | 0 | 65.9% | 0
4 | 53 | 0 | 66% | 0
4 | 54 | 0 | 66.1% | 0
4 | 55 | 0 | 66.2% | 0
4 | 56 | 0 | 66.3% | 0
4 | 57 | 0 | 66.4% | 0
4 | 58 | 0 | 66.5% | 0
4 | 59 | 0 | 66.6% | 0
4 | 60 | 0 | 66.7% | 0
4 | 61 | 0 | 66.8% | 0
4 | 62 | 0 | 66.9% | 0
4 | 63 | 0 | 67% | 0
4 | 64 | 0 | 67.1% | 0
4 | 65 | 0 | 67.2% | 0
4 | 66 | 0 | 67.3% | 0
4 | 67 | 0 | 67.4% | 0
4 | 68 | 0 | 67.5% | 0
4 | 69 | 0 | 67.6% | 0
4 | 70 | 0 | 67.7% | 0
4 | 71 | 0 | 67.8% | 0
4 | 72 | 0 | 67.9% | 0
4 | 73 | 0 | 68% | 0
4 | 74 | 0 | 68.1% | 0
4 | 75 | 0 | 68.2% | 0
4 | 76 | 0 | 68.3% | 0
4 | 77 | 0 | 68.4% | 0
4 | 78 | 0 | 68.5% | 0
4 | 79 | 0 | 68.6% | 0
4 | 80 | 0 | 68.7% | 0
4 | 81 | 0 | 68.8% | 0
4 | 82 | 0 | 68.9% | 0
4 | 83 | 0 | 69% | 0
4 | 84 | 0 | 69.1% | 0
4 | 85 | 0 | 69.2% | 0
4 | 86 | 0 | 69.3% | 0
4 | 87 | 0 | 69.4% | 0
4 | 88 | 0 | 69.5% | 0
4 | 89 | 0 | 69.6% | 0
4 | 90 | 0 | 69.7% | 0
4 | 91 | 0 | 69.8% | 0
4 | 92 | 0 | 69.9% | 0
4 | 93 | 0 | 70% | 0
4 | 94 | 0 | 70.1% | 0
4 | 95 | 0 | 70.2% | 0
4 | 96 | 0 | 70.3% | 0
4 | 97 | 0 | 70.4% | 0
4 | 98 | 0 | 70.5% | 0
4 | 99 | 0 | 70.6% | 0
4 | 100 | 0 | 70.7% | 0
4 | 101 | 0 | 70.8% | 0
4 | 102 | 0 | 70.9% | 0
4 | 103 | 0 | 71% | 0
4 | 104 | 0 | 71.1% | 0
4 | 105 | 0 | 71.2% | 0
4 | 106 | 0 | 71.3% | 0
4 | 107 | 0 | 71.4% | 0
4 | 108 | 0 | 71.5% | 0
4 | 109 | 0 | 71.6% | 0
4 | 110 | 0 | 71.7% | 0
4 | 111 | 0 | 71.8% | 0
4 | 112 | 0 | 71.9% | 0
4 | 113 | 0 | 72% | 0
4 | 114 | 0 | 72.1% | 0
4 | 115 | 0 | 72.2% | 0
4 | 116 | 0 | 72.3% | 0
4 | 117 | 0 | 72.4% | 0
4 | 118 | 0 | 72.5% | 0
4 | 119 | 0 | 72.6% | 0
4 | 120 | 0 | 72.7% | 0
4 | 121 | 0 | 72.8% | 0
4 | 122 | 0 | 72.9% | 0
4 | 123 | 0 | 73% | 0
4 | 124 | 0 | 73.1% | 0
4 | 125 | 0 | 73.2% | 0
4 | 126 | 0 | 73.3% | 0
4 | 127 | 0 | 73.4% | 0
4 | 128 | 0 | 73.5% | 0
4 | 129 | 0 | 73.6% | 0
4 | 130 | 0 | 73.7% | 0
4 | 131 | 0 | 73.8% | 0
4 | 132 | 0 | 73.9% | 0
4 | 133 | 0 | 74% | 0
4 | 134 | 0 | 74.1% | 0
4 | 135 | 0 | 74.2% | 0
4 | 136 | 0 | 74.3% | 0
4 | 137 | 0 | 74.4% | 0
4 | 138 | 0 | 74.5% | 0
4 | 139 | 0 | 74.6% | 0
4 | 140 | 0 | 74.7% | 0
4 | 141 | 0 | 74.8% | 0
4 | 142 | 0 | 74.9% | 0
4 | 143 | 0 | 75% | 0
4 | 144 | 0 | 75.1% | 0
4 | 145 | 0 | 75.2% | 0
4 | 146 | 0 | 75.3% | 0
4 | 147 | 0 | 75.4% | 0
4 | 148 | 0 | 75.5% | 0
4 | 149 | 0 | 75.6% | 0
4 | 150 | 0 | 75.7% | 0
4 | 151 | 0 | 75.8% | 0
4 | 152 | 0 | 75.9% | 0
4 | 153 | 0 | 76% | 0
4 | 154 | 0 | 76.1% | 0
4 | 155 | 0 | 76.2% | 0
4 | 156 | 0 | 76.3% | 0
4 | 157 | 0 | 76.4% | 0
4 | 158 | 0 | 76.5% | 0
4 | 159 | 0 | 76.6% | 0
4 | 160 | 0 | 76.7% | 0
4 | 161 | 0 | 76.8% | 0
4 | 162 | 0 | 76.9% | 0
4 | 163 | 0 | 77% | 0
4 | 164 | 0 | 77.1% | 0
4 | 165 | 0 | 77.2% | 0
4 | 166 | 0 | 77.3% | 0
4 | 167 | 0 | 77.4% | 0
4 | 168 | 0 | 77.5% | 0
4 | 169 | 0 | 77.6% | 0
4 | 170 | 0 | 77.7% | 0
4 | 171 | 0 | 77.8% | 0
4 | 172 | 0 | 77.9% | 0
4 | 173 | 0 | 78% | 0
4 | 174 | 0 | 78.1% | 0
4 | 175 | 0 | 78.2% | 0
4 | 176 | 0 | 78.3% | 0
4 | 177 | 0 | 78.4% | 0
4 | 178 | 0 | 78.5% | 0
4 | 179 | 0 | 78.6% | 0
4 | 180 | 0 | 78.7% | 0
4 | 181 | 0 | 78.8% | 0
4 | 182 | 0 | 78.9% | 0
4 | 183 | 0 | 79% | 0
4 | 184 | 0 | 79.1% | 0
4 | 185 | 0 | 79.2% | 0
4 | 186 | 0 | 79.3% | 0
4 | 187 | 0 | 79.4% | 0
4 | 188 | 0 | 79.5% | 0
4 | 189 | 0 | 79.6% | 0
4 | 190 | 0 | 79.7% | 0
4 | 191 | 0 | 79.8% | 0
4 | 192 | 0 | 79.9% | 0
4 | 193 | 0 | 80% | 0
4 | 194 | 0 | 80.1% | 0
4 | 195 | 0 | 80.2% | 0
4 | 196 | 0 | 80.3% | 0
4 | 197 | 0 | 80.4% | 0
4 | 198 | 0 | 80.5% | 0
4 | 199 | 0 | 80.6% | 0
4 | 200 | 0 | 80.7% | 0
5 | 1 | 0 | 80.8% | 0
5 | 2 | 0 | 80.9% | 0
5 | 3 | 0 | 81% | 0
5 | 4 | 0 | 81.1% | 0
5 | 5 | 0 | 81.2% | 0
5 | 6 | 0 | 81.3% | 0
5 | 7 | 0 | 81.4% | 0
5 | 8 | 0 | 81.5% | 0
5 | 9 | 0 | 81.6% | 0
5 | 10 | 0 | 81.7% | 0
5 | 11 | 0 | 81.8% | 0
5 | 12 | 0 | 81.9% | 0
5 | 13 | 0 | 82% | 0
5 | 14 | 0 | 82.1% | 0
5 | 15 | 0 | 82.2% | 0
5 | 16 | 0 | 82.3% | 0
5 | 17 | 0 | 82.4% | 0
5 | 18 | 0 | 82.5% | 0
5 | 19 | 0 | 82.6% | 0
5 | 20 | 0 | 82.7% | 0
5 | 21 | 0 | 82.8% | 0
5 | 22 | 0 | 82.9% | 0
5 | 23 | 0 | 83% | 0
5 | 24 | 0 | 83.1% | 0
5 | 25 | 0 | 83.2% | 0
5 | 26 | 0 | 83.3% | 0
5 | 27 | 0 | 83.4% | 0
5 | 28 | 0 | 83.5% | 0
5 | 29 | 0 | 83.6% | 0
5 | 30 | 0 | 83.7% | 0
5 | 31 | 0 | 83.8% | 0
5 | 32 | 0 | 83.9% | 0
5 | 33 | 0 | 84% | 0
5 | 34 | 0 | 84.1% | 0
5 | 35 | 0 | 84.2% | 0
5 | 36 | 0 | 84.3% | 0
5 | 37 | 0 | 84.4% | 0
5 | 38 | 0 | 84.5% | 0
5 | 39 | 0 | 84.6% | 0
5 | 40 | 0 | 84.7% | 0
5 | 41 | 0 | 84.8% | 0
5 | 42 | 0 | 84.9% | 0
5 | 43 | 0 | 85% | 0
5 | 44 | 0 | 85.1% | 0
5 | 45 | 0 | 85.2% | 0
5 | 46 | 0 | 85.3% | 0
5 | 47 | 0 | 85.4% | 0
5 | 48 | 0 | 85.5% | 0
5 | 49 | 150 | 85.6% | 0
5 | 50 | 0 | 85.7% | 0
5 | 51 | 0 | 85.8% | 0
5 | 52 | 0 | 85.9% | 0
5 | 53 | 0 | 86% | 0
5 | 54 | 0 | 86.1% | 0
5 | 55 | 0 | 86.2% | 0
5 | 56 | 0 | 86.3% | 0
5 | 57 | 0 | 86.4% | 0
5 | 58 | 0 | 86.5% | 0
5 | 59 | 0 | 86.6% | 0
5 | 60 | 0 | 86.7% | 0
5 | 61 | 0 | 86.8% | 0
5 | 62 | 0 | 86.9% | 0
5 | 63 | 0 | 87% | 0
5 | 64 | 0 | 87.1% | 0
5 | 65 | 0 | 87.2% | 0
5 | 66 | 0 | 87.3% | 0
5 | 67 | 0 | 87.4% | 0
5 | 68 | 0 | 87.5% | 0
5 | 69 | 0 | 87.6% | 0
5 | 70 | 0 | 87.7% | 0
5 | 71 | 0 | 87.8% | 0
5 | 72 | 0 | 87.9% | 0
5 | 73 | 0 | 88% | 0
5 | 74 | 0 | 88.1% | 0
5 | 75 | 0 | 88.2% | 0
5 | 76 | 0 | 88.3% | 0
5 | 77 | 0 | 88.4% | 0
5 | 78 | 0 | 88.5% | 0
5 | 79 | 0 | 88.6% | 0
5 | 80 | 0 | 88.7% | 0
5 | 81 | 0 | 88.8% | 0
5 | 82 | 0 | 88.9% | 0
5 | 83 | 0 | 89% | 0
5 | 84 | 0 | 89.1% | 0
5 | 85 | 0 | 89.2% | 0
5 | 86 | 0 | 89.3% | 0
5 | 87 | 0 | 89.4% | 0
5 | 88 | 0 | 89.5% | 0
5 | 89 | 0 | 89.6% | 0
5 | 90 | 0 | 89.7% | 0
5 | 91 | 0 | 89.8% | 0
5 | 92 | 0 | 89.9% | 0
5 | 93 | 0 | 90% | 0
5 | 94 | 0 | 90.1% | 0
5 | 95 | 0 | 90.2% | 0
5 | 96 | 0 | 90.3% | 0
5 | 97 | 0 | 90.4% | 0
5 | 98 | 0 | 90.5% | 0
5 | 99 | 0 | 90.6% | 0
5 | 100 | 0 | 90.7% | 0
5 | 101 | 0 | 90.8% | 0
5 | 102 | 0 | 90.9% | 0
5 | 103 | 0 | 91% | 0
5 | 104 | 0 | 91.1% | 0
5 | 105 | 0 | 91.2% | 0
5 | 106 | 0 | 91.3% | 0
5 | 107 | 0 | 91.4% | 0
5 | 108 | 0 | 91.5% | 0
5 | 109 | 0 | 91.6% | 0
5 | 110 | 0 | 91.7% | 0
5 | 111 | 0 | 91.8% | 0
5 | 112 | 0 | 91.9% | 0
5 | 113 | 0 | 92% | 0
5 | 114 | 0 | 92.1% | 0
5 | 115 | 0 | 92.2% | 0
5 | 116 | 0 | 92.3% | 0
5 | 117 | 0 | 92.4% | 0
5 | 118 | 0 | 92.5% | 0
5 | 119 | 100 | 92.6% | 0
5 | 120 | 0 | 92.7% | 0
5 | 121 | 0 | 92.8% | 0
5 | 122 | 0 | 92.9% | 0
5 | 123 | 0 | 93% | 0
5 | 124 | 0 | 93.1% | 0
5 | 125 | 0 | 93.2% | 0
5 | 126 | 0 | 93.3% | 0
5 | 127 | 0 | 93.4% | 0
5 | 128 | 0 | 93.5% | 0
5 | 129 | 0 | 93.6% | 0
5 | 130 | 0 | 93.7% | 0
5 | 131 | 0 | 93.8% | 0
5 | 132 | 0 | 93.9% | 0
5 | 133 | 0 | 94% | 0
5 | 134 | 0 | 94.1% | 0
5 | 135 | 0 | 94.2% | 0
5 | 136 | 0 | 94.3% | 0
5 | 137 | 0 | 94.4% | 0
5 | 138 | 0 | 94.5% | 0
5 | 139 | 0 | 94.6% | 0
5 | 140 | 0 | 94.7% | 0
5 | 141 | 0 | 94.8% | 0
5 | 142 | 0 | 94.9% | 0
5 | 143 | 0 | 95% | 0
5 | 144 | 0 | 95.1% | 0
5 | 145 | 0 | 95.2% | 0
5 | 146 | 0 | 95.3% | 0
5 | 147 | 0 | 95.4% | 0
5 | 148 | 0 | 95.5% | 0
5 | 149 | 0 | 95.6% | 0
5 | 150 | 0 | 95.7% | 0
5 | 151 | 0 | 95.8% | 0
5 | 152 | 0 | 95.9% | 0
5 | 153 | 0 | 96% | 0
5 | 154 | 0 | 96.1% | 0
5 | 155 | 0 | 96.2% | 0
5 | 156 | 0 | 96.3% | 0
5 | 157 | 0 | 96.4% | 0
5 | 158 | 0 | 96.5% | 0
5 | 159 | 0 | 96.6% | 0
5 | 160 | 0 | 96.7% | 0
5 | 161 | 0 | 96.8% | 0
5 | 162 | 0 | 96.9% | 0
5 | 163 | 0 | 97% | 0
5 | 164 | 0 | 97.1% | 0
5 | 165 | 0 | 97.2% | 0
5 | 166 | 0 | 97.3% | 0
5 | 167 | 0 | 97.4% | 0
5 | 168 | 0 | 97.5% | 0
5 | 169 | 0 | 97.6% | 0
5 | 170 | 0 | 97.7% | 0
5 | 171 | 0 | 97.8% | 0
5 | 172 | 0 | 97.9% | 0
5 | 173 | 0 | 98% | 0
5 | 174 | 0 | 98.1% | 0
5 | 175 | 0 | 98.2% | 0
5 | 176 | 0 | 98.3% | 0
5 | 177 | 0 | 98.4% | 0
5 | 178 | 0 | 98.5% | 0
5 | 179 | 0 | 98.6% | 0
5 | 180 | 0 | 98.7% | 0
5 | 181 | 0 | 98.8% | 0
5 | 182 | 0 | 98.9% | 0
5 | 183 | 0 | 99% | 0
5 | 184 | 0 | 99.1% | 0
5 | 185 | 0 | 99.2% | 0
5 | 186 | 0 | 99.3% | 0
5 | 187 | 0 | 99.4% | 50
5 | 188 | 0 | 99.5% | 100
5 | 189 | 0 | 99.6% | 100
5 | 190 | 0 | 99.7% | 100
5 | 191 | 0 | 99.8% | 100
5 | 192 | 0 | 99.9% | 100
5 | 193 | 0 | 100% | 150
5 | 194 | 0 | 100.1% | 150
5 | 195 | 0 | 100.2% | 150
5 | 196 | 0 | 100.3% | 200
5 | 197 | 0 | 100.4% | 200
5 | 198 | 0 | 100.4% | 300
5 | 199 | 0 | 100.4% | 500
5 | 200 | 0 | 100.4% | 650

## 2018 Calibration
Case Number | Iteration | EUE_Capacity | Percent | EUE_Capacity
1 | 1 | 0 | 0.01333% | 0
1 | 2 | 0 | 0.02667% | 0
1 | 3 | 0 | 0.04% | 0
1 | 4 | 0 | 0.05333% | 0
1 | 5 | 300 | 0.06667% | 0
1 | 6 | 100 | 0.08% | 0
1 | 7 | 500 | 0.09333% | 0
1 | 8 | 650 | 0.1067% | 0
1 | 9 | 650 | 0.12% | 0
1 | 10 | 450 | 0.1333% | 0
1 | 11 | 0 | 0.1467% | 0
1 | 12 | 900 | 0.16% | 0
1 | 13 | 450 | 0.1733% | 0
1 | 14 | 250 | 0.1867% | 0
1 | 15 | 0 | 0.2% | 0
1 | 16 | 800 | 0.2133% | 0
1 | 17 | 0 | 0.2267% | 0
1 | 18 | 1850 | 0.24% | 0
1 | 19 | 350 | 0.2533% | 0
1 | 20 | 0 | 0.2667% | 0
1 | 21 | 150 | 0.28% | 0
1 | 22 | 200 | 0.2933% | 0
1 | 23 | 1050 | 0.3067% | 0
1 | 24 | 0 | 0.32% | 0
1 | 25 | 100 | 0.3333% | 0
1 | 26 | 650 | 0.3467% | 0
1 | 27 | 0 | 0.36% | 0
1 | 28 | 0 | 0.3733% | 0
1 | 29 | 400 | 0.3867% | 0
1 | 30 | 100 | 0.4% | 0
1 | 31 | 0 | 0.4133% | 0
1 | 32 | 0 | 0.4267% | 0
1 | 33 | 0 | 0.44% | 0
1 | 34 | 200 | 0.4533% | 0
1 | 35 | 0 | 0.4667% | 0
1 | 36 | 150 | 0.48% | 0
1 | 37 | 0 | 0.4933% | 0
1 | 38 | 0 | 0.5067% | 0
1 | 39 | 250 | 0.52% | 0
1 | 40 | 0 | 0.5333% | 0
1 | 41 | 0 | 0.5467% | 0
1 | 42 | 350 | 0.56% | 0
1 | 43 | 0 | 0.5733% | 0
1 | 44 | 800 | 0.5867% | 0
1 | 45 | 150 | 0.6% | 0
1 | 46 | 0 | 0.6133% | 0
1 | 47 | 600 | 0.6267% | 0
1 | 48 | 0 | 0.64% | 0
1 | 49 | 1950 | 0.6533% | 0
1 | 50 | 0 | 0.6667% | 0
2 | 1 | 100 | 0.68% | 0
2 | 2 | 100 | 0.6933% | 0
2 | 3 | 100 | 0.7067% | 0
2 | 4 | 0 | 0.72% | 0
2 | 5 | 0 | 0.7333% | 0
2 | 6 | 400 | 0.7467% | 0
2 | 7 | 350 | 0.76% | 0
2 | 8 | 100 | 0.7733% | 0
2 | 9 | 0 | 0.7867% | 0
2 | 10 | 150 | 0.8% | 0
2 | 11 | 450 | 0.8133% | 0
2 | 12 | 250 | 0.8267% | 0
2 | 13 | 2150 | 0.84% | 0
2 | 14 | 0 | 0.8533% | 0
2 | 15 | 3550 | 0.8667% | 0
2 | 16 | 950 | 0.88% | 0
2 | 17 | 0 | 0.8933% | 0
2 | 18 | 150 | 0.9067% | 0
2 | 19 | 0 | 0.92% | 0
2 | 20 | 0 | 0.9333% | 0
2 | 21 | 0 | 0.9467% | 0
2 | 22 | 0 | 0.96% | 0
2 | 23 | 0 | 0.9733% | 0
2 | 24 | 0 | 0.9867% | 0
2 | 25 | 50 | 1% | 0
2 | 26 | 400 | 1.013% | 0
2 | 27 | 50 | 1.027% | 0
2 | 28 | 2250 | 1.04% | 0
2 | 29 | 100 | 1.053% | 0
2 | 30 | 500 | 1.067% | 0
2 | 31 | 0 | 1.08% | 0
2 | 32 | 800 | 1.093% | 0
2 | 33 | 0 | 1.107% | 0
2 | 34 | 50 | 1.12% | 0
2 | 35 | 0 | 1.133% | 0
2 | 36 | 0 | 1.147% | 0
2 | 37 | 0 | 1.16% | 0
2 | 38 | 300 | 1.173% | 0
2 | 39 | 1350 | 1.187% | 0
2 | 40 | 0 | 1.2% | 0
2 | 41 | 200 | 1.213% | 0
2 | 42 | 1850 | 1.227% | 0
2 | 43 | 450 | 1.24% | 0
2 | 44 | 100 | 1.253% | 0
2 | 45 | 250 | 1.267% | 0
2 | 46 | 200 | 1.28% | 0
2 | 47 | 150 | 1.293% | 0
2 | 48 | 600 | 1.307% | 0
2 | 49 | 100 | 1.32% | 0
2 | 50 | 0 | 1.333% | 0
3 | 1 | 0 | 1.347% | 0
3 | 2 | 0 | 1.36% | 0
3 | 3 | 0 | 1.373% | 0
3 | 4 | 0 | 1.387% | 0
3 | 5 | 0 | 1.4% | 0
3 | 6 | 0 | 1.413% | 0
3 | 7 | 250 | 1.427% | 0
3 | 8 | 0 | 1.44% | 0
3 | 9 | 200 | 1.453% | 0
3 | 10 | 0 | 1.467% | 0
3 | 11 | 50 | 1.48% | 0
3 | 12 | 150 | 1.493% | 0
3 | 13 | 4600 | 1.507% | 0
3 | 14 | 1950 | 1.52% | 0
3 | 15 | 550 | 1.533% | 0
3 | 16 | 50 | 1.547% | 0
3 | 17 | 0 | 1.56% | 0
3 | 18 | 0 | 1.573% | 0
3 | 19 | 0 | 1.587% | 0
3 | 20 | 150 | 1.6% | 0
3 | 21 | 100 | 1.613% | 0
3 | 22 | 300 | 1.627% | 0
3 | 23 | 0 | 1.64% | 0
3 | 24 | 200 | 1.653% | 0
3 | 25 | 150 | 1.667% | 0
3 | 26 | 800 | 1.68% | 0
3 | 27 | 50 | 1.693% | 0
3 | 28 | 250 | 1.707% | 0
3 | 29 | 0 | 1.72% | 0
3 | 30 | 0 | 1.733% | 0
3 | 31 | 0 | 1.747% | 0
3 | 32 | 0 | 1.76% | 0
3 | 33 | 50 | 1.773% | 0
3 | 34 | 400 | 1.787% | 0
3 | 35 | 100 | 1.8% | 0
3 | 36 | 300 | 1.813% | 0
3 | 37 | 550 | 1.827% | 0
3 | 38 | 1250 | 1.84% | 0
3 | 39 | 0 | 1.853% | 0
3 | 40 | 1100 | 1.867% | 0
3 | 41 | 0 | 1.88% | 0
3 | 42 | 0 | 1.893% | 0
3 | 43 | 100 | 1.907% | 0
3 | 44 | 200 | 1.92% | 0
3 | 45 | 0 | 1.933% | 0
3 | 46 | 0 | 1.947% | 0
3 | 47 | 1350 | 1.96% | 0
3 | 48 | 0 | 1.973% | 0
3 | 49 | 0 | 1.987% | 0
3 | 50 | 150 | 2% | 0
4 | 1 | 100 | 2.013% | 0
4 | 2 | 0 | 2.027% | 0
4 | 3 | 5400 | 2.04% | 0
4 | 4 | 700 | 2.053% | 0
4 | 5 | 50 | 2.067% | 0
4 | 6 | 50 | 2.08% | 0
4 | 7 | 0 | 2.093% | 0
4 | 8 | 2600 | 2.107% | 0
4 | 9 | 0 | 2.12% | 0
4 | 10 | 300 | 2.133% | 0
4 | 11 | 150 | 2.147% | 0
4 | 12 | 0 | 2.16% | 0
4 | 13 | 650 | 2.173% | 0
4 | 14 | 0 | 2.187% | 0
4 | 15 | 0 | 2.2% | 0
4 | 16 | 0 | 2.213% | 0
4 | 17 | 1600 | 2.227% | 0
4 | 18 | 0 | 2.24% | 0
4 | 19 | 0 | 2.253% | 0
4 | 20 | 0 | 2.267% | 0
4 | 21 | 100 | 2.28% | 0
4 | 22 | 200 | 2.293% | 0
4 | 23 | 450 | 2.307% | 0
4 | 24 | 0 | 2.32% | 0
4 | 25 | 200 | 2.333% | 0
4 | 26 | 0 | 2.347% | 0
4 | 27 | 350 | 2.36% | 0
4 | 28 | 1950 | 2.373% | 0
4 | 29 | 0 | 2.387% | 0
4 | 30 | 0 | 2.4% | 0
4 | 31 | 3650 | 2.413% | 0
4 | 32 | 0 | 2.427% | 0
4 | 33 | 100 | 2.44% | 0
4 | 34 | 0 | 2.453% | 0
4 | 35 | 250 | 2.467% | 0
4 | 36 | 1000 | 2.48% | 0
4 | 37 | 150 | 2.493% | 0
4 | 38 | 650 | 2.507% | 0
4 | 39 | 400 | 2.52% | 0
4 | 40 | 300 | 2.533% | 0
4 | 41 | 50 | 2.547% | 0
4 | 42 | 0 | 2.56% | 0
4 | 43 | 250 | 2.573% | 0
4 | 44 | 2450 | 2.587% | 0
4 | 45 | 100 | 2.6% | 0
4 | 46 | 0 | 2.613% | 0
4 | 47 | 5050 | 2.627% | 0
4 | 48 | 0 | 2.64% | 0
4 | 49 | 500 | 2.653% | 0
4 | 50 | 0 | 2.667% | 0
5 | 1 | 0 | 2.68% | 0
5 | 2 | 0 | 2.693% | 0
5 | 3 | 2100 | 2.707% | 0
5 | 4 | 750 | 2.72% | 0
5 | 5 | 150 | 2.733% | 0
5 | 6 | 0 | 2.747% | 0
5 | 7 | 2300 | 2.76% | 0
5 | 8 | 50 | 2.773% | 0
5 | 9 | 500 | 2.787% | 0
5 | 10 | 0 | 2.8% | 0
5 | 11 | 500 | 2.813% | 0
5 | 12 | 0 | 2.827% | 0
5 | 13 | 600 | 2.84% | 0
5 | 14 | 150 | 2.853% | 0
5 | 15 | 0 | 2.867% | 0
5 | 16 | 0 | 2.88% | 0
5 | 17 | 950 | 2.893% | 0
5 | 18 | 300 | 2.907% | 0
5 | 19 | 0 | 2.92% | 0
5 | 20 | 600 | 2.933% | 0
5 | 21 | 250 | 2.947% | 0
5 | 22 | 0 | 2.96% | 0
5 | 23 | 200 | 2.973% | 0
5 | 24 | 0 | 2.987% | 0
5 | 25 | 0 | 3% | 0
5 | 26 | 250 | 3.013% | 0
5 | 27 | 0 | 3.027% | 0
5 | 28 | 900 | 3.04% | 0
5 | 29 | 300 | 3.053% | 0
5 | 30 | 0 | 3.067% | 0
5 | 31 | 850 | 3.08% | 0
5 | 32 | 50 | 3.093% | 0
5 | 33 | 0 | 3.107% | 0
5 | 34 | 0 | 3.12% | 0
5 | 35 | 0 | 3.133% | 0
5 | 36 | 50 | 3.147% | 0
5 | 37 | 0 | 3.16% | 0
5 | 38 | 0 | 3.173% | 0
5 | 39 | 50 | 3.187% | 0
5 | 40 | 0 | 3.2% | 0
5 | 41 | 0 | 3.213% | 0
5 | 42 | 150 | 3.227% | 0
5 | 43 | 0 | 3.24% | 0
5 | 44 | 4400 | 3.253% | 0
5 | 45 | 1000 | 3.267% | 0
5 | 46 | 250 | 3.28% | 0
5 | 47 | 0 | 3.293% | 0
5 | 48 | 400 | 3.307% | 0
5 | 49 | 0 | 3.32% | 0
5 | 50 | 200 | 3.333% | 0
6 | 1 | 400 | 3.347% | 0
6 | 2 | 0 | 3.36% | 0
6 | 3 | 0 | 3.373% | 0
6 | 4 | 0 | 3.387% | 0
6 | 5 | 200 | 3.4% | 0
6 | 6 | 0 | 3.413% | 0
6 | 7 | 0 | 3.427% | 0
6 | 8 | 1350 | 3.44% | 0
6 | 9 | 450 | 3.453% | 0
6 | 10 | 0 | 3.467% | 0
6 | 11 | 100 | 3.48% | 0
6 | 12 | 0 | 3.493% | 0
6 | 13 | 2150 | 3.507% | 0
6 | 14 | 0 | 3.52% | 0
6 | 15 | 350 | 3.533% | 0
6 | 16 | 150 | 3.547% | 0
6 | 17 | 0 | 3.56% | 0
6 | 18 | 0 | 3.573% | 0
6 | 19 | 0 | 3.587% | 0
6 | 20 | 0 | 3.6% | 0
6 | 21 | 0 | 3.613% | 0
6 | 22 | 0 | 3.627% | 0
6 | 23 | 0 | 3.64% | 0
6 | 24 | 0 | 3.653% | 0
6 | 25 | 0 | 3.667% | 0
6 | 26 | 0 | 3.68% | 0
6 | 27 | 450 | 3.693% | 0
6 | 28 | 350 | 3.707% | 0
6 | 29 | 0 | 3.72% | 0
6 | 30 | 300 | 3.733% | 0
6 | 31 | 350 | 3.747% | 0
6 | 32 | 550 | 3.76% | 0
6 | 33 | 0 | 3.773% | 0
6 | 34 | 200 | 3.787% | 0
6 | 35 | 0 | 3.8% | 0
6 | 36 | 0 | 3.813% | 0
6 | 37 | 0 | 3.827% | 0
6 | 38 | 0 | 3.84% | 0
6 | 39 | 1250 | 3.853% | 0
6 | 40 | 0 | 3.867% | 0
6 | 41 | 0 | 3.88% | 0
6 | 42 | 300 | 3.893% | 0
6 | 43 | 0 | 3.907% | 0
6 | 44 | 0 | 3.92% | 0
6 | 45 | 0 | 3.933% | 0
6 | 46 | 100 | 3.947% | 0
6 | 47 | 450 | 3.96% | 0
6 | 48 | 0 | 3.973% | 0
6 | 49 | 0 | 3.987% | 0
6 | 50 | 200 | 4% | 0
7 | 1 | 0 | 4.013% | 0
7 | 2 | 0 | 4.027% | 0
7 | 3 | 200 | 4.04% | 0
7 | 4 | 350 | 4.053% | 0
7 | 5 | 0 | 4.067% | 0
7 | 6 | 0 | 4.08% | 0
7 | 7 | 0 | 4.093% | 0
7 | 8 | 0 | 4.107% | 0
7 | 9 | 100 | 4.12% | 0
7 | 10 | 250 | 4.133% | 0
7 | 11 | 200 | 4.147% | 0
7 | 12 | 50 | 4.16% | 0
7 | 13 | 0 | 4.173% | 0
7 | 14 | 100 | 4.187% | 0
7 | 15 | 0 | 4.2% | 0
7 | 16 | 0 | 4.213% | 0
7 | 17 | 0 | 4.227% | 0
7 | 18 | 0 | 4.24% | 0
7 | 19 | 200 | 4.253% | 0
7 | 20 | 0 | 4.267% | 0
7 | 21 | 700 | 4.28% | 0
7 | 22 | 1550 | 4.293% | 0
7 | 23 | 0 | 4.307% | 0
7 | 24 | 0 | 4.32% | 0
7 | 25 | 0 | 4.333% | 0
7 | 26 | 0 | 4.347% | 0
7 | 27 | 0 | 4.36% | 0
7 | 28 | 0 | 4.373% | 0
7 | 29 | 1500 | 4.387% | 0
7 | 30 | 500 | 4.4% | 0
7 | 31 | 800 | 4.413% | 0
7 | 32 | 0 | 4.427% | 0
7 | 33 | 50 | 4.44% | 0
7 | 34 | 0 | 4.453% | 0
7 | 35 | 0 | 4.467% | 0
7 | 36 | 0 | 4.48% | 0
7 | 37 | 950 | 4.493% | 0
7 | 38 | 100 | 4.507% | 0
7 | 39 | 1350 | 4.52% | 0
7 | 40 | 150 | 4.533% | 0
7 | 41 | 100 | 4.547% | 0
7 | 42 | 1800 | 4.56% | 0
7 | 43 | 100 | 4.573% | 0
7 | 44 | 0 | 4.587% | 0
7 | 45 | 850 | 4.6% | 0
7 | 46 | 0 | 4.613% | 0
7 | 47 | 0 | 4.627% | 0
7 | 48 | 0 | 4.64% | 0
7 | 49 | 0 | 4.653% | 0
7 | 50 | 0 | 4.667% | 0
8 | 1 | 200 | 4.68% | 0
8 | 2 | 850 | 4.693% | 0
8 | 3 | 750 | 4.707% | 0
8 | 4 | 550 | 4.72% | 0
8 | 5 | 0 | 4.733% | 0
8 | 6 | 150 | 4.747% | 0
8 | 7 | 0 | 4.76% | 0
8 | 8 | 0 | 4.773% | 0
8 | 9 | 1000 | 4.787% | 0
8 | 10 | 400 | 4.8% | 0
8 | 11 | 50 | 4.813% | 0
8 | 12 | 150 | 4.827% | 0
8 | 13 | 0 | 4.84% | 0
8 | 14 | 400 | 4.853% | 0
8 | 15 | 0 | 4.867% | 0
8 | 16 | 0 | 4.88% | 0
8 | 17 | 200 | 4.893% | 0
8 | 18 | 0 | 4.907% | 0
8 | 19 | 50 | 4.92% | 0
8 | 20 | 0 | 4.933% | 0
8 | 21 | 0 | 4.947% | 0
8 | 22 | 0 | 4.96% | 0
8 | 23 | 1000 | 4.973% | 0
8 | 24 | 350 | 4.987% | 0
8 | 25 | 0 | 5% | 0
8 | 26 | 1050 | 5.013% | 0
8 | 27 | 0 | 5.027% | 0
8 | 28 | 350 | 5.04% | 0
8 | 29 | 750 | 5.053% | 0
8 | 30 | 650 | 5.067% | 0
8 | 31 | 400 | 5.08% | 0
8 | 32 | 2000 | 5.093% | 0
8 | 33 | 250 | 5.107% | 0
8 | 34 | 0 | 5.12% | 0
8 | 35 | 0 | 5.133% | 0
8 | 36 | 50 | 5.147% | 0
8 | 37 | 0 | 5.16% | 0
8 | 38 | 0 | 5.173% | 0
8 | 39 | 0 | 5.187% | 0
8 | 40 | 0 | 5.2% | 0
8 | 41 | 0 | 5.213% | 0
8 | 42 | 0 | 5.227% | 0
8 | 43 | 300 | 5.24% | 0
8 | 44 | 350 | 5.253% | 0
8 | 45 | 150 | 5.267% | 0
8 | 46 | 2900 | 5.28% | 0
8 | 47 | 0 | 5.293% | 0
8 | 48 | 0 | 5.307% | 0
8 | 49 | 0 | 5.32% | 0
8 | 50 | 0 | 5.333% | 0
9 | 1 | 300 | 5.347% | 0
9 | 2 | 250 | 5.36% | 0
9 | 3 | 400 | 5.373% | 0
9 | 4 | 150 | 5.387% | 0
9 | 5 | 200 | 5.4% | 0
9 | 6 | 0 | 5.413% | 0
9 | 7 | 350 | 5.427% | 0
9 | 8 | 200 | 5.44% | 0
9 | 9 | 550 | 5.453% | 0
9 | 10 | 0 | 5.467% | 0
9 | 11 | 100 | 5.48% | 0
9 | 12 | 0 | 5.493% | 0
9 | 13 | 0 | 5.507% | 0
9 | 14 | 1450 | 5.52% | 0
9 | 15 | 300 | 5.533% | 0
9 | 16 | 150 | 5.547% | 0
9 | 17 | 1300 | 5.56% | 0
9 | 18 | 0 | 5.573% | 0
9 | 19 | 500 | 5.587% | 0
9 | 20 | 1800 | 5.6% | 0
9 | 21 | 0 | 5.613% | 0
9 | 22 | 1150 | 5.627% | 0
9 | 23 | 200 | 5.64% | 0
9 | 24 | 3000 | 5.653% | 0
9 | 25 | 0 | 5.667% | 0
9 | 26 | 0 | 5.68% | 0
9 | 27 | 1050 | 5.693% | 0
9 | 28 | 8150 | 5.707% | 0
9 | 29 | 500 | 5.72% | 0
9 | 30 | 1100 | 5.733% | 0
9 | 31 | 300 | 5.747% | 0
9 | 32 | 0 | 5.76% | 0
9 | 33 | 300 | 5.773% | 0
9 | 34 | 400 | 5.787% | 0
9 | 35 | 0 | 5.8% | 0
9 | 36 | 0 | 5.813% | 0
9 | 37 | 400 | 5.827% | 0
9 | 38 | 0 | 5.84% | 0
9 | 39 | 2850 | 5.853% | 0
9 | 40 | 100 | 5.867% | 0
9 | 41 | 0 | 5.88% | 0
9 | 42 | 450 | 5.893% | 0
9 | 43 | 1650 | 5.907% | 0
9 | 44 | 200 | 5.92% | 0
9 | 45 | 300 | 5.933% | 0
9 | 46 | 0 | 5.947% | 0
9 | 47 | 200 | 5.96% | 0
9 | 48 | 0 | 5.973% | 0
9 | 49 | 350 | 5.987% | 0
9 | 50 | 0 | 6% | 0
10 | 1 | 0 | 6.013% | 0
10 | 2 | 0 | 6.027% | 0
10 | 3 | 0 | 6.04% | 0
10 | 4 | 0 | 6.053% | 0
10 | 5 | 0 | 6.067% | 0
10 | 6 | 600 | 6.08% | 0
10 | 7 | 0 | 6.093% | 0
10 | 8 | 0 | 6.107% | 0
10 | 9 | 100 | 6.12% | 0
10 | 10 | 0 | 6.133% | 0
10 | 11 | 450 | 6.147% | 0
10 | 12 | 0 | 6.16% | 0
10 | 13 | 250 | 6.173% | 0
10 | 14 | 0 | 6.187% | 0
10 | 15 | 650 | 6.2% | 0
10 | 16 | 150 | 6.213% | 0
10 | 17 | 600 | 6.227% | 0
10 | 18 | 0 | 6.24% | 0
10 | 19 | 250 | 6.253% | 0
10 | 20 | 0 | 6.267% | 0
10 | 21 | 200 | 6.28% | 0
10 | 22 | 500 | 6.293% | 0
10 | 23 | 0 | 6.307% | 0
10 | 24 | 150 | 6.32% | 0
10 | 25 | 0 | 6.333% | 0
10 | 26 | 200 | 6.347% | 0
10 | 27 | 2000 | 6.36% | 0
10 | 28 | 0 | 6.373% | 0
10 | 29 | 700 | 6.387% | 0
10 | 30 | 0 | 6.4% | 0
10 | 31 | 0 | 6.413% | 0
10 | 32 | 0 | 6.427% | 0
10 | 33 | 0 | 6.44% | 0
10 | 34 | 250 | 6.453% | 0
10 | 35 | 550 | 6.467% | 0
10 | 36 | 100 | 6.48% | 0
10 | 37 | 0 | 6.493% | 0
10 | 38 | 0 | 6.507% | 0
10 | 39 | 0 | 6.52% | 0
10 | 40 | 1250 | 6.533% | 0
10 | 41 | 100 | 6.547% | 0
10 | 42 | 0 | 6.56% | 0
10 | 43 | 100 | 6.573% | 0
10 | 44 | 0 | 6.587% | 0
10 | 45 | 0 | 6.6% | 0
10 | 46 | 0 | 6.613% | 0
10 | 47 | 0 | 6.627% | 0
10 | 48 | 0 | 6.64% | 0
10 | 49 | 0 | 6.653% | 0
10 | 50 | 0 | 6.667% | 0
11 | 1 | 450 | 6.68% | 0
11 | 2 | 450 | 6.693% | 0
11 | 3 | 0 | 6.707% | 0
11 | 4 | 0 | 6.72% | 0
11 | 5 | 0 | 6.733% | 0
11 | 6 | 1200 | 6.747% | 0
11 | 7 | 0 | 6.76% | 0
11 | 8 | 0 | 6.773% | 0
11 | 9 | 0 | 6.787% | 0
11 | 10 | 200 | 6.8% | 0
11 | 11 | 0 | 6.813% | 0
11 | 12 | 100 | 6.827% | 0
11 | 13 | 0 | 6.84% | 0
11 | 14 | 400 | 6.853% | 0
11 | 15 | 550 | 6.867% | 0
11 | 16 | 50 | 6.88% | 0
11 | 17 | 850 | 6.893% | 0
11 | 18 | 0 | 6.907% | 0
11 | 19 | 250 | 6.92% | 0
11 | 20 | 200 | 6.933% | 0
11 | 21 | 650 | 6.947% | 0
11 | 22 | 1250 | 6.96% | 0
11 | 23 | 1150 | 6.973% | 0
11 | 24 | 200 | 6.987% | 0
11 | 25 | 300 | 7% | 0
11 | 26 | 0 | 7.013% | 0
11 | 27 | 1150 | 7.027% | 0
11 | 28 | 1150 | 7.04% | 0
11 | 29 | 0 | 7.053% | 0
11 | 30 | 0 | 7.067% | 0
11 | 31 | 0 | 7.08% | 0
11 | 32 | 400 | 7.093% | 0
11 | 33 | 1450 | 7.107% | 0
11 | 34 | 250 | 7.12% | 0
11 | 35 | 450 | 7.133% | 0
11 | 36 | 0 | 7.147% | 0
11 | 37 | 0 | 7.16% | 0
11 | 38 | 100 | 7.173% | 0
11 | 39 | 0 | 7.187% | 0
11 | 40 | 0 | 7.2% | 0
11 | 41 | 750 | 7.213% | 0
11 | 42 | 0 | 7.227% | 0
11 | 43 | 0 | 7.24% | 0
11 | 44 | 0 | 7.253% | 0
11 | 45 | 0 | 7.267% | 0
11 | 46 | 100 | 7.28% | 0
11 | 47 | 150 | 7.293% | 0
11 | 48 | 0 | 7.307% | 0
11 | 49 | 350 | 7.32% | 0
11 | 50 | 350 | 7.333% | 0
12 | 1 | 0 | 7.347% | 0
12 | 2 | 0 | 7.36% | 0
12 | 3 | 0 | 7.373% | 0
12 | 4 | 0 | 7.387% | 0
12 | 5 | 0 | 7.4% | 0
12 | 6 | 200 | 7.413% | 0
12 | 7 | 800 | 7.427% | 0
12 | 8 | 0 | 7.44% | 0
12 | 9 | 0 | 7.453% | 0
12 | 10 | 250 | 7.467% | 0
12 | 11 | 0 | 7.48% | 0
12 | 12 | 0 | 7.493% | 0
12 | 13 | 0 | 7.507% | 0
12 | 14 | 1200 | 7.52% | 0
12 | 15 | 0 | 7.533% | 0
12 | 16 | 350 | 7.547% | 0
12 | 17 | 0 | 7.56% | 0
12 | 18 | 450 | 7.573% | 0
12 | 19 | 0 | 7.587% | 0
12 | 20 | 100 | 7.6% | 0
12 | 21 | 0 | 7.613% | 0
12 | 22 | 0 | 7.627% | 0
12 | 23 | 0 | 7.64% | 0
12 | 24 | 250 | 7.653% | 0
12 | 25 | 3400 | 7.667% | 0
12 | 26 | 0 | 7.68% | 0
12 | 27 | 0 | 7.693% | 0
12 | 28 | 0 | 7.707% | 0
12 | 29 | 750 | 7.72% | 0
12 | 30 | 0 | 7.733% | 0
12 | 31 | 0 | 7.747% | 0
12 | 32 | 0 | 7.76% | 0
12 | 33 | 0 | 7.773% | 0
12 | 34 | 0 | 7.787% | 0
12 | 35 | 0 | 7.8% | 0
12 | 36 | 0 | 7.813% | 0
12 | 37 | 0 | 7.827% | 0
12 | 38 | 100 | 7.84% | 0
12 | 39 | 100 | 7.853% | 0
12 | 40 | 0 | 7.867% | 0
12 | 41 | 0 | 7.88% | 0
12 | 42 | 150 | 7.893% | 0
12 | 43 | 0 | 7.907% | 0
12 | 44 | 0 | 7.92% | 0
12 | 45 | 0 | 7.933% | 0
12 | 46 | 0 | 7.947% | 0
12 | 47 | 0 | 7.96% | 0
12 | 48 | 0 | 7.973% | 0
12 | 49 | 400 | 7.987% | 0
12 | 50 | 0 | 8% | 0
13 | 1 | 50 | 8.013% | 0
13 | 2 | 0 | 8.027% | 0
13 | 3 | 0 | 8.04% | 0
13 | 4 | 0 | 8.053% | 0
13 | 5 | 100 | 8.067% | 0
13 | 6 | 0 | 8.08% | 0
13 | 7 | 0 | 8.093% | 0
13 | 8 | 200 | 8.107% | 0
13 | 9 | 850 | 8.12% | 0
13 | 10 | 0 | 8.133% | 0
13 | 11 | 50 | 8.147% | 0
13 | 12 | 100 | 8.16% | 0
13 | 13 | 350 | 8.173% | 0
13 | 14 | 0 | 8.187% | 0
13 | 15 | 300 | 8.2% | 0
13 | 16 | 0 | 8.213% | 0
13 | 17 | 0 | 8.227% | 0
13 | 18 | 0 | 8.24% | 0
13 | 19 | 450 | 8.253% | 0
13 | 20 | 0 | 8.267% | 0
13 | 21 | 0 | 8.28% | 0
13 | 22 | 50 | 8.293% | 0
13 | 23 | 0 | 8.307% | 0
13 | 24 | 0 | 8.32% | 0
13 | 25 | 700 | 8.333% | 0
13 | 26 | 0 | 8.347% | 0
13 | 27 | 0 | 8.36% | 0
13 | 28 | 0 | 8.373% | 0
13 | 29 | 250 | 8.387% | 0
13 | 30 | 0 | 8.4% | 0
13 | 31 | 0 | 8.413% | 0
13 | 32 | 0 | 8.427% | 0
13 | 33 | 900 | 8.44% | 0
13 | 34 | 0 | 8.453% | 0
13 | 35 | 0 | 8.467% | 0
13 | 36 | 0 | 8.48% | 0
13 | 37 | 100 | 8.493% | 0
13 | 38 | 0 | 8.507% | 0
13 | 39 | 0 | 8.52% | 0
13 | 40 | 350 | 8.533% | 0
13 | 41 | 0 | 8.547% | 0
13 | 42 | 0 | 8.56% | 0
13 | 43 | 0 | 8.573% | 0
13 | 44 | 0 | 8.587% | 0
13 | 45 | 50 | 8.6% | 0
13 | 46 | 0 | 8.613% | 0
13 | 47 | 0 | 8.627% | 0
13 | 48 | 0 | 8.64% | 0
13 | 49 | 0 | 8.653% | 0
13 | 50 | 0 | 8.667% | 0
14 | 1 | 550 | 8.68% | 0
14 | 2 | 400 | 8.693% | 0
14 | 3 | 0 | 8.707% | 0
14 | 4 | 0 | 8.72% | 0
14 | 5 | 0 | 8.733% | 0
14 | 6 | 900 | 8.747% | 0
14 | 7 | 0 | 8.76% | 0
14 | 8 | 50 | 8.773% | 0
14 | 9 | 100 | 8.787% | 0
14 | 10 | 0 | 8.8% | 0
14 | 11 | 700 | 8.813% | 0
14 | 12 | 0 | 8.827% | 0
14 | 13 | 0 | 8.84% | 0
14 | 14 | 1250 | 8.853% | 0
14 | 15 | 150 | 8.867% | 0
14 | 16 | 0 | 8.88% | 0
14 | 17 | 200 | 8.893% | 0
14 | 18 | 0 | 8.907% | 0
14 | 19 | 850 | 8.92% | 0
14 | 20 | 0 | 8.933% | 0
14 | 21 | 0 | 8.947% | 0
14 | 22 | 0 | 8.96% | 0
14 | 23 | 0 | 8.973% | 0
14 | 24 | 350 | 8.987% | 0
14 | 25 | 450 | 9% | 0
14 | 26 | 0 | 9.013% | 0
14 | 27 | 800 | 9.027% | 0
14 | 28 | 50 | 9.04% | 0
14 | 29 | 500 | 9.053% | 0
14 | 30 | 0 | 9.067% | 0
14 | 31 | 400 | 9.08% | 0
14 | 32 | 300 | 9.093% | 0
14 | 33 | 0 | 9.107% | 0
14 | 34 | 0 | 9.12% | 0
14 | 35 | 100 | 9.133% | 0
14 | 36 | 50 | 9.147% | 0
14 | 37 | 0 | 9.16% | 0
14 | 38 | 0 | 9.173% | 0
14 | 39 | 0 | 9.187% | 0
14 | 40 | 50 | 9.2% | 0
14 | 41 | 200 | 9.213% | 0
14 | 42 | 850 | 9.227% | 0
14 | 43 | 0 | 9.24% | 0
14 | 44 | 150 | 9.253% | 0
14 | 45 | 0 | 9.267% | 0
14 | 46 | 0 | 9.28% | 0
14 | 47 | 100 | 9.293% | 0
14 | 48 | 50 | 9.307% | 0
14 | 49 | 250 | 9.32% | 0
14 | 50 | 0 | 9.333% | 0
15 | 1 | 0 | 9.347% | 0
15 | 2 | 0 | 9.36% | 0
15 | 3 | 50 | 9.373% | 0
15 | 4 | 350 | 9.387% | 0
15 | 5 | 250 | 9.4% | 0
15 | 6 | 400 | 9.413% | 0
15 | 7 | 0 | 9.427% | 0
15 | 8 | 0 | 9.44% | 0
15 | 9 | 150 | 9.453% | 0
15 | 10 | 0 | 9.467% | 0
15 | 11 | 1050 | 9.48% | 0
15 | 12 | 1500 | 9.493% | 0
15 | 13 | 50 | 9.507% | 0
15 | 14 | 350 | 9.52% | 0
15 | 15 | 750 | 9.533% | 0
15 | 16 | 0 | 9.547% | 0
15 | 17 | 0 | 9.56% | 0
15 | 18 | 900 | 9.573% | 0
15 | 19 | 2100 | 9.587% | 0
15 | 20 | 0 | 9.6% | 0
15 | 21 | 1100 | 9.613% | 0
15 | 22 | 0 | 9.627% | 0
15 | 23 | 200 | 9.64% | 0
15 | 24 | 0 | 9.653% | 0
15 | 25 | 0 | 9.667% | 0
15 | 26 | 0 | 9.68% | 0
15 | 27 | 850 | 9.693% | 0
15 | 28 | 100 | 9.707% | 0
15 | 29 | 0 | 9.72% | 0
15 | 30 | 200 | 9.733% | 0
15 | 31 | 0 | 9.747% | 0
15 | 32 | 350 | 9.76% | 0
15 | 33 | 700 | 9.773% | 0
15 | 34 | 0 | 9.787% | 0
15 | 35 | 650 | 9.8% | 0
15 | 36 | 250 | 9.813% | 0
15 | 37 | 400 | 9.827% | 0
15 | 38 | 50 | 9.84% | 0
15 | 39 | 100 | 9.853% | 0
15 | 40 | 0 | 9.867% | 0
15 | 41 | 700 | 9.88% | 0
15 | 42 | 500 | 9.893% | 0
15 | 43 | 50 | 9.907% | 0
15 | 44 | 0 | 9.92% | 0
15 | 45 | 0 | 9.933% | 0
15 | 46 | 350 | 9.947% | 0
15 | 47 | 400 | 9.96% | 0
15 | 48 | 0 | 9.973% | 0
15 | 49 | 0 | 9.987% | 0
15 | 50 | 250 | 10% | 0
16 | 1 | 1050 | 10.01% | 0
16 | 2 | 0 | 10.03% | 0
16 | 3 | 0 | 10.04% | 0
16 | 4 | 0 | 10.05% | 0
16 | 5 | 0 | 10.07% | 0
16 | 6 | 0 | 10.08% | 0
16 | 7 | 700 | 10.09% | 0
16 | 8 | 0 | 10.11% | 0
16 | 9 | 0 | 10.12% | 0
16 | 10 | 0 | 10.13% | 0
16 | 11 | 0 | 10.15% | 0
16 | 12 | 500 | 10.16% | 0
16 | 13 | 550 | 10.17% | 0
16 | 14 | 0 | 10.19% | 0
16 | 15 | 1100 | 10.2% | 0
16 | 16 | 750 | 10.21% | 0
16 | 17 | 200 | 10.23% | 0
16 | 18 | 100 | 10.24% | 0
16 | 19 | 0 | 10.25% | 0
16 | 20 | 1400 | 10.27% | 0
16 | 21 | 0 | 10.28% | 0
16 | 22 | 0 | 10.29% | 0
16 | 23 | 350 | 10.31% | 0
16 | 24 | 300 | 10.32% | 0
16 | 25 | 0 | 10.33% | 0
16 | 26 | 0 | 10.35% | 0
16 | 27 | 50 | 10.36% | 0
16 | 28 | 0 | 10.37% | 0
16 | 29 | 150 | 10.39% | 0
16 | 30 | 0 | 10.4% | 0
16 | 31 | 100 | 10.41% | 0
16 | 32 | 0 | 10.43% | 0
16 | 33 | 0 | 10.44% | 0
16 | 34 | 200 | 10.45% | 0
16 | 35 | 0 | 10.47% | 0
16 | 36 | 0 | 10.48% | 0
16 | 37 | 1000 | 10.49% | 0
16 | 38 | 0 | 10.51% | 0
16 | 39 | 0 | 10.52% | 0
16 | 40 | 1700 | 10.53% | 0
16 | 41 | 0 | 10.55% | 0
16 | 42 | 0 | 10.56% | 0
16 | 43 | 1850 | 10.57% | 0
16 | 44 | 350 | 10.59% | 0
16 | 45 | 850 | 10.6% | 0
16 | 46 | 0 | 10.61% | 0
16 | 47 | 400 | 10.63% | 0
16 | 48 | 150 | 10.64% | 0
16 | 49 | 250 | 10.65% | 0
16 | 50 | 0 | 10.67% | 0
17 | 1 | 650 | 10.68% | 0
17 | 2 | 0 | 10.69% | 0
17 | 3 | 100 | 10.71% | 0
17 | 4 | 0 | 10.72% | 0
17 | 5 | 0 | 10.73% | 0
17 | 6 | 0 | 10.75% | 0
17 | 7 | 0 | 10.76% | 0
17 | 8 | 0 | 10.77% | 0
17 | 9 | 0 | 10.79% | 0
17 | 10 | 0 | 10.8% | 0
17 | 11 | 0 | 10.81% | 0
17 | 12 | 0 | 10.83% | 0
17 | 13 | 50 | 10.84% | 0
17 | 14 | 0 | 10.85% | 0
17 | 15 | 0 | 10.87% | 0
17 | 16 | 0 | 10.88% | 0
17 | 17 | 0 | 10.89% | 0
17 | 18 | 250 | 10.91% | 0
17 | 19 | 0 | 10.92% | 0
17 | 20 | 100 | 10.93% | 0
17 | 21 | 500 | 10.95% | 0
17 | 22 | 350 | 10.96% | 0
17 | 23 | 0 | 10.97% | 0
17 | 24 | 0 | 10.99% | 0
17 | 25 | 0 | 11% | 0
17 | 26 | 0 | 11.01% | 0
17 | 27 | 0 | 11.03% | 0
17 | 28 | 0 | 11.04% | 0
17 | 29 | 0 | 11.05% | 0
17 | 30 | 0 | 11.07% | 0
17 | 31 | 0 | 11.08% | 0
17 | 32 | 0 | 11.09% | 0
17 | 33 | 0 | 11.11% | 0
17 | 34 | 1050 | 11.12% | 0
17 | 35 | 0 | 11.13% | 0
17 | 36 | 0 | 11.15% | 0
17 | 37 | 0 | 11.16% | 0
17 | 38 | 500 | 11.17% | 0
17 | 39 | 0 | 11.19% | 0
17 | 40 | 0 | 11.2% | 0
17 | 41 | 0 | 11.21% | 0
17 | 42 | 0 | 11.23% | 0
17 | 43 | 0 | 11.24% | 0
17 | 44 | 0 | 11.25% | 0
17 | 45 | 350 | 11.27% | 0
17 | 46 | 0 | 11.28% | 0
17 | 47 | 1350 | 11.29% | 0
17 | 48 | 300 | 11.31% | 0
17 | 49 | 400 | 11.32% | 0
17 | 50 | 0 | 11.33% | 0
18 | 1 | 0 | 11.35% | 0
18 | 2 | 0 | 11.36% | 0
18 | 3 | 0 | 11.37% | 0
18 | 4 | 0 | 11.39% | 0
18 | 5 | 0 | 11.4% | 0
18 | 6 | 0 | 11.41% | 0
18 | 7 | 450 | 11.43% | 0
18 | 8 | 0 | 11.44% | 0
18 | 9 | 0 | 11.45% | 0
18 | 10 | 0 | 11.47% | 0
18 | 11 | 400 | 11.48% | 0
18 | 12 | 0 | 11.49% | 0
18 | 13 | 0 | 11.51% | 0
18 | 14 | 0 | 11.52% | 0
18 | 15 | 0 | 11.53% | 0
18 | 16 | 0 | 11.55% | 0
18 | 17 | 0 | 11.56% | 0
18 | 18 | 200 | 11.57% | 0
18 | 19 | 650 | 11.59% | 0
18 | 20 | 700 | 11.6% | 0
18 | 21 | 0 | 11.61% | 0
18 | 22 | 0 | 11.63% | 0
18 | 23 | 300 | 11.64% | 0
18 | 24 | 0 | 11.65% | 0
18 | 25 | 150 | 11.67% | 0
18 | 26 | 0 | 11.68% | 0
18 | 27 | 0 | 11.69% | 0
18 | 28 | 0 | 11.71% | 0
18 | 29 | 0 | 11.72% | 0
18 | 30 | 0 | 11.73% | 0
18 | 31 | 550 | 11.75% | 0
18 | 32 | 0 | 11.76% | 0
18 | 33 | 0 | 11.77% | 0
18 | 34 | 100 | 11.79% | 0
18 | 35 | 0 | 11.8% | 0
18 | 36 | 0 | 11.81% | 0
18 | 37 | 0 | 11.83% | 0
18 | 38 | 100 | 11.84% | 0
18 | 39 | 0 | 11.85% | 0
18 | 40 | 600 | 11.87% | 0
18 | 41 | 0 | 11.88% | 0
18 | 42 | 0 | 11.89% | 0
18 | 43 | 0 | 11.91% | 0
18 | 44 | 0 | 11.92% | 0
18 | 45 | 0 | 11.93% | 0
18 | 46 | 0 | 11.95% | 0
18 | 47 | 0 | 11.96% | 0
18 | 48 | 0 | 11.97% | 0
18 | 49 | 0 | 11.99% | 0
18 | 50 | 0 | 12% | 0
19 | 1 | 0 | 12.01% | 0
19 | 2 | 0 | 12.03% | 0
19 | 3 | 2150 | 12.04% | 0
19 | 4 | 0 | 12.05% | 0
19 | 5 | 0 | 12.07% | 0
19 | 6 | 0 | 12.08% | 0
19 | 7 | 0 | 12.09% | 0
19 | 8 | 0 | 12.11% | 0
19 | 9 | 150 | 12.12% | 0
19 | 10 | 250 | 12.13% | 0
19 | 11 | 850 | 12.15% | 0
19 | 12 | 700 | 12.16% | 0
19 | 13 | 0 | 12.17% | 0
19 | 14 | 600 | 12.19% | 0
19 | 15 | 50 | 12.2% | 0
19 | 16 | 0 | 12.21% | 0
19 | 17 | 0 | 12.23% | 0
19 | 18 | 150 | 12.24% | 0
19 | 19 | 0 | 12.25% | 0
19 | 20 | 500 | 12.27% | 0
19 | 21 | 0 | 12.28% | 0
19 | 22 | 0 | 12.29% | 0
19 | 23 | 300 | 12.31% | 0
19 | 24 | 100 | 12.32% | 0
19 | 25 | 0 | 12.33% | 0
19 | 26 | 50 | 12.35% | 0
19 | 27 | 0 | 12.36% | 0
19 | 28 | 550 | 12.37% | 0
19 | 29 | 0 | 12.39% | 0
19 | 30 | 950 | 12.4% | 0
19 | 31 | 0 | 12.41% | 0
19 | 32 | 0 | 12.43% | 0
19 | 33 | 300 | 12.44% | 0
19 | 34 | 0 | 12.45% | 0
19 | 35 | 650 | 12.47% | 0
19 | 36 | 0 | 12.48% | 0
19 | 37 | 1200 | 12.49% | 0
19 | 38 | 1550 | 12.51% | 0
19 | 39 | 0 | 12.52% | 0
19 | 40 | 300 | 12.53% | 0
19 | 41 | 0 | 12.55% | 0
19 | 42 | 0 | 12.56% | 0
19 | 43 | 350 | 12.57% | 0
19 | 44 | 2550 | 12.59% | 0
19 | 45 | 100 | 12.6% | 0
19 | 46 | 50 | 12.61% | 0
19 | 47 | 0 | 12.63% | 0
19 | 48 | 400 | 12.64% | 0
19 | 49 | 0 | 12.65% | 0
19 | 50 | 100 | 12.67% | 0
20 | 1 | 350 | 12.68% | 0
20 | 2 | 0 | 12.69% | 0
20 | 3 | 0 | 12.71% | 0
20 | 4 | 0 | 12.72% | 0
20 | 5 | 0 | 12.73% | 0
20 | 6 | 0 | 12.75% | 0
20 | 7 | 0 | 12.76% | 0
20 | 8 | 300 | 12.77% | 0
20 | 9 | 0 | 12.79% | 0
20 | 10 | 0 | 12.8% | 0
20 | 11 | 0 | 12.81% | 0
20 | 12 | 0 | 12.83% | 0
20 | 13 | 0 | 12.84% | 0
20 | 14 | 200 | 12.85% | 0
20 | 15 | 0 | 12.87% | 0
20 | 16 | 150 | 12.88% | 0
20 | 17 | 550 | 12.89% | 0
20 | 18 | 0 | 12.91% | 0
20 | 19 | 0 | 12.92% | 0
20 | 20 | 0 | 12.93% | 0
20 | 21 | 0 | 12.95% | 0
20 | 22 | 700 | 12.96% | 0
20 | 23 | 0 | 12.97% | 0
20 | 24 | 150 | 12.99% | 0
20 | 25 | 50 | 13% | 0
20 | 26 | 0 | 13.01% | 0
20 | 27 | 150 | 13.03% | 0
20 | 28 | 0 | 13.04% | 0
20 | 29 | 750 | 13.05% | 0
20 | 30 | 0 | 13.07% | 0
20 | 31 | 0 | 13.08% | 0
20 | 32 | 0 | 13.09% | 0
20 | 33 | 100 | 13.11% | 0
20 | 34 | 300 | 13.12% | 0
20 | 35 | 0 | 13.13% | 0
20 | 36 | 0 | 13.15% | 0
20 | 37 | 300 | 13.16% | 0
20 | 38 | 900 | 13.17% | 0
20 | 39 | 450 | 13.19% | 0
20 | 40 | 0 | 13.2% | 0
20 | 41 | 400 | 13.21% | 0
20 | 42 | 0 | 13.23% | 0
20 | 43 | 0 | 13.24% | 0
20 | 44 | 50 | 13.25% | 0
20 | 45 | 1150 | 13.27% | 0
20 | 46 | 0 | 13.28% | 0
20 | 47 | 0 | 13.29% | 0
20 | 48 | 0 | 13.31% | 0
20 | 49 | 0 | 13.32% | 0
20 | 50 | 0 | 13.33% | 0
21 | 1 | 350 | 13.35% | 0
21 | 2 | 300 | 13.36% | 0
21 | 3 | 0 | 13.37% | 0
21 | 4 | 1000 | 13.39% | 0
21 | 5 | 450 | 13.4% | 0
21 | 6 | 0 | 13.41% | 0
21 | 7 | 250 | 13.43% | 0
21 | 8 | 0 | 13.44% | 0
21 | 9 | 0 | 13.45% | 0
21 | 10 | 100 | 13.47% | 0
21 | 11 | 2700 | 13.48% | 0
21 | 12 | 200 | 13.49% | 0
21 | 13 | 0 | 13.51% | 0
21 | 14 | 0 | 13.52% | 0
21 | 15 | 100 | 13.53% | 0
21 | 16 | 0 | 13.55% | 0
21 | 17 | 0 | 13.56% | 0
21 | 18 | 200 | 13.57% | 0
21 | 19 | 650 | 13.59% | 0
21 | 20 | 0 | 13.6% | 0
21 | 21 | 150 | 13.61% | 0
21 | 22 | 0 | 13.63% | 0
21 | 23 | 950 | 13.64% | 0
21 | 24 | 0 | 13.65% | 0
21 | 25 | 0 | 13.67% | 0
21 | 26 | 500 | 13.68% | 0
21 | 27 | 100 | 13.69% | 0
21 | 28 | 50 | 13.71% | 0
21 | 29 | 0 | 13.72% | 0
21 | 30 | 100 | 13.73% | 0
21 | 31 | 0 | 13.75% | 0
21 | 32 | 0 | 13.76% | 0
21 | 33 | 350 | 13.77% | 0
21 | 34 | 0 | 13.79% | 0
21 | 35 | 0 | 13.8% | 0
21 | 36 | 400 | 13.81% | 0
21 | 37 | 0 | 13.83% | 0
21 | 38 | 850 | 13.84% | 0
21 | 39 | 0 | 13.85% | 0
21 | 40 | 0 | 13.87% | 0
21 | 41 | 0 | 13.88% | 0
21 | 42 | 1050 | 13.89% | 0
21 | 43 | 0 | 13.91% | 0
21 | 44 | 0 | 13.92% | 0
21 | 45 | 0 | 13.93% | 0
21 | 46 | 150 | 13.95% | 0
21 | 47 | 0 | 13.96% | 0
21 | 48 | 0 | 13.97% | 0
21 | 49 | 0 | 13.99% | 0
21 | 50 | 0 | 14% | 0
22 | 1 | 0 | 14.01% | 0
22 | 2 | 0 | 14.03% | 0
22 | 3 | 0 | 14.04% | 0
22 | 4 | 2800 | 14.05% | 0
22 | 5 | 750 | 14.07% | 0
22 | 6 | 150 | 14.08% | 0
22 | 7 | 150 | 14.09% | 0
22 | 8 | 0 | 14.11% | 0
22 | 9 | 1500 | 14.12% | 0
22 | 10 | 0 | 14.13% | 0
22 | 11 | 1350 | 14.15% | 0
22 | 12 | 400 | 14.16% | 0
22 | 13 | 0 | 14.17% | 0
22 | 14 | 600 | 14.19% | 0
22 | 15 | 0 | 14.2% | 0
22 | 16 | 0 | 14.21% | 0
22 | 17 | 0 | 14.23% | 0
22 | 18 | 50 | 14.24% | 0
22 | 19 | 0 | 14.25% | 0
22 | 20 | 550 | 14.27% | 0
22 | 21 | 1950 | 14.28% | 0
22 | 22 | 450 | 14.29% | 0
22 | 23 | 1050 | 14.31% | 0
22 | 24 | 0 | 14.32% | 0
22 | 25 | 1050 | 14.33% | 0
22 | 26 | 100 | 14.35% | 0
22 | 27 | 200 | 14.36% | 0
22 | 28 | 0 | 14.37% | 0
22 | 29 | 850 | 14.39% | 0
22 | 30 | 1000 | 14.4% | 0
22 | 31 | 0 | 14.41% | 0
22 | 32 | 1200 | 14.43% | 0
22 | 33 | 150 | 14.44% | 0
22 | 34 | 3550 | 14.45% | 0
22 | 35 | 550 | 14.47% | 0
22 | 36 | 200 | 14.48% | 0
22 | 37 | 450 | 14.49% | 0
22 | 38 | 0 | 14.51% | 0
22 | 39 | 0 | 14.52% | 0
22 | 40 | 50 | 14.53% | 0
22 | 41 | 50 | 14.55% | 0
22 | 42 | 1750 | 14.56% | 0
22 | 43 | 0 | 14.57% | 0
22 | 44 | 50 | 14.59% | 0
22 | 45 | 0 | 14.6% | 0
22 | 46 | 350 | 14.61% | 0
22 | 47 | 450 | 14.63% | 0
22 | 48 | 4750 | 14.64% | 0
22 | 49 | 2650 | 14.65% | 0
22 | 50 | 1200 | 14.67% | 0
23 | 1 | 0 | 14.68% | 0
23 | 2 | 0 | 14.69% | 0
23 | 3 | 600 | 14.71% | 0
23 | 4 | 50 | 14.72% | 0
23 | 5 | 0 | 14.73% | 0
23 | 6 | 0 | 14.75% | 0
23 | 7 | 0 | 14.76% | 0
23 | 8 | 0 | 14.77% | 0
23 | 9 | 0 | 14.79% | 0
23 | 10 | 4450 | 14.8% | 0
23 | 11 | 300 | 14.81% | 0
23 | 12 | 0 | 14.83% | 0
23 | 13 | 0 | 14.84% | 0
23 | 14 | 0 | 14.85% | 0
23 | 15 | 100 | 14.87% | 0
23 | 16 | 0 | 14.88% | 0
23 | 17 | 0 | 14.89% | 0
23 | 18 | 600 | 14.91% | 0
23 | 19 | 0 | 14.92% | 0
23 | 20 | 200 | 14.93% | 0
23 | 21 | 0 | 14.95% | 0
23 | 22 | 0 | 14.96% | 0
23 | 23 | 0 | 14.97% | 0
23 | 24 | 1200 | 14.99% | 0
23 | 25 | 0 | 15% | 0
23 | 26 | 1550 | 15.01% | 0
23 | 27 | 50 | 15.03% | 0
23 | 28 | 200 | 15.04% | 0
23 | 29 | 0 | 15.05% | 0
23 | 30 | 0 | 15.07% | 0
23 | 31 | 1300 | 15.08% | 0
23 | 32 | 400 | 15.09% | 0
23 | 33 | 350 | 15.11% | 0
23 | 34 | 100 | 15.12% | 0
23 | 35 | 100 | 15.13% | 0
23 | 36 | 800 | 15.15% | 0
23 | 37 | 550 | 15.16% | 0
23 | 38 | 0 | 15.17% | 0
23 | 39 | 0 | 15.19% | 0
23 | 40 | 400 | 15.2% | 0
23 | 41 | 0 | 15.21% | 0
23 | 42 | 450 | 15.23% | 0
23 | 43 | 0 | 15.24% | 0
23 | 44 | 0 | 15.25% | 0
23 | 45 | 950 | 15.27% | 0
23 | 46 | 200 | 15.28% | 0
23 | 47 | 200 | 15.29% | 0
23 | 48 | 50 | 15.31% | 0
23 | 49 | 0 | 15.32% | 0
23 | 50 | 0 | 15.33% | 0
24 | 1 | 400 | 15.35% | 0
24 | 2 | 300 | 15.36% | 0
24 | 3 | 150 | 15.37% | 0
24 | 4 | 300 | 15.39% | 0
24 | 5 | 400 | 15.4% | 0
24 | 6 | 100 | 15.41% | 0
24 | 7 | 450 | 15.43% | 0
24 | 8 | 500 | 15.44% | 0
24 | 9 | 0 | 15.45% | 0
24 | 10 | 0 | 15.47% | 0
24 | 11 | 0 | 15.48% | 0
24 | 12 | 1350 | 15.49% | 0
24 | 13 | 400 | 15.51% | 0
24 | 14 | 400 | 15.52% | 0
24 | 15 | 0 | 15.53% | 0
24 | 16 | 0 | 15.55% | 0
24 | 17 | 0 | 15.56% | 0
24 | 18 | 0 | 15.57% | 0
24 | 19 | 0 | 15.59% | 0
24 | 20 | 400 | 15.6% | 0
24 | 21 | 0 | 15.61% | 0
24 | 22 | 0 | 15.63% | 0
24 | 23 | 0 | 15.64% | 0
24 | 24 | 0 | 15.65% | 0
24 | 25 | 0 | 15.67% | 0
24 | 26 | 0 | 15.68% | 0
24 | 27 | 0 | 15.69% | 0
24 | 28 | 250 | 15.71% | 0
24 | 29 | 1000 | 15.72% | 0
24 | 30 | 300 | 15.73% | 0
24 | 31 | 0 | 15.75% | 0
24 | 32 | 0 | 15.76% | 0
24 | 33 | 200 | 15.77% | 0
24 | 34 | 250 | 15.79% | 0
24 | 35 | 100 | 15.8% | 0
24 | 36 | 0 | 15.81% | 0
24 | 37 | 50 | 15.83% | 0
24 | 38 | 0 | 15.84% | 0
24 | 39 | 150 | 15.85% | 0
24 | 40 | 0 | 15.87% | 0
24 | 41 | 0 | 15.88% | 0
24 | 42 | 0 | 15.89% | 0
24 | 43 | 0 | 15.91% | 0
24 | 44 | 100 | 15.92% | 0
24 | 45 | 0 | 15.93% | 0
24 | 46 | 250 | 15.95% | 0
24 | 47 | 100 | 15.96% | 0
24 | 48 | 0 | 15.97% | 0
24 | 49 | 0 | 15.99% | 0
24 | 50 | 0 | 16% | 0
25 | 1 | 950 | 16.01% | 0
25 | 2 | 0 | 16.03% | 0
25 | 3 | 50 | 16.04% | 0
25 | 4 | 350 | 16.05% | 0
25 | 5 | 4300 | 16.07% | 0
25 | 6 | 150 | 16.08% | 0
25 | 7 | 0 | 16.09% | 0
25 | 8 | 300 | 16.11% | 0
25 | 9 | 0 | 16.12% | 0
25 | 10 | 1750 | 16.13% | 0
25 | 11 | 1300 | 16.15% | 0
25 | 12 | 0 | 16.16% | 0
25 | 13 | 250 | 16.17% | 0
25 | 14 | 0 | 16.19% | 0
25 | 15 | 300 | 16.2% | 0
25 | 16 | 450 | 16.21% | 0
25 | 17 | 150 | 16.23% | 0
25 | 18 | 700 | 16.24% | 0
25 | 19 | 1600 | 16.25% | 0
25 | 20 | 100 | 16.27% | 0
25 | 21 | 0 | 16.28% | 0
25 | 22 | 50 | 16.29% | 0
25 | 23 | 0 | 16.31% | 0
25 | 24 | 100 | 16.32% | 0
25 | 25 | 100 | 16.33% | 0
25 | 26 | 6350 | 16.35% | 0
25 | 27 | 0 | 16.36% | 0
25 | 28 | 500 | 16.37% | 0
25 | 29 | 1000 | 16.39% | 0
25 | 30 | 0 | 16.4% | 0
25 | 31 | 0 | 16.41% | 0
25 | 32 | 0 | 16.43% | 0
25 | 33 | 0 | 16.44% | 0
25 | 34 | 800 | 16.45% | 0
25 | 35 | 100 | 16.47% | 0
25 | 36 | 500 | 16.48% | 0
25 | 37 | 0 | 16.49% | 0
25 | 38 | 0 | 16.51% | 0
25 | 39 | 50 | 16.52% | 0
25 | 40 | 0 | 16.53% | 0
25 | 41 | 0 | 16.55% | 0
25 | 42 | 400 | 16.56% | 0
25 | 43 | 0 | 16.57% | 0
25 | 44 | 0 | 16.59% | 0
25 | 45 | 500 | 16.6% | 0
25 | 46 | 0 | 16.61% | 0
25 | 47 | 1400 | 16.63% | 0
25 | 48 | 0 | 16.64% | 0
25 | 49 | 0 | 16.65% | 0
25 | 50 | 850 | 16.67% | 0
26 | 1 | 0 | 16.68% | 0
26 | 2 | 2350 | 16.69% | 0
26 | 3 | 0 | 16.71% | 0
26 | 4 | 550 | 16.72% | 0
26 | 5 | 0 | 16.73% | 0
26 | 6 | 0 | 16.75% | 0
26 | 7 | 0 | 16.76% | 0
26 | 8 | 200 | 16.77% | 0
26 | 9 | 0 | 16.79% | 0
26 | 10 | 100 | 16.8% | 0
26 | 11 | 550 | 16.81% | 0
26 | 12 | 450 | 16.83% | 0
26 | 13 | 0 | 16.84% | 0
26 | 14 | 1050 | 16.85% | 0
26 | 15 | 200 | 16.87% | 0
26 | 16 | 800 | 16.88% | 0
26 | 17 | 500 | 16.89% | 0
26 | 18 | 50 | 16.91% | 0
26 | 19 | 0 | 16.92% | 0
26 | 20 | 0 | 16.93% | 0
26 | 21 | 200 | 16.95% | 0
26 | 22 | 200 | 16.96% | 0
26 | 23 | 1900 | 16.97% | 0
26 | 24 | 0 | 16.99% | 0
26 | 25 | 700 | 17% | 0
26 | 26 | 4100 | 17.01% | 0
26 | 27 | 0 | 17.03% | 0
26 | 28 | 4850 | 17.04% | 0
26 | 29 | 1050 | 17.05% | 0
26 | 30 | 0 | 17.07% | 0
26 | 31 | 450 | 17.08% | 0
26 | 32 | 0 | 17.09% | 0
26 | 33 | 1100 | 17.11% | 0
26 | 34 | 850 | 17.12% | 0
26 | 35 | 0 | 17.13% | 0
26 | 36 | 1100 | 17.15% | 0
26 | 37 | 200 | 17.16% | 0
26 | 38 | 1400 | 17.17% | 0
26 | 39 | 0 | 17.19% | 0
26 | 40 | 50 | 17.2% | 0
26 | 41 | 3100 | 17.21% | 0
26 | 42 | 0 | 17.23% | 0
26 | 43 | 0 | 17.24% | 0
26 | 44 | 0 | 17.25% | 0
26 | 45 | 0 | 17.27% | 0
26 | 46 | 0 | 17.28% | 0
26 | 47 | 100 | 17.29% | 0
26 | 48 | 0 | 17.31% | 0
26 | 49 | 250 | 17.32% | 0
26 | 50 | 200 | 17.33% | 0
27 | 1 | 0 | 17.35% | 0
27 | 2 | 0 | 17.36% | 0
27 | 3 | 50 | 17.37% | 0
27 | 4 | 0 | 17.39% | 0
27 | 5 | 0 | 17.4% | 0
27 | 6 | 1000 | 17.41% | 0
27 | 7 | 550 | 17.43% | 0
27 | 8 | 150 | 17.44% | 0
27 | 9 | 450 | 17.45% | 0
27 | 10 | 0 | 17.47% | 0
27 | 11 | 0 | 17.48% | 0
27 | 12 | 100 | 17.49% | 0
27 | 13 | 850 | 17.51% | 0
27 | 14 | 0 | 17.52% | 0
27 | 15 | 150 | 17.53% | 0
27 | 16 | 1550 | 17.55% | 0
27 | 17 | 0 | 17.56% | 0
27 | 18 | 200 | 17.57% | 0
27 | 19 | 0 | 17.59% | 0
27 | 20 | 0 | 17.6% | 0
27 | 21 | 750 | 17.61% | 0
27 | 22 | 500 | 17.63% | 0
27 | 23 | 550 | 17.64% | 0
27 | 24 | 150 | 17.65% | 0
27 | 25 | 1100 | 17.67% | 0
27 | 26 | 100 | 17.68% | 0
27 | 27 | 0 | 17.69% | 0
27 | 28 | 0 | 17.71% | 0
27 | 29 | 0 | 17.72% | 0
27 | 30 | 0 | 17.73% | 0
27 | 31 | 0 | 17.75% | 0
27 | 32 | 3650 | 17.76% | 0
27 | 33 | 0 | 17.77% | 0
27 | 34 | 400 | 17.79% | 0
27 | 35 | 0 | 17.8% | 0
27 | 36 | 50 | 17.81% | 0
27 | 37 | 300 | 17.83% | 0
27 | 38 | 50 | 17.84% | 0
27 | 39 | 150 | 17.85% | 0
27 | 40 | 50 | 17.87% | 0
27 | 41 | 100 | 17.88% | 0
27 | 42 | 100 | 17.89% | 0
27 | 43 | 0 | 17.91% | 0
27 | 44 | 50 | 17.92% | 0
27 | 45 | 300 | 17.93% | 0
27 | 46 | 0 | 17.95% | 0
27 | 47 | 0 | 17.96% | 0
27 | 48 | 4100 | 17.97% | 0
27 | 49 | 300 | 17.99% | 0
27 | 50 | 0 | 18% | 0
28 | 1 | 0 | 18.01% | 0
28 | 2 | 0 | 18.03% | 0
28 | 3 | 1200 | 18.04% | 0
28 | 4 | 0 | 18.05% | 0
28 | 5 | 0 | 18.07% | 0
28 | 6 | 250 | 18.08% | 0
28 | 7 | 50 | 18.09% | 0
28 | 8 | 0 | 18.11% | 0
28 | 9 | 0 | 18.12% | 0
28 | 10 | 0 | 18.13% | 0
28 | 11 | 700 | 18.15% | 0
28 | 12 | 0 | 18.16% | 0
28 | 13 | 0 | 18.17% | 0
28 | 14 | 50 | 18.19% | 0
28 | 15 | 100 | 18.2% | 0
28 | 16 | 0 | 18.21% | 0
28 | 17 | 100 | 18.23% | 0
28 | 18 | 0 | 18.24% | 0
28 | 19 | 0 | 18.25% | 0
28 | 20 | 500 | 18.27% | 0
28 | 21 | 0 | 18.28% | 0
28 | 22 | 0 | 18.29% | 0
28 | 23 | 1000 | 18.31% | 0
28 | 24 | 550 | 18.32% | 0
28 | 25 | 0 | 18.33% | 0
28 | 26 | 0 | 18.35% | 0
28 | 27 | 100 | 18.36% | 0
28 | 28 | 0 | 18.37% | 0
28 | 29 | 0 | 18.39% | 0
28 | 30 | 1550 | 18.4% | 0
28 | 31 | 0 | 18.41% | 0
28 | 32 | 0 | 18.43% | 0
28 | 33 | 0 | 18.44% | 0
28 | 34 | 200 | 18.45% | 0
28 | 35 | 450 | 18.47% | 0
28 | 36 | 250 | 18.48% | 0
28 | 37 | 500 | 18.49% | 0
28 | 38 | 200 | 18.51% | 0
28 | 39 | 550 | 18.52% | 0
28 | 40 | 250 | 18.53% | 0
28 | 41 | 350 | 18.55% | 0
28 | 42 | 50 | 18.56% | 0
28 | 43 | 0 | 18.57% | 0
28 | 44 | 0 | 18.59% | 0
28 | 45 | 0 | 18.6% | 0
28 | 46 | 0 | 18.61% | 0
28 | 47 | 3550 | 18.63% | 0
28 | 48 | 350 | 18.64% | 0
28 | 49 | 200 | 18.65% | 0
28 | 50 | 0 | 18.67% | 0
29 | 1 | 400 | 18.68% | 0
29 | 2 | 850 | 18.69% | 0
29 | 3 | 400 | 18.71% | 0
29 | 4 | 0 | 18.72% | 0
29 | 5 | 0 | 18.73% | 0
29 | 6 | 500 | 18.75% | 0
29 | 7 | 1600 | 18.76% | 0
29 | 8 | 750 | 18.77% | 0
29 | 9 | 0 | 18.79% | 0
29 | 10 | 300 | 18.8% | 0
29 | 11 | 0 | 18.81% | 0
29 | 12 | 1200 | 18.83% | 0
29 | 13 | 0 | 18.84% | 0
29 | 14 | 200 | 18.85% | 0
29 | 15 | 0 | 18.87% | 0
29 | 16 | 0 | 18.88% | 0
29 | 17 | 50 | 18.89% | 0
29 | 18 | 0 | 18.91% | 0
29 | 19 | 0 | 18.92% | 0
29 | 20 | 0 | 18.93% | 0
29 | 21 | 650 | 18.95% | 0
29 | 22 | 1750 | 18.96% | 0
29 | 23 | 0 | 18.97% | 0
29 | 24 | 200 | 18.99% | 0
29 | 25 | 2050 | 19% | 0
29 | 26 | 600 | 19.01% | 0
29 | 27 | 0 | 19.03% | 0
29 | 28 | 0 | 19.04% | 0
29 | 29 | 0 | 19.05% | 0
29 | 30 | 0 | 19.07% | 0
29 | 31 | 0 | 19.08% | 0
29 | 32 | 0 | 19.09% | 0
29 | 33 | 0 | 19.11% | 0
29 | 34 | 200 | 19.12% | 0
29 | 35 | 400 | 19.13% | 0
29 | 36 | 700 | 19.15% | 0
29 | 37 | 0 | 19.16% | 0
29 | 38 | 100 | 19.17% | 0
29 | 39 | 0 | 19.19% | 0
29 | 40 | 250 | 19.2% | 0
29 | 41 | 350 | 19.21% | 0
29 | 42 | 0 | 19.23% | 0
29 | 43 | 100 | 19.24% | 0
29 | 44 | 550 | 19.25% | 0
29 | 45 | 0 | 19.27% | 0
29 | 46 | 200 | 19.28% | 0
29 | 47 | 300 | 19.29% | 0
29 | 48 | 0 | 19.31% | 0
29 | 49 | 250 | 19.32% | 0
29 | 50 | 0 | 19.33% | 0
30 | 1 | 0 | 19.35% | 0
30 | 2 | 3000 | 19.36% | 0
30 | 3 | 0 | 19.37% | 0
30 | 4 | 0 | 19.39% | 0
30 | 5 | 0 | 19.4% | 0
30 | 6 | 0 | 19.41% | 0
30 | 7 | 0 | 19.43% | 0
30 | 8 | 0 | 19.44% | 0
30 | 9 | 800 | 19.45% | 0
30 | 10 | 950 | 19.47% | 0
30 | 11 | 550 | 19.48% | 0
30 | 12 | 250 | 19.49% | 0
30 | 13 | 300 | 19.51% | 0
30 | 14 | 0 | 19.52% | 0
30 | 15 | 0 | 19.53% | 0
30 | 16 | 400 | 19.55% | 0
30 | 17 | 450 | 19.56% | 0
30 | 18 | 200 | 19.57% | 0
30 | 19 | 50 | 19.59% | 0
30 | 20 | 0 | 19.6% | 0
30 | 21 | 0 | 19.61% | 0
30 | 22 | 50 | 19.63% | 0
30 | 23 | 150 | 19.64% | 0
30 | 24 | 0 | 19.65% | 0
30 | 25 | 0 | 19.67% | 0
30 | 26 | 0 | 19.68% | 0
30 | 27 | 550 | 19.69% | 0
30 | 28 | 0 | 19.71% | 0
30 | 29 | 200 | 19.72% | 0
30 | 30 | 150 | 19.73% | 0
30 | 31 | 350 | 19.75% | 0
30 | 32 | 250 | 19.76% | 0
30 | 33 | 100 | 19.77% | 0
30 | 34 | 0 | 19.79% | 0
30 | 35 | 0 | 19.8% | 0
30 | 36 | 0 | 19.81% | 0
30 | 37 | 0 | 19.83% | 0
30 | 38 | 1650 | 19.84% | 0
30 | 39 | 0 | 19.85% | 0
30 | 40 | 50 | 19.87% | 0
30 | 41 | 0 | 19.88% | 0
30 | 42 | 900 | 19.89% | 0
30 | 43 | 0 | 19.91% | 0
30 | 44 | 0 | 19.92% | 0
30 | 45 | 0 | 19.93% | 0
30 | 46 | 0 | 19.95% | 0
30 | 47 | 0 | 19.96% | 0
30 | 48 | 100 | 19.97% | 0
30 | 49 | 0 | 19.99% | 0
30 | 50 | 0 | 20% | 0
31 | 1 | 250 | 20.01% | 0
31 | 2 | 650 | 20.03% | 0
31 | 3 | 0 | 20.04% | 0
31 | 4 | 600 | 20.05% | 0
31 | 5 | 0 | 20.07% | 0
31 | 6 | 50 | 20.08% | 0
31 | 7 | 0 | 20.09% | 0
31 | 8 | 350 | 20.11% | 0
31 | 9 | 150 | 20.12% | 0
31 | 10 | 0 | 20.13% | 0
31 | 11 | 0 | 20.15% | 0
31 | 12 | 1150 | 20.16% | 0
31 | 13 | 0 | 20.17% | 0
31 | 14 | 1900 | 20.19% | 0
31 | 15 | 2350 | 20.2% | 0
31 | 16 | 0 | 20.21% | 0
31 | 17 | 0 | 20.23% | 0
31 | 18 | 100 | 20.24% | 0
31 | 19 | 250 | 20.25% | 0
31 | 20 | 500 | 20.27% | 0
31 | 21 | 950 | 20.28% | 0
31 | 22 | 150 | 20.29% | 0
31 | 23 | 0 | 20.31% | 0
31 | 24 | 400 | 20.32% | 0
31 | 25 | 0 | 20.33% | 0
31 | 26 | 100 | 20.35% | 0
31 | 27 | 0 | 20.36% | 0
31 | 28 | 750 | 20.37% | 0
31 | 29 | 0 | 20.39% | 0
31 | 30 | 1050 | 20.4% | 0
31 | 31 | 200 | 20.41% | 0
31 | 32 | 150 | 20.43% | 0
31 | 33 | 300 | 20.44% | 0
31 | 34 | 500 | 20.45% | 0
31 | 35 | 50 | 20.47% | 0
31 | 36 | 1050 | 20.48% | 0
31 | 37 | 0 | 20.49% | 0
31 | 38 | 400 | 20.51% | 0
31 | 39 | 400 | 20.52% | 0
31 | 40 | 0 | 20.53% | 0
31 | 41 | 300 | 20.55% | 0
31 | 42 | 0 | 20.56% | 0
31 | 43 | 100 | 20.57% | 0
31 | 44 | 450 | 20.59% | 0
31 | 45 | 0 | 20.6% | 0
31 | 46 | 150 | 20.61% | 0
31 | 47 | 200 | 20.63% | 0
31 | 48 | 4550 | 20.64% | 0
31 | 49 | 0 | 20.65% | 0
31 | 50 | 200 | 20.67% | 0
32 | 1 | 0 | 20.68% | 0
32 | 2 | 0 | 20.69% | 0
32 | 3 | 800 | 20.71% | 0
32 | 4 | 0 | 20.72% | 0
32 | 5 | 1450 | 20.73% | 0
32 | 6 | 0 | 20.75% | 0
32 | 7 | 0 | 20.76% | 0
32 | 8 | 0 | 20.77% | 0
32 | 9 | 750 | 20.79% | 0
32 | 10 | 300 | 20.8% | 0
32 | 11 | 300 | 20.81% | 0
32 | 12 | 1250 | 20.83% | 0
32 | 13 | 1850 | 20.84% | 0
32 | 14 | 450 | 20.85% | 0
32 | 15 | 0 | 20.87% | 0
32 | 16 | 0 | 20.88% | 0
32 | 17 | 150 | 20.89% | 0
32 | 18 | 0 | 20.91% | 0
32 | 19 | 0 | 20.92% | 0
32 | 20 | 0 | 20.93% | 0
32 | 21 | 50 | 20.95% | 0
32 | 22 | 50 | 20.96% | 0
32 | 23 | 0 | 20.97% | 0
32 | 24 | 0 | 20.99% | 0
32 | 25 | 0 | 21% | 0
32 | 26 | 0 | 21.01% | 0
32 | 27 | 600 | 21.03% | 0
32 | 28 | 600 | 21.04% | 0
32 | 29 | 0 | 21.05% | 0
32 | 30 | 50 | 21.07% | 0
32 | 31 | 0 | 21.08% | 0
32 | 32 | 550 | 21.09% | 0
32 | 33 | 0 | 21.11% | 0
32 | 34 | 0 | 21.12% | 0
32 | 35 | 150 | 21.13% | 0
32 | 36 | 200 | 21.15% | 0
32 | 37 | 0 | 21.16% | 0
32 | 38 | 500 | 21.17% | 0
32 | 39 | 3000 | 21.19% | 0
32 | 40 | 0 | 21.2% | 0
32 | 41 | 250 | 21.21% | 0
32 | 42 | 0 | 21.23% | 0
32 | 43 | 0 | 21.24% | 0
32 | 44 | 0 | 21.25% | 0
32 | 45 | 0 | 21.27% | 0
32 | 46 | 250 | 21.28% | 0
32 | 47 | 0 | 21.29% | 0
32 | 48 | 0 | 21.31% | 0
32 | 49 | 0 | 21.32% | 0
32 | 50 | 400 | 21.33% | 0
33 | 1 | 0 | 21.35% | 0
33 | 2 | 2200 | 21.36% | 0
33 | 3 | 50 | 21.37% | 0
33 | 4 | 100 | 21.39% | 0
33 | 5 | 50 | 21.4% | 0
33 | 6 | 150 | 21.41% | 0
33 | 7 | 850 | 21.43% | 0
33 | 8 | 0 | 21.44% | 0
33 | 9 | 250 | 21.45% | 0
33 | 10 | 50 | 21.47% | 0
33 | 11 | 150 | 21.48% | 0
33 | 12 | 2400 | 21.49% | 0
33 | 13 | 0 | 21.51% | 0
33 | 14 | 0 | 21.52% | 0
33 | 15 | 0 | 21.53% | 0
33 | 16 | 600 | 21.55% | 0
33 | 17 | 500 | 21.56% | 0
33 | 18 | 1050 | 21.57% | 0
33 | 19 | 6050 | 21.59% | 0
33 | 20 | 0 | 21.6% | 0
33 | 21 | 500 | 21.61% | 0
33 | 22 | 2600 | 21.63% | 0
33 | 23 | 0 | 21.64% | 0
33 | 24 | 50 | 21.65% | 0
33 | 25 | 1700 | 21.67% | 0
33 | 26 | 200 | 21.68% | 0
33 | 27 | 250 | 21.69% | 0
33 | 28 | 0 | 21.71% | 0
33 | 29 | 250 | 21.72% | 0
33 | 30 | 0 | 21.73% | 0
33 | 31 | 650 | 21.75% | 0
33 | 32 | 350 | 21.76% | 0
33 | 33 | 0 | 21.77% | 0
33 | 34 | 1550 | 21.79% | 0
33 | 35 | 0 | 21.8% | 0
33 | 36 | 300 | 21.81% | 0
33 | 37 | 0 | 21.83% | 0
33 | 38 | 0 | 21.84% | 0
33 | 39 | 0 | 21.85% | 0
33 | 40 | 350 | 21.87% | 0
33 | 41 | 0 | 21.88% | 0
33 | 42 | 0 | 21.89% | 0
33 | 43 | 650 | 21.91% | 0
33 | 44 | 0 | 21.92% | 0
33 | 45 | 50 | 21.93% | 0
33 | 46 | 0 | 21.95% | 0
33 | 47 | 0 | 21.96% | 0
33 | 48 | 0 | 21.97% | 0
33 | 49 | 0 | 21.99% | 0
33 | 50 | 0 | 22% | 0
34 | 1 | 0 | 22.01% | 0
34 | 2 | 500 | 22.03% | 0
34 | 3 | 650 | 22.04% | 0
34 | 4 | 500 | 22.05% | 0
34 | 5 | 50 | 22.07% | 0
34 | 6 | 0 | 22.08% | 0
34 | 7 | 450 | 22.09% | 0
34 | 8 | 1700 | 22.11% | 0
34 | 9 | 0 | 22.12% | 0
34 | 10 | 900 | 22.13% | 0
34 | 11 | 0 | 22.15% | 0
34 | 12 | 0 | 22.16% | 0
34 | 13 | 0 | 22.17% | 0
34 | 14 | 0 | 22.19% | 0
34 | 15 | 450 | 22.2% | 0
34 | 16 | 50 | 22.21% | 0
34 | 17 | 0 | 22.23% | 0
34 | 18 | 600 | 22.24% | 0
34 | 19 | 0 | 22.25% | 0
34 | 20 | 0 | 22.27% | 0
34 | 21 | 0 | 22.28% | 0
34 | 22 | 350 | 22.29% | 0
34 | 23 | 0 | 22.31% | 0
34 | 24 | 2200 | 22.32% | 0
34 | 25 | 2000 | 22.33% | 0
34 | 26 | 0 | 22.35% | 0
34 | 27 | 0 | 22.36% | 0
34 | 28 | 50 | 22.37% | 0
34 | 29 | 0 | 22.39% | 0
34 | 30 | 0 | 22.4% | 0
34 | 31 | 100 | 22.41% | 0
34 | 32 | 50 | 22.43% | 0
34 | 33 | 5900 | 22.44% | 0
34 | 34 | 0 | 22.45% | 0
34 | 35 | 350 | 22.47% | 0
34 | 36 | 100 | 22.48% | 0
34 | 37 | 750 | 22.49% | 0
34 | 38 | 700 | 22.51% | 0
34 | 39 | 100 | 22.52% | 0
34 | 40 | 150 | 22.53% | 0
34 | 41 | 0 | 22.55% | 0
34 | 42 | 150 | 22.56% | 0
34 | 43 | 0 | 22.57% | 0
34 | 44 | 0 | 22.59% | 0
34 | 45 | 250 | 22.6% | 0
34 | 46 | 0 | 22.61% | 0
34 | 47 | 150 | 22.63% | 0
34 | 48 | 950 | 22.64% | 0
34 | 49 | 450 | 22.65% | 0
34 | 50 | 250 | 22.67% | 0
35 | 1 | 2900 | 22.68% | 0
35 | 2 | 400 | 22.69% | 0
35 | 3 | 0 | 22.71% | 0
35 | 4 | 0 | 22.72% | 0
35 | 5 | 600 | 22.73% | 0
35 | 6 | 0 | 22.75% | 0
35 | 7 | 0 | 22.76% | 0
35 | 8 | 0 | 22.77% | 0
35 | 9 | 0 | 22.79% | 0
35 | 10 | 50 | 22.8% | 0
35 | 11 | 50 | 22.81% | 0
35 | 12 | 0 | 22.83% | 0
35 | 13 | 1950 | 22.84% | 0
35 | 14 | 0 | 22.85% | 0
35 | 15 | 400 | 22.87% | 0
35 | 16 | 0 | 22.88% | 0
35 | 17 | 0 | 22.89% | 0
35 | 18 | 0 | 22.91% | 0
35 | 19 | 0 | 22.92% | 0
35 | 20 | 0 | 22.93% | 0
35 | 21 | 0 | 22.95% | 0
35 | 22 | 0 | 22.96% | 0
35 | 23 | 0 | 22.97% | 0
35 | 24 | 0 | 22.99% | 0
35 | 25 | 0 | 23% | 0
35 | 26 | 1450 | 23.01% | 0
35 | 27 | 0 | 23.03% | 0
35 | 28 | 300 | 23.04% | 0
35 | 29 | 0 | 23.05% | 0
35 | 30 | 0 | 23.07% | 0
35 | 31 | 0 | 23.08% | 0
35 | 32 | 0 | 23.09% | 0
35 | 33 | 0 | 23.11% | 0
35 | 34 | 200 | 23.12% | 0
35 | 35 | 0 | 23.13% | 0
35 | 36 | 0 | 23.15% | 0
35 | 37 | 150 | 23.16% | 0
35 | 38 | 0 | 23.17% | 0
35 | 39 | 150 | 23.19% | 0
35 | 40 | 0 | 23.2% | 0
35 | 41 | 0 | 23.21% | 0
35 | 42 | 200 | 23.23% | 0
35 | 43 | 0 | 23.24% | 0
35 | 44 | 100 | 23.25% | 0
35 | 45 | 350 | 23.27% | 0
35 | 46 | 550 | 23.28% | 0
35 | 47 | 250 | 23.29% | 0
35 | 48 | 0 | 23.31% | 0
35 | 49 | 0 | 23.32% | 0
35 | 50 | 350 | 23.33% | 0
36 | 1 | 0 | 23.35% | 0
36 | 2 | 0 | 23.36% | 0
36 | 3 | 100 | 23.37% | 0
36 | 4 | 0 | 23.39% | 0
36 | 5 | 0 | 23.4% | 0
36 | 6 | 200 | 23.41% | 0
36 | 7 | 0 | 23.43% | 0
36 | 8 | 100 | 23.44% | 0
36 | 9 | 400 | 23.45% | 0
36 | 10 | 150 | 23.47% | 0
36 | 11 | 0 | 23.48% | 0
36 | 12 | 1300 | 23.49% | 0
36 | 13 | 0 | 23.51% | 0
36 | 14 | 0 | 23.52% | 0
36 | 15 | 0 | 23.53% | 0
36 | 16 | 0 | 23.55% | 0
36 | 17 | 0 | 23.56% | 0
36 | 18 | 0 | 23.57% | 0
36 | 19 | 0 | 23.59% | 0
36 | 20 | 100 | 23.6% | 0
36 | 21 | 0 | 23.61% | 0
36 | 22 | 450 | 23.63% | 0
36 | 23 | 0 | 23.64% | 0
36 | 24 | 350 | 23.65% | 0
36 | 25 | 300 | 23.67% | 0
36 | 26 | 0 | 23.68% | 0
36 | 27 | 0 | 23.69% | 0
36 | 28 | 0 | 23.71% | 0
36 | 29 | 250 | 23.72% | 0
36 | 30 | 0 | 23.73% | 0
36 | 31 | 100 | 23.75% | 0
36 | 32 | 0 | 23.76% | 0
36 | 33 | 0 | 23.77% | 0
36 | 34 | 0 | 23.79% | 0
36 | 35 | 0 | 23.8% | 0
36 | 36 | 0 | 23.81% | 0
36 | 37 | 1200 | 23.83% | 0
36 | 38 | 200 | 23.84% | 0
36 | 39 | 0 | 23.85% | 0
36 | 40 | 100 | 23.87% | 0
36 | 41 | 0 | 23.88% | 0
36 | 42 | 300 | 23.89% | 0
36 | 43 | 100 | 23.91% | 0
36 | 44 | 0 | 23.92% | 0
36 | 45 | 50 | 23.93% | 0
36 | 46 | 0 | 23.95% | 0
36 | 47 | 0 | 23.96% | 0
36 | 48 | 0 | 23.97% | 0
36 | 49 | 450 | 23.99% | 0
36 | 50 | 400 | 24% | 0
37 | 1 | 1500 | 24.01% | 0
37 | 2 | 0 | 24.03% | 0
37 | 3 | 200 | 24.04% | 0
37 | 4 | 800 | 24.05% | 0
37 | 5 | 400 | 24.07% | 0
37 | 6 | 1550 | 24.08% | 0
37 | 7 | 300 | 24.09% | 0
37 | 8 | 2900 | 24.11% | 0
37 | 9 | 550 | 24.12% | 0
37 | 10 | 0 | 24.13% | 0
37 | 11 | 0 | 24.15% | 0
37 | 12 | 350 | 24.16% | 0
37 | 13 | 0 | 24.17% | 0
37 | 14 | 950 | 24.19% | 0
37 | 15 | 0 | 24.2% | 0
37 | 16 | 50 | 24.21% | 0
37 | 17 | 0 | 24.23% | 0
37 | 18 | 100 | 24.24% | 0
37 | 19 | 50 | 24.25% | 0
37 | 20 | 1800 | 24.27% | 0
37 | 21 | 0 | 24.28% | 0
37 | 22 | 0 | 24.29% | 0
37 | 23 | 250 | 24.31% | 0
37 | 24 | 100 | 24.32% | 0
37 | 25 | 50 | 24.33% | 0
37 | 26 | 0 | 24.35% | 0
37 | 27 | 1300 | 24.36% | 0
37 | 28 | 0 | 24.37% | 0
37 | 29 | 0 | 24.39% | 0
37 | 30 | 700 | 24.4% | 0
37 | 31 | 0 | 24.41% | 0
37 | 32 | 100 | 24.43% | 0
37 | 33 | 0 | 24.44% | 0
37 | 34 | 0 | 24.45% | 0
37 | 35 | 1150 | 24.47% | 0
37 | 36 | 0 | 24.48% | 0
37 | 37 | 0 | 24.49% | 0
37 | 38 | 1500 | 24.51% | 0
37 | 39 | 0 | 24.52% | 0
37 | 40 | 0 | 24.53% | 0
37 | 41 | 500 | 24.55% | 0
37 | 42 | 250 | 24.56% | 0
37 | 43 | 850 | 24.57% | 0
37 | 44 | 250 | 24.59% | 0
37 | 45 | 0 | 24.6% | 0
37 | 46 | 0 | 24.61% | 0
37 | 47 | 0 | 24.63% | 0
37 | 48 | 0 | 24.64% | 0
37 | 49 | 900 | 24.65% | 0
37 | 50 | 0 | 24.67% | 0
38 | 1 | 250 | 24.68% | 0
38 | 2 | 1250 | 24.69% | 0
38 | 3 | 0 | 24.71% | 0
38 | 4 | 0 | 24.72% | 0
38 | 5 | 1650 | 24.73% | 0
38 | 6 | 0 | 24.75% | 0
38 | 7 | 1100 | 24.76% | 0
38 | 8 | 0 | 24.77% | 0
38 | 9 | 350 | 24.79% | 0
38 | 10 | 150 | 24.8% | 0
38 | 11 | 0 | 24.81% | 0
38 | 12 | 50 | 24.83% | 0
38 | 13 | 250 | 24.84% | 0
38 | 14 | 200 | 24.85% | 0
38 | 15 | 400 | 24.87% | 0
38 | 16 | 500 | 24.88% | 0
38 | 17 | 5250 | 24.89% | 0
38 | 18 | 450 | 24.91% | 0
38 | 19 | 0 | 24.92% | 0
38 | 20 | 0 | 24.93% | 0
38 | 21 | 2700 | 24.95% | 0
38 | 22 | 0 | 24.96% | 0
38 | 23 | 2250 | 24.97% | 0
38 | 24 | 0 | 24.99% | 0
38 | 25 | 400 | 25% | 0
38 | 26 | 50 | 25.01% | 0
38 | 27 | 0 | 25.03% | 0
38 | 28 | 0 | 25.04% | 0
38 | 29 | 350 | 25.05% | 0
38 | 30 | 450 | 25.07% | 0
38 | 31 | 50 | 25.08% | 0
38 | 32 | 0 | 25.09% | 0
38 | 33 | 300 | 25.11% | 0
38 | 34 | 100 | 25.12% | 0
38 | 35 | 650 | 25.13% | 0
38 | 36 | 3300 | 25.15% | 0
38 | 37 | 400 | 25.16% | 0
38 | 38 | 2350 | 25.17% | 0
38 | 39 | 100 | 25.19% | 0
38 | 40 | 50 | 25.2% | 0
38 | 41 | 450 | 25.21% | 0
38 | 42 | 0 | 25.23% | 0
38 | 43 | 2100 | 25.24% | 0
38 | 44 | 300 | 25.25% | 0
38 | 45 | 400 | 25.27% | 0
38 | 46 | 650 | 25.28% | 0
38 | 47 | 600 | 25.29% | 0
38 | 48 | 950 | 25.31% | 0
38 | 49 | 0 | 25.32% | 0
38 | 50 | 0 | 25.33% | 0
39 | 1 | 0 | 25.35% | 0
39 | 2 | 200 | 25.36% | 0
39 | 3 | 6200 | 25.37% | 0
39 | 4 | 0 | 25.39% | 0
39 | 5 | 0 | 25.4% | 0
39 | 6 | 0 | 25.41% | 0
39 | 7 | 0 | 25.43% | 0
39 | 8 | 450 | 25.44% | 0
39 | 9 | 0 | 25.45% | 0
39 | 10 | 0 | 25.47% | 0
39 | 11 | 0 | 25.48% | 0
39 | 12 | 0 | 25.49% | 0
39 | 13 | 0 | 25.51% | 0
39 | 14 | 0 | 25.52% | 0
39 | 15 | 0 | 25.53% | 0
39 | 16 | 2250 | 25.55% | 0
39 | 17 | 400 | 25.56% | 0
39 | 18 | 0 | 25.57% | 0
39 | 19 | 1150 | 25.59% | 0
39 | 20 | 0 | 25.6% | 0
39 | 21 | 200 | 25.61% | 0
39 | 22 | 0 | 25.63% | 0
39 | 23 | 0 | 25.64% | 0
39 | 24 | 0 | 25.65% | 0
39 | 25 | 0 | 25.67% | 0
39 | 26 | 50 | 25.68% | 0
39 | 27 | 0 | 25.69% | 0
39 | 28 | 150 | 25.71% | 0
39 | 29 | 0 | 25.72% | 0
39 | 30 | 200 | 25.73% | 0
39 | 31 | 0 | 25.75% | 0
39 | 32 | 550 | 25.76% | 0
39 | 33 | 600 | 25.77% | 0
39 | 34 | 100 | 25.79% | 0
39 | 35 | 600 | 25.8% | 0
39 | 36 | 250 | 25.81% | 0
39 | 37 | 0 | 25.83% | 0
39 | 38 | 200 | 25.84% | 0
39 | 39 | 400 | 25.85% | 0
39 | 40 | 0 | 25.87% | 0
39 | 41 | 50 | 25.88% | 0
39 | 42 | 250 | 25.89% | 0
39 | 43 | 0 | 25.91% | 0
39 | 44 | 4750 | 25.92% | 0
39 | 45 | 0 | 25.93% | 0
39 | 46 | 0 | 25.95% | 0
39 | 47 | 0 | 25.96% | 0
39 | 48 | 250 | 25.97% | 0
39 | 49 | 0 | 25.99% | 0
39 | 50 | 400 | 26% | 0
40 | 1 | 450 | 26.01% | 0
40 | 2 | 0 | 26.03% | 0
40 | 3 | 0 | 26.04% | 0
40 | 4 | 50 | 26.05% | 0
40 | 5 | 0 | 26.07% | 0
40 | 6 | 600 | 26.08% | 0
40 | 7 | 0 | 26.09% | 0
40 | 8 | 0 | 26.11% | 0
40 | 9 | 850 | 26.12% | 0
40 | 10 | 2300 | 26.13% | 0
40 | 11 | 0 | 26.15% | 0
40 | 12 | 0 | 26.16% | 0
40 | 13 | 0 | 26.17% | 0
40 | 14 | 0 | 26.19% | 0
40 | 15 | 0 | 26.2% | 0
40 | 16 | 0 | 26.21% | 0
40 | 17 | 0 | 26.23% | 0
40 | 18 | 0 | 26.24% | 0
40 | 19 | 5750 | 26.25% | 0
40 | 20 | 0 | 26.27% | 0
40 | 21 | 0 | 26.28% | 0
40 | 22 | 550 | 26.29% | 0
40 | 23 | 1900 | 26.31% | 0
40 | 24 | 0 | 26.32% | 0
40 | 25 | 1200 | 26.33% | 0
40 | 26 | 850 | 26.35% | 0
40 | 27 | 0 | 26.36% | 0
40 | 28 | 0 | 26.37% | 0
40 | 29 | 0 | 26.39% | 0
40 | 30 | 0 | 26.4% | 0
40 | 31 | 2000 | 26.41% | 0
40 | 32 | 100 | 26.43% | 0
40 | 33 | 150 | 26.44% | 0
40 | 34 | 0 | 26.45% | 0
40 | 35 | 400 | 26.47% | 0
40 | 36 | 50 | 26.48% | 0
40 | 37 | 600 | 26.49% | 0
40 | 38 | 150 | 26.51% | 0
40 | 39 | 0 | 26.52% | 0
40 | 40 | 0 | 26.53% | 0
40 | 41 | 350 | 26.55% | 0
40 | 42 | 1400 | 26.56% | 0
40 | 43 | 50 | 26.57% | 0
40 | 44 | 350 | 26.59% | 0
40 | 45 | 0 | 26.6% | 0
40 | 46 | 0 | 26.61% | 0
40 | 47 | 550 | 26.63% | 0
40 | 48 | 600 | 26.64% | 0
40 | 49 | 950 | 26.65% | 0
40 | 50 | 500 | 26.67% | 0
41 | 1 | 0 | 26.68% | 0
41 | 2 | 650 | 26.69% | 0
41 | 3 | 0 | 26.71% | 0
41 | 4 | 100 | 26.72% | 0
41 | 5 | 700 | 26.73% | 0
41 | 6 | 0 | 26.75% | 0
41 | 7 | 0 | 26.76% | 0
41 | 8 | 0 | 26.77% | 0
41 | 9 | 0 | 26.79% | 0
41 | 10 | 0 | 26.8% | 0
41 | 11 | 0 | 26.81% | 0
41 | 12 | 100 | 26.83% | 0
41 | 13 | 0 | 26.84% | 0
41 | 14 | 850 | 26.85% | 0
41 | 15 | 50 | 26.87% | 0
41 | 16 | 650 | 26.88% | 0
41 | 17 | 50 | 26.89% | 0
41 | 18 | 0 | 26.91% | 0
41 | 19 | 0 | 26.92% | 0
41 | 20 | 0 | 26.93% | 0
41 | 21 | 350 | 26.95% | 0
41 | 22 | 0 | 26.96% | 0
41 | 23 | 0 | 26.97% | 0
41 | 24 | 0 | 26.99% | 0
41 | 25 | 200 | 27% | 0
41 | 26 | 0 | 27.01% | 0
41 | 27 | 50 | 27.03% | 0
41 | 28 | 0 | 27.04% | 0
41 | 29 | 0 | 27.05% | 0
41 | 30 | 0 | 27.07% | 0
41 | 31 | 0 | 27.08% | 0
41 | 32 | 0 | 27.09% | 0
41 | 33 | 0 | 27.11% | 0
41 | 34 | 0 | 27.12% | 0
41 | 35 | 450 | 27.13% | 0
41 | 36 | 100 | 27.15% | 0
41 | 37 | 0 | 27.16% | 0
41 | 38 | 0 | 27.17% | 0
41 | 39 | 150 | 27.19% | 0
41 | 40 | 0 | 27.2% | 0
41 | 41 | 0 | 27.21% | 0
41 | 42 | 0 | 27.23% | 0
41 | 43 | 0 | 27.24% | 0
41 | 44 | 0 | 27.25% | 0
41 | 45 | 500 | 27.27% | 0
41 | 46 | 0 | 27.28% | 0
41 | 47 | 0 | 27.29% | 0
41 | 48 | 150 | 27.31% | 0
41 | 49 | 1200 | 27.32% | 0
41 | 50 | 450 | 27.33% | 0
42 | 1 | 0 | 27.35% | 0
42 | 2 | 0 | 27.36% | 0
42 | 3 | 50 | 27.37% | 0
42 | 4 | 350 | 27.39% | 0
42 | 5 | 1300 | 27.4% | 0
42 | 6 | 0 | 27.41% | 0
42 | 7 | 400 | 27.43% | 0
42 | 8 | 0 | 27.44% | 0
42 | 9 | 0 | 27.45% | 0
42 | 10 | 350 | 27.47% | 0
42 | 11 | 100 | 27.48% | 0
42 | 12 | 0 | 27.49% | 0
42 | 13 | 400 | 27.51% | 0
42 | 14 | 100 | 27.52% | 0
42 | 15 | 0 | 27.53% | 0
42 | 16 | 0 | 27.55% | 0
42 | 17 | 0 | 27.56% | 0
42 | 18 | 0 | 27.57% | 0
42 | 19 | 0 | 27.59% | 0
42 | 20 | 0 | 27.6% | 0
42 | 21 | 50 | 27.61% | 0
42 | 22 | 0 | 27.63% | 0
42 | 23 | 950 | 27.64% | 0
42 | 24 | 0 | 27.65% | 0
42 | 25 | 250 | 27.67% | 0
42 | 26 | 0 | 27.68% | 0
42 | 27 | 0 | 27.69% | 0
42 | 28 | 250 | 27.71% | 0
42 | 29 | 400 | 27.72% | 0
42 | 30 | 50 | 27.73% | 0
42 | 31 | 0 | 27.75% | 0
42 | 32 | 0 | 27.76% | 0
42 | 33 | 0 | 27.77% | 0
42 | 34 | 0 | 27.79% | 0
42 | 35 | 200 | 27.8% | 0
42 | 36 | 200 | 27.81% | 0
42 | 37 | 0 | 27.83% | 0
42 | 38 | 1350 | 27.84% | 0
42 | 39 | 600 | 27.85% | 0
42 | 40 | 0 | 27.87% | 0
42 | 41 | 0 | 27.88% | 0
42 | 42 | 200 | 27.89% | 0
42 | 43 | 250 | 27.91% | 0
42 | 44 | 0 | 27.92% | 0
42 | 45 | 350 | 27.93% | 0
42 | 46 | 0 | 27.95% | 0
42 | 47 | 100 | 27.96% | 0
42 | 48 | 0 | 27.97% | 0
42 | 49 | 800 | 27.99% | 0
42 | 50 | 300 | 28% | 0
43 | 1 | 0 | 28.01% | 0
43 | 2 | 0 | 28.03% | 0
43 | 3 | 1000 | 28.04% | 0
43 | 4 | 50 | 28.05% | 0
43 | 5 | 850 | 28.07% | 0
43 | 6 | 200 | 28.08% | 0
43 | 7 | 3800 | 28.09% | 0
43 | 8 | 0 | 28.11% | 0
43 | 9 | 0 | 28.12% | 0
43 | 10 | 450 | 28.13% | 0
43 | 11 | 0 | 28.15% | 0
43 | 12 | 100 | 28.16% | 0
43 | 13 | 600 | 28.17% | 0
43 | 14 | 550 | 28.19% | 0
43 | 15 | 0 | 28.2% | 0
43 | 16 | 550 | 28.21% | 0
43 | 17 | 0 | 28.23% | 0
43 | 18 | 1850 | 28.24% | 0
43 | 19 | 0 | 28.25% | 0
43 | 20 | 1350 | 28.27% | 0
43 | 21 | 450 | 28.28% | 0
43 | 22 | 100 | 28.29% | 0
43 | 23 | 1350 | 28.31% | 0
43 | 24 | 150 | 28.32% | 0
43 | 25 | 150 | 28.33% | 0
43 | 26 | 400 | 28.35% | 0
43 | 27 | 0 | 28.36% | 0
43 | 28 | 850 | 28.37% | 0
43 | 29 | 0 | 28.39% | 0
43 | 30 | 0 | 28.4% | 0
43 | 31 | 200 | 28.41% | 0
43 | 32 | 50 | 28.43% | 0
43 | 33 | 400 | 28.44% | 0
43 | 34 | 150 | 28.45% | 0
43 | 35 | 1050 | 28.47% | 0
43 | 36 | 300 | 28.48% | 0
43 | 37 | 0 | 28.49% | 0
43 | 38 | 0 | 28.51% | 0
43 | 39 | 7050 | 28.52% | 0
43 | 40 | 0 | 28.53% | 0
43 | 41 | 0 | 28.55% | 0
43 | 42 | 0 | 28.56% | 0
43 | 43 | 200 | 28.57% | 0
43 | 44 | 150 | 28.59% | 0
43 | 45 | 50 | 28.6% | 0
43 | 46 | 1050 | 28.61% | 0
43 | 47 | 0 | 28.63% | 0
43 | 48 | 0 | 28.64% | 0
43 | 49 | 400 | 28.65% | 0
43 | 50 | 50 | 28.67% | 0
44 | 1 | 0 | 28.68% | 0
44 | 2 | 2100 | 28.69% | 0
44 | 3 | 250 | 28.71% | 0
44 | 4 | 200 | 28.72% | 0
44 | 5 | 350 | 28.73% | 0
44 | 6 | 0 | 28.75% | 0
44 | 7 | 200 | 28.76% | 0
44 | 8 | 100 | 28.77% | 0
44 | 9 | 0 | 28.79% | 0
44 | 10 | 400 | 28.8% | 0
44 | 11 | 200 | 28.81% | 0
44 | 12 | 0 | 28.83% | 0
44 | 13 | 50 | 28.84% | 0
44 | 14 | 0 | 28.85% | 0
44 | 15 | 1850 | 28.87% | 0
44 | 16 | 0 | 28.88% | 0
44 | 17 | 950 | 28.89% | 0
44 | 18 | 0 | 28.91% | 0
44 | 19 | 0 | 28.92% | 0
44 | 20 | 50 | 28.93% | 0
44 | 21 | 200 | 28.95% | 0
44 | 22 | 650 | 28.96% | 0
44 | 23 | 0 | 28.97% | 0
44 | 24 | 400 | 28.99% | 0
44 | 25 | 50 | 29% | 0
44 | 26 | 750 | 29.01% | 0
44 | 27 | 3850 | 29.03% | 0
44 | 28 | 700 | 29.04% | 0
44 | 29 | 350 | 29.05% | 0
44 | 30 | 400 | 29.07% | 0
44 | 31 | 1800 | 29.08% | 0
44 | 32 | 150 | 29.09% | 0
44 | 33 | 300 | 29.11% | 0
44 | 34 | 0 | 29.12% | 0
44 | 35 | 0 | 29.13% | 0
44 | 36 | 0 | 29.15% | 0
44 | 37 | 0 | 29.16% | 0
44 | 38 | 0 | 29.17% | 0
44 | 39 | 900 | 29.19% | 0
44 | 40 | 0 | 29.2% | 0
44 | 41 | 0 | 29.21% | 0
44 | 42 | 0 | 29.23% | 0
44 | 43 | 650 | 29.24% | 0
44 | 44 | 2400 | 29.25% | 0
44 | 45 | 200 | 29.27% | 0
44 | 46 | 0 | 29.28% | 0
44 | 47 | 0 | 29.29% | 0
44 | 48 | 2450 | 29.31% | 0
44 | 49 | 0 | 29.32% | 0
44 | 50 | 0 | 29.33% | 0
45 | 1 | 1750 | 29.35% | 0
45 | 2 | 0 | 29.36% | 0
45 | 3 | 0 | 29.37% | 0
45 | 4 | 250 | 29.39% | 0
45 | 5 | 0 | 29.4% | 0
45 | 6 | 0 | 29.41% | 0
45 | 7 | 0 | 29.43% | 0
45 | 8 | 0 | 29.44% | 0
45 | 9 | 0 | 29.45% | 0
45 | 10 | 0 | 29.47% | 0
45 | 11 | 50 | 29.48% | 0
45 | 12 | 1050 | 29.49% | 0
45 | 13 | 250 | 29.51% | 0
45 | 14 | 150 | 29.52% | 0
45 | 15 | 0 | 29.53% | 0
45 | 16 | 0 | 29.55% | 0
45 | 17 | 0 | 29.56% | 0
45 | 18 | 2400 | 29.57% | 0
45 | 19 | 4900 | 29.59% | 0
45 | 20 | 3400 | 29.6% | 0
45 | 21 | 500 | 29.61% | 0
45 | 22 | 200 | 29.63% | 0
45 | 23 | 1150 | 29.64% | 0
45 | 24 | 50 | 29.65% | 0
45 | 25 | 100 | 29.67% | 0
45 | 26 | 100 | 29.68% | 0
45 | 27 | 600 | 29.69% | 0
45 | 28 | 0 | 29.71% | 0
45 | 29 | 2850 | 29.72% | 0
45 | 30 | 0 | 29.73% | 0
45 | 31 | 3300 | 29.75% | 0
45 | 32 | 850 | 29.76% | 0
45 | 33 | 500 | 29.77% | 0
45 | 34 | 250 | 29.79% | 0
45 | 35 | 500 | 29.8% | 0
45 | 36 | 0 | 29.81% | 0
45 | 37 | 150 | 29.83% | 0
45 | 38 | 0 | 29.84% | 0
45 | 39 | 0 | 29.85% | 0
45 | 40 | 0 | 29.87% | 0
45 | 41 | 300 | 29.88% | 0
45 | 42 | 0 | 29.89% | 0
45 | 43 | 950 | 29.91% | 0
45 | 44 | 750 | 29.92% | 0
45 | 45 | 150 | 29.93% | 0
45 | 46 | 350 | 29.95% | 0
45 | 47 | 1350 | 29.96% | 0
45 | 48 | 0 | 29.97% | 0
45 | 49 | 1050 | 29.99% | 0
45 | 50 | 0 | 30% | 0
46 | 1 | 0 | 30.01% | 0
46 | 2 | 0 | 30.03% | 0
46 | 3 | 150 | 30.04% | 0
46 | 4 | 0 | 30.05% | 0
46 | 5 | 0 | 30.07% | 0
46 | 6 | 0 | 30.08% | 0
46 | 7 | 0 | 30.09% | 0
46 | 8 | 0 | 30.11% | 0
46 | 9 | 0 | 30.12% | 0
46 | 10 | 0 | 30.13% | 0
46 | 11 | 0 | 30.15% | 0
46 | 12 | 0 | 30.16% | 0
46 | 13 | 750 | 30.17% | 0
46 | 14 | 200 | 30.19% | 0
46 | 15 | 250 | 30.2% | 0
46 | 16 | 850 | 30.21% | 0
46 | 17 | 50 | 30.23% | 0
46 | 18 | 0 | 30.24% | 0
46 | 19 | 200 | 30.25% | 0
46 | 20 | 0 | 30.27% | 0
46 | 21 | 450 | 30.28% | 0
46 | 22 | 250 | 30.29% | 0
46 | 23 | 750 | 30.31% | 0
46 | 24 | 0 | 30.32% | 0
46 | 25 | 0 | 30.33% | 0
46 | 26 | 0 | 30.35% | 0
46 | 27 | 0 | 30.36% | 0
46 | 28 | 400 | 30.37% | 0
46 | 29 | 0 | 30.39% | 0
46 | 30 | 0 | 30.4% | 0
46 | 31 | 0 | 30.41% | 0
46 | 32 | 950 | 30.43% | 0
46 | 33 | 700 | 30.44% | 0
46 | 34 | 0 | 30.45% | 0
46 | 35 | 0 | 30.47% | 0
46 | 36 | 0 | 30.48% | 0
46 | 37 | 0 | 30.49% | 0
46 | 38 | 200 | 30.51% | 0
46 | 39 | 100 | 30.52% | 0
46 | 40 | 200 | 30.53% | 0
46 | 41 | 500 | 30.55% | 0
46 | 42 | 200 | 30.56% | 0
46 | 43 | 0 | 30.57% | 0
46 | 44 | 0 | 30.59% | 0
46 | 45 | 0 | 30.6% | 0
46 | 46 | 50 | 30.61% | 0
46 | 47 | 0 | 30.63% | 0
46 | 48 | 0 | 30.64% | 0
46 | 49 | 0 | 30.65% | 0
46 | 50 | 150 | 30.67% | 0
47 | 1 | 0 | 30.68% | 0
47 | 2 | 1700 | 30.69% | 0
47 | 3 | 0 | 30.71% | 0
47 | 4 | 0 | 30.72% | 0
47 | 5 | 0 | 30.73% | 0
47 | 6 | 100 | 30.75% | 0
47 | 7 | 0 | 30.76% | 0
47 | 8 | 0 | 30.77% | 0
47 | 9 | 50 | 30.79% | 0
47 | 10 | 0 | 30.8% | 0
47 | 11 | 0 | 30.81% | 0
47 | 12 | 0 | 30.83% | 0
47 | 13 | 0 | 30.84% | 0
47 | 14 | 0 | 30.85% | 0
47 | 15 | 0 | 30.87% | 0
47 | 16 | 650 | 30.88% | 0
47 | 17 | 0 | 30.89% | 0
47 | 18 | 0 | 30.91% | 0
47 | 19 | 0 | 30.92% | 0
47 | 20 | 750 | 30.93% | 0
47 | 21 | 300 | 30.95% | 0
47 | 22 | 0 | 30.96% | 0
47 | 23 | 0 | 30.97% | 0
47 | 24 | 0 | 30.99% | 0
47 | 25 | 0 | 31% | 0
47 | 26 | 0 | 31.01% | 0
47 | 27 | 0 | 31.03% | 0
47 | 28 | 0 | 31.04% | 0
47 | 29 | 0 | 31.05% | 0
47 | 30 | 0 | 31.07% | 0
47 | 31 | 0 | 31.08% | 0
47 | 32 | 0 | 31.09% | 0
47 | 33 | 0 | 31.11% | 0
47 | 34 | 950 | 31.12% | 0
47 | 35 | 0 | 31.13% | 0
47 | 36 | 0 | 31.15% | 0
47 | 37 | 0 | 31.16% | 0
47 | 38 | 0 | 31.17% | 0
47 | 39 | 2950 | 31.19% | 0
47 | 40 | 0 | 31.2% | 0
47 | 41 | 0 | 31.21% | 0
47 | 42 | 0 | 31.23% | 0
47 | 43 | 300 | 31.24% | 0
47 | 44 | 0 | 31.25% | 0
47 | 45 | 0 | 31.27% | 0
47 | 46 | 0 | 31.28% | 0
47 | 47 | 200 | 31.29% | 0
47 | 48 | 0 | 31.31% | 0
47 | 49 | 0 | 31.32% | 0
47 | 50 | 0 | 31.33% | 0
48 | 1 | 0 | 31.35% | 0
48 | 2 | 1850 | 31.36% | 0
48 | 3 | 0 | 31.37% | 0
48 | 4 | 0 | 31.39% | 0
48 | 5 | 0 | 31.4% | 0
48 | 6 | 3450 | 31.41% | 0
48 | 7 | 100 | 31.43% | 0
48 | 8 | 350 | 31.44% | 0
48 | 9 | 0 | 31.45% | 0
48 | 10 | 750 | 31.47% | 0
48 | 11 | 0 | 31.48% | 0
48 | 12 | 50 | 31.49% | 0
48 | 13 | 350 | 31.51% | 0
48 | 14 | 2250 | 31.52% | 0
48 | 15 | 150 | 31.53% | 0
48 | 16 | 150 | 31.55% | 0
48 | 17 | 0 | 31.56% | 0
48 | 18 | 0 | 31.57% | 0
48 | 19 | 50 | 31.59% | 0
48 | 20 | 450 | 31.6% | 0
48 | 21 | 200 | 31.61% | 0
48 | 22 | 2900 | 31.63% | 0
48 | 23 | 2050 | 31.64% | 0
48 | 24 | 50 | 31.65% | 0
48 | 25 | 0 | 31.67% | 0
48 | 26 | 850 | 31.68% | 0
48 | 27 | 1300 | 31.69% | 0
48 | 28 | 100 | 31.71% | 0
48 | 29 | 0 | 31.72% | 0
48 | 30 | 0 | 31.73% | 0
48 | 31 | 0 | 31.75% | 0
48 | 32 | 400 | 31.76% | 0
48 | 33 | 0 | 31.77% | 0
48 | 34 | 350 | 31.79% | 0
48 | 35 | 0 | 31.8% | 0
48 | 36 | 0 | 31.81% | 0
48 | 37 | 0 | 31.83% | 0
48 | 38 | 0 | 31.84% | 0
48 | 39 | 0 | 31.85% | 0
48 | 40 | 4150 | 31.87% | 0
48 | 41 | 0 | 31.88% | 0
48 | 42 | 0 | 31.89% | 0
48 | 43 | 0 | 31.91% | 0
48 | 44 | 0 | 31.92% | 0
48 | 45 | 0 | 31.93% | 0
48 | 46 | 350 | 31.95% | 0
48 | 47 | 0 | 31.96% | 0
48 | 48 | 50 | 31.97% | 0
48 | 49 | 50 | 31.99% | 0
48 | 50 | 0 | 32% | 0
49 | 1 | 0 | 32.01% | 0
49 | 2 | 0 | 32.03% | 0
49 | 3 | 650 | 32.04% | 0
49 | 4 | 1300 | 32.05% | 0
49 | 5 | 0 | 32.07% | 0
49 | 6 | 300 | 32.08% | 0
49 | 7 | 500 | 32.09% | 0
49 | 8 | 0 | 32.11% | 0
49 | 9 | 0 | 32.12% | 0
49 | 10 | 0 | 32.13% | 0
49 | 11 | 0 | 32.15% | 0
49 | 12 | 0 | 32.16% | 0
49 | 13 | 200 | 32.17% | 0
49 | 14 | 0 | 32.19% | 0
49 | 15 | 0 | 32.2% | 0
49 | 16 | 100 | 32.21% | 0
49 | 17 | 0 | 32.23% | 0
49 | 18 | 0 | 32.24% | 0
49 | 19 | 150 | 32.25% | 0
49 | 20 | 150 | 32.27% | 0
49 | 21 | 600 | 32.28% | 0
49 | 22 | 650 | 32.29% | 0
49 | 23 | 0 | 32.31% | 0
49 | 24 | 0 | 32.32% | 0
49 | 25 | 150 | 32.33% | 0
49 | 26 | 0 | 32.35% | 0
49 | 27 | 0 | 32.36% | 0
49 | 28 | 0 | 32.37% | 0
49 | 29 | 100 | 32.39% | 0
49 | 30 | 0 | 32.4% | 0
49 | 31 | 50 | 32.41% | 0
49 | 32 | 0 | 32.43% | 0
49 | 33 | 100 | 32.44% | 0
49 | 34 | 0 | 32.45% | 0
49 | 35 | 0 | 32.47% | 0
49 | 36 | 450 | 32.48% | 0
49 | 37 | 450 | 32.49% | 0
49 | 38 | 0 | 32.51% | 0
49 | 39 | 0 | 32.52% | 0
49 | 40 | 0 | 32.53% | 0
49 | 41 | 0 | 32.55% | 0
49 | 42 | 50 | 32.56% | 0
49 | 43 | 0 | 32.57% | 0
49 | 44 | 100 | 32.59% | 0
49 | 45 | 0 | 32.6% | 0
49 | 46 | 0 | 32.61% | 0
49 | 47 | 350 | 32.63% | 0
49 | 48 | 100 | 32.64% | 0
49 | 49 | 0 | 32.65% | 0
49 | 50 | 350 | 32.67% | 0
50 | 1 | 900 | 32.68% | 0
50 | 2 | 1350 | 32.69% | 0
50 | 3 | 0 | 32.71% | 0
50 | 4 | 0 | 32.72% | 0
50 | 5 | 0 | 32.73% | 0
50 | 6 | 0 | 32.75% | 0
50 | 7 | 150 | 32.76% | 0
50 | 8 | 0 | 32.77% | 0
50 | 9 | 1000 | 32.79% | 0
50 | 10 | 0 | 32.8% | 0
50 | 11 | 0 | 32.81% | 0
50 | 12 | 2400 | 32.83% | 0
50 | 13 | 0 | 32.84% | 0
50 | 14 | 0 | 32.85% | 0
50 | 15 | 400 | 32.87% | 0
50 | 16 | 300 | 32.88% | 0
50 | 17 | 0 | 32.89% | 0
50 | 18 | 0 | 32.91% | 0
50 | 19 | 0 | 32.92% | 0
50 | 20 | 600 | 32.93% | 0
50 | 21 | 0 | 32.95% | 0
50 | 22 | 1100 | 32.96% | 0
50 | 23 | 1050 | 32.97% | 0
50 | 24 | 600 | 32.99% | 0
50 | 25 | 0 | 33% | 0
50 | 26 | 100 | 33.01% | 0
50 | 27 | 0 | 33.03% | 0
50 | 28 | 200 | 33.04% | 0
50 | 29 | 150 | 33.05% | 0
50 | 30 | 0 | 33.07% | 0
50 | 31 | 100 | 33.08% | 0
50 | 32 | 0 | 33.09% | 0
50 | 33 | 0 | 33.11% | 0
50 | 34 | 150 | 33.12% | 0
50 | 35 | 0 | 33.13% | 0
50 | 36 | 50 | 33.15% | 0
50 | 37 | 150 | 33.16% | 0
50 | 38 | 500 | 33.17% | 0
50 | 39 | 500 | 33.19% | 0
50 | 40 | 0 | 33.2% | 0
50 | 41 | 150 | 33.21% | 0
50 | 42 | 100 | 33.23% | 0
50 | 43 | 2550 | 33.24% | 0
50 | 44 | 150 | 33.25% | 0
50 | 45 | 0 | 33.27% | 0
50 | 46 | 0 | 33.28% | 0
50 | 47 | 1050 | 33.29% | 0
50 | 48 | 0 | 33.31% | 0
50 | 49 | 0 | 33.32% | 0
50 | 50 | 400 | 33.33% | 0
51 | 1 | 0 | 33.35% | 0
51 | 2 | 500 | 33.36% | 0
51 | 3 | 1750 | 33.37% | 0
51 | 4 | 100 | 33.39% | 0
51 | 5 | 0 | 33.4% | 0
51 | 6 | 1700 | 33.41% | 0
51 | 7 | 0 | 33.43% | 0
51 | 8 | 100 | 33.44% | 0
51 | 9 | 200 | 33.45% | 0
51 | 10 | 3650 | 33.47% | 0
51 | 11 | 200 | 33.48% | 0
51 | 12 | 600 | 33.49% | 0
51 | 13 | 550 | 33.51% | 0
51 | 14 | 700 | 33.52% | 0
51 | 15 | 0 | 33.53% | 0
51 | 16 | 0 | 33.55% | 0
51 | 17 | 550 | 33.56% | 0
51 | 18 | 0 | 33.57% | 0
51 | 19 | 0 | 33.59% | 0
51 | 20 | 200 | 33.6% | 0
51 | 21 | 0 | 33.61% | 0
51 | 22 | 50 | 33.63% | 0
51 | 23 | 850 | 33.64% | 0
51 | 24 | 0 | 33.65% | 0
51 | 25 | 0 | 33.67% | 0
51 | 26 | 100 | 33.68% | 0
51 | 27 | 0 | 33.69% | 0
51 | 28 | 3300 | 33.71% | 0
51 | 29 | 400 | 33.72% | 0
51 | 30 | 150 | 33.73% | 0
51 | 31 | 0 | 33.75% | 0
51 | 32 | 1300 | 33.76% | 0
51 | 33 | 50 | 33.77% | 0
51 | 34 | 0 | 33.79% | 0
51 | 35 | 300 | 33.8% | 0
51 | 36 | 350 | 33.81% | 0
51 | 37 | 0 | 33.83% | 0
51 | 38 | 1050 | 33.84% | 0
51 | 39 | 750 | 33.85% | 0
51 | 40 | 750 | 33.87% | 0
51 | 41 | 1000 | 33.88% | 0
51 | 42 | 400 | 33.89% | 0
51 | 43 | 0 | 33.91% | 0
51 | 44 | 400 | 33.92% | 0
51 | 45 | 0 | 33.93% | 0
51 | 46 | 0 | 33.95% | 0
51 | 47 | 1400 | 33.96% | 0
51 | 48 | 0 | 33.97% | 0
51 | 49 | 2050 | 33.99% | 0
51 | 50 | 300 | 34% | 0
52 | 1 | 0 | 34.01% | 0
52 | 2 | 400 | 34.03% | 0
52 | 3 | 700 | 34.04% | 0
52 | 4 | 1700 | 34.05% | 0
52 | 5 | 0 | 34.07% | 0
52 | 6 | 0 | 34.08% | 0
52 | 7 | 1250 | 34.09% | 0
52 | 8 | 2450 | 34.11% | 0
52 | 9 | 100 | 34.12% | 0
52 | 10 | 0 | 34.13% | 0
52 | 11 | 0 | 34.15% | 0
52 | 12 | 350 | 34.16% | 0
52 | 13 | 0 | 34.17% | 0
52 | 14 | 150 | 34.19% | 0
52 | 15 | 0 | 34.2% | 0
52 | 16 | 250 | 34.21% | 0
52 | 17 | 300 | 34.23% | 0
52 | 18 | 50 | 34.24% | 0
52 | 19 | 50 | 34.25% | 0
52 | 20 | 0 | 34.27% | 0
52 | 21 | 150 | 34.28% | 0
52 | 22 | 1250 | 34.29% | 0
52 | 23 | 350 | 34.31% | 0
52 | 24 | 0 | 34.32% | 0
52 | 25 | 0 | 34.33% | 0
52 | 26 | 100 | 34.35% | 0
52 | 27 | 50 | 34.36% | 0
52 | 28 | 400 | 34.37% | 0
52 | 29 | 200 | 34.39% | 0
52 | 30 | 0 | 34.4% | 0
52 | 31 | 1150 | 34.41% | 0
52 | 32 | 0 | 34.43% | 0
52 | 33 | 350 | 34.44% | 0
52 | 34 | 650 | 34.45% | 0
52 | 35 | 1600 | 34.47% | 0
52 | 36 | 0 | 34.48% | 0
52 | 37 | 0 | 34.49% | 0
52 | 38 | 0 | 34.51% | 0
52 | 39 | 350 | 34.52% | 0
52 | 40 | 150 | 34.53% | 0
52 | 41 | 200 | 34.55% | 0
52 | 42 | 450 | 34.56% | 0
52 | 43 | 300 | 34.57% | 0
52 | 44 | 50 | 34.59% | 0
52 | 45 | 2950 | 34.6% | 0
52 | 46 | 800 | 34.61% | 0
52 | 47 | 950 | 34.63% | 0
52 | 48 | 0 | 34.64% | 0
52 | 49 | 250 | 34.65% | 0
52 | 50 | 0 | 34.67% | 0
53 | 1 | 50 | 34.68% | 0
53 | 2 | 50 | 34.69% | 0
53 | 3 | 700 | 34.71% | 0
53 | 4 | 0 | 34.72% | 0
53 | 5 | 0 | 34.73% | 0
53 | 6 | 150 | 34.75% | 0
53 | 7 | 150 | 34.76% | 0
53 | 8 | 0 | 34.77% | 0
53 | 9 | 150 | 34.79% | 0
53 | 10 | 0 | 34.8% | 0
53 | 11 | 0 | 34.81% | 0
53 | 12 | 0 | 34.83% | 0
53 | 13 | 450 | 34.84% | 0
53 | 14 | 0 | 34.85% | 0
53 | 15 | 150 | 34.87% | 0
53 | 16 | 0 | 34.88% | 0
53 | 17 | 500 | 34.89% | 0
53 | 18 | 0 | 34.91% | 0
53 | 19 | 100 | 34.92% | 0
53 | 20 | 50 | 34.93% | 0
53 | 21 | 300 | 34.95% | 0
53 | 22 | 0 | 34.96% | 0
53 | 23 | 50 | 34.97% | 0
53 | 24 | 750 | 34.99% | 0
53 | 25 | 100 | 35% | 0
53 | 26 | 0 | 35.01% | 0
53 | 27 | 0 | 35.03% | 0
53 | 28 | 650 | 35.04% | 0
53 | 29 | 0 | 35.05% | 0
53 | 30 | 50 | 35.07% | 0
53 | 31 | 0 | 35.08% | 0
53 | 32 | 0 | 35.09% | 0
53 | 33 | 0 | 35.11% | 0
53 | 34 | 0 | 35.12% | 0
53 | 35 | 0 | 35.13% | 0
53 | 36 | 150 | 35.15% | 0
53 | 37 | 300 | 35.16% | 0
53 | 38 | 0 | 35.17% | 0
53 | 39 | 0 | 35.19% | 0
53 | 40 | 1000 | 35.2% | 0
53 | 41 | 50 | 35.21% | 0
53 | 42 | 0 | 35.23% | 0
53 | 43 | 50 | 35.24% | 0
53 | 44 | 0 | 35.25% | 0
53 | 45 | 100 | 35.27% | 0
53 | 46 | 0 | 35.28% | 0
53 | 47 | 150 | 35.29% | 0
53 | 48 | 950 | 35.31% | 0
53 | 49 | 0 | 35.32% | 0
53 | 50 | 0 | 35.33% | 0
54 | 1 | 1750 | 35.35% | 0
54 | 2 | 0 | 35.36% | 0
54 | 3 | 0 | 35.37% | 0
54 | 4 | 0 | 35.39% | 0
54 | 5 | 0 | 35.4% | 0
54 | 6 | 0 | 35.41% | 0
54 | 7 | 600 | 35.43% | 0
54 | 8 | 3300 | 35.44% | 0
54 | 9 | 0 | 35.45% | 0
54 | 10 | 100 | 35.47% | 0
54 | 11 | 100 | 35.48% | 0
54 | 12 | 50 | 35.49% | 0
54 | 13 | 0 | 35.51% | 0
54 | 14 | 0 | 35.52% | 0
54 | 15 | 0 | 35.53% | 0
54 | 16 | 0 | 35.55% | 0
54 | 17 | 0 | 35.56% | 0
54 | 18 | 50 | 35.57% | 0
54 | 19 | 0 | 35.59% | 0
54 | 20 | 800 | 35.6% | 0
54 | 21 | 50 | 35.61% | 0
54 | 22 | 0 | 35.63% | 0
54 | 23 | 700 | 35.64% | 0
54 | 24 | 350 | 35.65% | 0
54 | 25 | 700 | 35.67% | 0
54 | 26 | 0 | 35.68% | 0
54 | 27 | 500 | 35.69% | 0
54 | 28 | 50 | 35.71% | 0
54 | 29 | 150 | 35.72% | 0
54 | 30 | 0 | 35.73% | 0
54 | 31 | 450 | 35.75% | 0
54 | 32 | 0 | 35.76% | 0
54 | 33 | 100 | 35.77% | 0
54 | 34 | 0 | 35.79% | 0
54 | 35 | 0 | 35.8% | 0
54 | 36 | 50 | 35.81% | 0
54 | 37 | 0 | 35.83% | 0
54 | 38 | 150 | 35.84% | 0
54 | 39 | 650 | 35.85% | 0
54 | 40 | 200 | 35.87% | 0
54 | 41 | 0 | 35.88% | 0
54 | 42 | 0 | 35.89% | 0
54 | 43 | 750 | 35.91% | 0
54 | 44 | 250 | 35.92% | 0
54 | 45 | 1250 | 35.93% | 0
54 | 46 | 400 | 35.95% | 0
54 | 47 | 0 | 35.96% | 0
54 | 48 | 1400 | 35.97% | 0
54 | 49 | 100 | 35.99% | 0
54 | 50 | 0 | 36% | 0
55 | 1 | 350 | 36.01% | 0
55 | 2 | 0 | 36.03% | 0
55 | 3 | 50 | 36.04% | 0
55 | 4 | 50 | 36.05% | 0
55 | 5 | 0 | 36.07% | 0
55 | 6 | 2850 | 36.08% | 0
55 | 7 | 1800 | 36.09% | 0
55 | 8 | 400 | 36.11% | 0
55 | 9 | 300 | 36.12% | 0
55 | 10 | 0 | 36.13% | 0
55 | 11 | 0 | 36.15% | 0
55 | 12 | 0 | 36.16% | 0
55 | 13 | 100 | 36.17% | 0
55 | 14 | 350 | 36.19% | 0
55 | 15 | 0 | 36.2% | 0
55 | 16 | 0 | 36.21% | 0
55 | 17 | 0 | 36.23% | 0
55 | 18 | 0 | 36.24% | 0
55 | 19 | 0 | 36.25% | 0
55 | 20 | 0 | 36.27% | 0
55 | 21 | 850 | 36.28% | 0
55 | 22 | 0 | 36.29% | 0
55 | 23 | 200 | 36.31% | 0
55 | 24 | 0 | 36.32% | 0
55 | 25 | 50 | 36.33% | 0
55 | 26 | 0 | 36.35% | 0
55 | 27 | 200 | 36.36% | 0
55 | 28 | 150 | 36.37% | 0
55 | 29 | 300 | 36.39% | 0
55 | 30 | 100 | 36.4% | 0
55 | 31 | 900 | 36.41% | 0
55 | 32 | 1150 | 36.43% | 0
55 | 33 | 150 | 36.44% | 0
55 | 34 | 0 | 36.45% | 0
55 | 35 | 100 | 36.47% | 0
55 | 36 | 0 | 36.48% | 0
55 | 37 | 400 | 36.49% | 0
55 | 38 | 0 | 36.51% | 0
55 | 39 | 0 | 36.52% | 0
55 | 40 | 0 | 36.53% | 0
55 | 41 | 600 | 36.55% | 0
55 | 42 | 800 | 36.56% | 0
55 | 43 | 400 | 36.57% | 0
55 | 44 | 100 | 36.59% | 0
55 | 45 | 1500 | 36.6% | 0
55 | 46 | 0 | 36.61% | 0
55 | 47 | 0 | 36.63% | 0
55 | 48 | 650 | 36.64% | 0
55 | 49 | 0 | 36.65% | 0
55 | 50 | 0 | 36.67% | 0
56 | 1 | 150 | 36.68% | 0
56 | 2 | 150 | 36.69% | 0
56 | 3 | 0 | 36.71% | 0
56 | 4 | 450 | 36.72% | 0
56 | 5 | 0 | 36.73% | 0
56 | 6 | 450 | 36.75% | 0
56 | 7 | 0 | 36.76% | 0
56 | 8 | 1350 | 36.77% | 0
56 | 9 | 0 | 36.79% | 0
56 | 10 | 1000 | 36.8% | 0
56 | 11 | 1450 | 36.81% | 0
56 | 12 | 200 | 36.83% | 0
56 | 13 | 0 | 36.84% | 0
56 | 14 | 0 | 36.85% | 0
56 | 15 | 0 | 36.87% | 0
56 | 16 | 4000 | 36.88% | 0
56 | 17 | 0 | 36.89% | 0
56 | 18 | 0 | 36.91% | 0
56 | 19 | 600 | 36.92% | 0
56 | 20 | 0 | 36.93% | 0
56 | 21 | 500 | 36.95% | 0
56 | 22 | 3100 | 36.96% | 0
56 | 23 | 600 | 36.97% | 0
56 | 24 | 150 | 36.99% | 0
56 | 25 | 0 | 37% | 0
56 | 26 | 0 | 37.01% | 0
56 | 27 | 400 | 37.03% | 0
56 | 28 | 1850 | 37.04% | 0
56 | 29 | 600 | 37.05% | 0
56 | 30 | 800 | 37.07% | 0
56 | 31 | 500 | 37.08% | 0
56 | 32 | 0 | 37.09% | 0
56 | 33 | 250 | 37.11% | 0
56 | 34 | 0 | 37.12% | 0
56 | 35 | 50 | 37.13% | 0
56 | 36 | 0 | 37.15% | 0
56 | 37 | 50 | 37.16% | 0
56 | 38 | 50 | 37.17% | 0
56 | 39 | 0 | 37.19% | 0
56 | 40 | 0 | 37.2% | 0
56 | 41 | 950 | 37.21% | 0
56 | 42 | 150 | 37.23% | 0
56 | 43 | 200 | 37.24% | 0
56 | 44 | 700 | 37.25% | 0
56 | 45 | 50 | 37.27% | 0
56 | 46 | 0 | 37.28% | 0
56 | 47 | 150 | 37.29% | 0
56 | 48 | 350 | 37.31% | 0
56 | 49 | 2650 | 37.32% | 0
56 | 50 | 2400 | 37.33% | 0
57 | 1 | 50 | 37.35% | 0
57 | 2 | 650 | 37.36% | 0
57 | 3 | 0 | 37.37% | 0
57 | 4 | 0 | 37.39% | 0
57 | 5 | 3850 | 37.4% | 0
57 | 6 | 0 | 37.41% | 0
57 | 7 | 400 | 37.43% | 0
57 | 8 | 0 | 37.44% | 0
57 | 9 | 0 | 37.45% | 0
57 | 10 | 750 | 37.47% | 0
57 | 11 | 0 | 37.48% | 0
57 | 12 | 50 | 37.49% | 0
57 | 13 | 0 | 37.51% | 0
57 | 14 | 0 | 37.52% | 0
57 | 15 | 300 | 37.53% | 0
57 | 16 | 0 | 37.55% | 0
57 | 17 | 200 | 37.56% | 0
57 | 18 | 100 | 37.57% | 0
57 | 19 | 150 | 37.59% | 0
57 | 20 | 450 | 37.6% | 0
57 | 21 | 2950 | 37.61% | 0
57 | 22 | 0 | 37.63% | 0
57 | 23 | 3050 | 37.64% | 0
57 | 24 | 400 | 37.65% | 0
57 | 25 | 0 | 37.67% | 0
57 | 26 | 0 | 37.68% | 0
57 | 27 | 0 | 37.69% | 0
57 | 28 | 0 | 37.71% | 0
57 | 29 | 0 | 37.72% | 0
57 | 30 | 0 | 37.73% | 0
57 | 31 | 1200 | 37.75% | 0
57 | 32 | 0 | 37.76% | 0
57 | 33 | 0 | 37.77% | 0
57 | 34 | 250 | 37.79% | 0
57 | 35 | 0 | 37.8% | 0
57 | 36 | 450 | 37.81% | 0
57 | 37 | 100 | 37.83% | 0
57 | 38 | 50 | 37.84% | 0
57 | 39 | 450 | 37.85% | 0
57 | 40 | 3200 | 37.87% | 0
57 | 41 | 0 | 37.88% | 0
57 | 42 | 750 | 37.89% | 0
57 | 43 | 0 | 37.91% | 0
57 | 44 | 0 | 37.92% | 0
57 | 45 | 0 | 37.93% | 0
57 | 46 | 100 | 37.95% | 0
57 | 47 | 200 | 37.96% | 0
57 | 48 | 1200 | 37.97% | 0
57 | 49 | 400 | 37.99% | 0
57 | 50 | 750 | 38% | 0
58 | 1 | 0 | 38.01% | 0
58 | 2 | 0 | 38.03% | 0
58 | 3 | 0 | 38.04% | 0
58 | 4 | 850 | 38.05% | 0
58 | 5 | 1950 | 38.07% | 0
58 | 6 | 0 | 38.08% | 0
58 | 7 | 0 | 38.09% | 0
58 | 8 | 300 | 38.11% | 0
58 | 9 | 0 | 38.12% | 0
58 | 10 | 150 | 38.13% | 0
58 | 11 | 450 | 38.15% | 0
58 | 12 | 0 | 38.16% | 0
58 | 13 | 0 | 38.17% | 0
58 | 14 | 150 | 38.19% | 0
58 | 15 | 450 | 38.2% | 0
58 | 16 | 250 | 38.21% | 0
58 | 17 | 0 | 38.23% | 0
58 | 18 | 400 | 38.24% | 0
58 | 19 | 0 | 38.25% | 0
58 | 20 | 0 | 38.27% | 0
58 | 21 | 0 | 38.28% | 0
58 | 22 | 150 | 38.29% | 0
58 | 23 | 500 | 38.31% | 0
58 | 24 | 600 | 38.32% | 0
58 | 25 | 0 | 38.33% | 0
58 | 26 | 300 | 38.35% | 0
58 | 27 | 900 | 38.36% | 0
58 | 28 | 0 | 38.37% | 0
58 | 29 | 0 | 38.39% | 0
58 | 30 | 0 | 38.4% | 0
58 | 31 | 300 | 38.41% | 0
58 | 32 | 1550 | 38.43% | 0
58 | 33 | 0 | 38.44% | 0
58 | 34 | 300 | 38.45% | 0
58 | 35 | 250 | 38.47% | 0
58 | 36 | 0 | 38.48% | 0
58 | 37 | 100 | 38.49% | 0
58 | 38 | 500 | 38.51% | 0
58 | 39 | 0 | 38.52% | 0
58 | 40 | 0 | 38.53% | 0
58 | 41 | 3000 | 38.55% | 0
58 | 42 | 100 | 38.56% | 0
58 | 43 | 250 | 38.57% | 0
58 | 44 | 150 | 38.59% | 0
58 | 45 | 150 | 38.6% | 0
58 | 46 | 0 | 38.61% | 0
58 | 47 | 0 | 38.63% | 0
58 | 48 | 500 | 38.64% | 0
58 | 49 | 550 | 38.65% | 0
58 | 50 | 600 | 38.67% | 0
59 | 1 | 0 | 38.68% | 0
59 | 2 | 200 | 38.69% | 0
59 | 3 | 100 | 38.71% | 0
59 | 4 | 250 | 38.72% | 0
59 | 5 | 1250 | 38.73% | 0
59 | 6 | 0 | 38.75% | 0
59 | 7 | 0 | 38.76% | 0
59 | 8 | 0 | 38.77% | 0
59 | 9 | 0 | 38.79% | 0
59 | 10 | 500 | 38.8% | 0
59 | 11 | 500 | 38.81% | 0
59 | 12 | 0 | 38.83% | 0
59 | 13 | 0 | 38.84% | 0
59 | 14 | 0 | 38.85% | 0
59 | 15 | 0 | 38.87% | 0
59 | 16 | 250 | 38.88% | 0
59 | 17 | 400 | 38.89% | 0
59 | 18 | 0 | 38.91% | 0
59 | 19 | 850 | 38.92% | 0
59 | 20 | 350 | 38.93% | 0
59 | 21 | 250 | 38.95% | 0
59 | 22 | 0 | 38.96% | 0
59 | 23 | 0 | 38.97% | 0
59 | 24 | 0 | 38.99% | 0
59 | 25 | 0 | 39% | 0
59 | 26 | 0 | 39.01% | 0
59 | 27 | 100 | 39.03% | 0
59 | 28 | 250 | 39.04% | 0
59 | 29 | 0 | 39.05% | 0
59 | 30 | 100 | 39.07% | 0
59 | 31 | 0 | 39.08% | 0
59 | 32 | 300 | 39.09% | 0
59 | 33 | 0 | 39.11% | 0
59 | 34 | 0 | 39.12% | 0
59 | 35 | 1350 | 39.13% | 0
59 | 36 | 550 | 39.15% | 0
59 | 37 | 50 | 39.16% | 0
59 | 38 | 1100 | 39.17% | 0
59 | 39 | 350 | 39.19% | 0
59 | 40 | 600 | 39.2% | 0
59 | 41 | 0 | 39.21% | 0
59 | 42 | 550 | 39.23% | 0
59 | 43 | 0 | 39.24% | 0
59 | 44 | 1350 | 39.25% | 0
59 | 45 | 0 | 39.27% | 0
59 | 46 | 650 | 39.28% | 0
59 | 47 | 0 | 39.29% | 0
59 | 48 | 850 | 39.31% | 0
59 | 49 | 0 | 39.32% | 0
59 | 50 | 900 | 39.33% | 0
60 | 1 | 0 | 39.35% | 0
60 | 2 | 200 | 39.36% | 0
60 | 3 | 0 | 39.37% | 0
60 | 4 | 700 | 39.39% | 0
60 | 5 | 350 | 39.4% | 0
60 | 6 | 0 | 39.41% | 0
60 | 7 | 0 | 39.43% | 0
60 | 8 | 0 | 39.44% | 0
60 | 9 | 0 | 39.45% | 0
60 | 10 | 0 | 39.47% | 0
60 | 11 | 150 | 39.48% | 0
60 | 12 | 650 | 39.49% | 0
60 | 13 | 150 | 39.51% | 0
60 | 14 | 450 | 39.52% | 0
60 | 15 | 1950 | 39.53% | 0
60 | 16 | 100 | 39.55% | 0
60 | 17 | 200 | 39.56% | 0
60 | 18 | 100 | 39.57% | 0
60 | 19 | 0 | 39.59% | 0
60 | 20 | 1700 | 39.6% | 0
60 | 21 | 400 | 39.61% | 0
60 | 22 | 950 | 39.63% | 0
60 | 23 | 0 | 39.64% | 0
60 | 24 | 50 | 39.65% | 0
60 | 25 | 100 | 39.67% | 0
60 | 26 | 0 | 39.68% | 0
60 | 27 | 50 | 39.69% | 0
60 | 28 | 450 | 39.71% | 0
60 | 29 | 0 | 39.72% | 0
60 | 30 | 750 | 39.73% | 0
60 | 31 | 150 | 39.75% | 0
60 | 32 | 200 | 39.76% | 0
60 | 33 | 0 | 39.77% | 0
60 | 34 | 0 | 39.79% | 0
60 | 35 | 250 | 39.8% | 0
60 | 36 | 1400 | 39.81% | 0
60 | 37 | 850 | 39.83% | 0
60 | 38 | 950 | 39.84% | 0
60 | 39 | 0 | 39.85% | 0
60 | 40 | 1100 | 39.87% | 0
60 | 41 | 0 | 39.88% | 0
60 | 42 | 0 | 39.89% | 0
60 | 43 | 0 | 39.91% | 0
60 | 44 | 0 | 39.92% | 0
60 | 45 | 0 | 39.93% | 0
60 | 46 | 850 | 39.95% | 0
60 | 47 | 800 | 39.96% | 0
60 | 48 | 500 | 39.97% | 0
60 | 49 | 350 | 39.99% | 0
60 | 50 | 250 | 40% | 0
61 | 1 | 350 | 40.01% | 0
61 | 2 | 0 | 40.03% | 0
61 | 3 | 400 | 40.04% | 0
61 | 4 | 550 | 40.05% | 0
61 | 5 | 1050 | 40.07% | 0
61 | 6 | 0 | 40.08% | 0
61 | 7 | 1600 | 40.09% | 0
61 | 8 | 100 | 40.11% | 0
61 | 9 | 400 | 40.12% | 0
61 | 10 | 50 | 40.13% | 0
61 | 11 | 0 | 40.15% | 0
61 | 12 | 900 | 40.16% | 0
61 | 13 | 1000 | 40.17% | 0
61 | 14 | 650 | 40.19% | 0
61 | 15 | 2450 | 40.2% | 0
61 | 16 | 100 | 40.21% | 0
61 | 17 | 150 | 40.23% | 0
61 | 18 | 3250 | 40.24% | 0
61 | 19 | 350 | 40.25% | 0
61 | 20 | 0 | 40.27% | 0
61 | 21 | 0 | 40.28% | 0
61 | 22 | 0 | 40.29% | 0
61 | 23 | 0 | 40.31% | 0
61 | 24 | 0 | 40.32% | 0
61 | 25 | 0 | 40.33% | 0
61 | 26 | 150 | 40.35% | 0
61 | 27 | 2200 | 40.36% | 0
61 | 28 | 3050 | 40.37% | 0
61 | 29 | 0 | 40.39% | 0
61 | 30 | 50 | 40.4% | 0
61 | 31 | 200 | 40.41% | 0
61 | 32 | 0 | 40.43% | 0
61 | 33 | 200 | 40.44% | 0
61 | 34 | 0 | 40.45% | 0
61 | 35 | 300 | 40.47% | 0
61 | 36 | 450 | 40.48% | 0
61 | 37 | 0 | 40.49% | 0
61 | 38 | 0 | 40.51% | 0
61 | 39 | 200 | 40.52% | 0
61 | 40 | 0 | 40.53% | 0
61 | 41 | 600 | 40.55% | 0
61 | 42 | 0 | 40.56% | 0
61 | 43 | 450 | 40.57% | 0
61 | 44 | 150 | 40.59% | 0
61 | 45 | 0 | 40.6% | 0
61 | 46 | 0 | 40.61% | 0
61 | 47 | 0 | 40.63% | 0
61 | 48 | 0 | 40.64% | 0
61 | 49 | 0 | 40.65% | 0
61 | 50 | 0 | 40.67% | 0
62 | 1 | 1350 | 40.68% | 0
62 | 2 | 1150 | 40.69% | 0
62 | 3 | 550 | 40.71% | 0
62 | 4 | 100 | 40.72% | 0
62 | 5 | 350 | 40.73% | 0
62 | 6 | 100 | 40.75% | 0
62 | 7 | 50 | 40.76% | 0
62 | 8 | 150 | 40.77% | 0
62 | 9 | 0 | 40.79% | 0
62 | 10 | 50 | 40.8% | 0
62 | 11 | 0 | 40.81% | 0
62 | 12 | 200 | 40.83% | 0
62 | 13 | 0 | 40.84% | 0
62 | 14 | 50 | 40.85% | 0
62 | 15 | 0 | 40.87% | 0
62 | 16 | 0 | 40.88% | 0
62 | 17 | 0 | 40.89% | 0
62 | 18 | 250 | 40.91% | 0
62 | 19 | 0 | 40.92% | 0
62 | 20 | 350 | 40.93% | 0
62 | 21 | 1000 | 40.95% | 0
62 | 22 | 0 | 40.96% | 0
62 | 23 | 0 | 40.97% | 0
62 | 24 | 0 | 40.99% | 0
62 | 25 | 0 | 41% | 0
62 | 26 | 1000 | 41.01% | 0
62 | 27 | 250 | 41.03% | 0
62 | 28 | 1350 | 41.04% | 0
62 | 29 | 350 | 41.05% | 0
62 | 30 | 1350 | 41.07% | 0
62 | 31 | 0 | 41.08% | 0
62 | 32 | 0 | 41.09% | 0
62 | 33 | 300 | 41.11% | 0
62 | 34 | 4700 | 41.12% | 0
62 | 35 | 200 | 41.13% | 0
62 | 36 | 0 | 41.15% | 0
62 | 37 | 0 | 41.16% | 0
62 | 38 | 0 | 41.17% | 0
62 | 39 | 2200 | 41.19% | 0
62 | 40 | 2400 | 41.2% | 0
62 | 41 | 350 | 41.21% | 0
62 | 42 | 50 | 41.23% | 0
62 | 43 | 0 | 41.24% | 0
62 | 44 | 1050 | 41.25% | 0
62 | 45 | 100 | 41.27% | 0
62 | 46 | 0 | 41.28% | 0
62 | 47 | 150 | 41.29% | 0
62 | 48 | 0 | 41.31% | 0
62 | 49 | 400 | 41.32% | 0
62 | 50 | 550 | 41.33% | 0
63 | 1 | 150 | 41.35% | 0
63 | 2 | 1950 | 41.36% | 0
63 | 3 | 0 | 41.37% | 0
63 | 4 | 0 | 41.39% | 0
63 | 5 | 0 | 41.4% | 0
63 | 6 | 800 | 41.41% | 0
63 | 7 | 50 | 41.43% | 0
63 | 8 | 300 | 41.44% | 0
63 | 9 | 0 | 41.45% | 0
63 | 10 | 0 | 41.47% | 0
63 | 11 | 0 | 41.48% | 0
63 | 12 | 0 | 41.49% | 0
63 | 13 | 200 | 41.51% | 0
63 | 14 | 0 | 41.52% | 0
63 | 15 | 0 | 41.53% | 0
63 | 16 | 200 | 41.55% | 0
63 | 17 | 350 | 41.56% | 0
63 | 18 | 100 | 41.57% | 0
63 | 19 | 400 | 41.59% | 0
63 | 20 | 0 | 41.6% | 0
63 | 21 | 50 | 41.61% | 0
63 | 22 | 800 | 41.63% | 0
63 | 23 | 0 | 41.64% | 0
63 | 24 | 200 | 41.65% | 0
63 | 25 | 700 | 41.67% | 0
63 | 26 | 0 | 41.68% | 0
63 | 27 | 0 | 41.69% | 0
63 | 28 | 0 | 41.71% | 0
63 | 29 | 0 | 41.72% | 0
63 | 30 | 450 | 41.73% | 0
63 | 31 | 2850 | 41.75% | 0
63 | 32 | 150 | 41.76% | 0
63 | 33 | 0 | 41.77% | 0
63 | 34 | 100 | 41.79% | 0
63 | 35 | 150 | 41.8% | 0
63 | 36 | 800 | 41.81% | 0
63 | 37 | 0 | 41.83% | 0
63 | 38 | 2750 | 41.84% | 0
63 | 39 | 850 | 41.85% | 0
63 | 40 | 650 | 41.87% | 0
63 | 41 | 0 | 41.88% | 0
63 | 42 | 0 | 41.89% | 0
63 | 43 | 50 | 41.91% | 0
63 | 44 | 1250 | 41.92% | 0
63 | 45 | 50 | 41.93% | 0
63 | 46 | 1400 | 41.95% | 0
63 | 47 | 500 | 41.96% | 0
63 | 48 | 300 | 41.97% | 0
63 | 49 | 550 | 41.99% | 0
63 | 50 | 5950 | 42% | 0
64 | 1 | 700 | 42.01% | 0
64 | 2 | 0 | 42.03% | 0
64 | 3 | 0 | 42.04% | 0
64 | 4 | 0 | 42.05% | 0
64 | 5 | 0 | 42.07% | 0
64 | 6 | 0 | 42.08% | 0
64 | 7 | 0 | 42.09% | 0
64 | 8 | 0 | 42.11% | 0
64 | 9 | 2300 | 42.12% | 0
64 | 10 | 200 | 42.13% | 0
64 | 11 | 0 | 42.15% | 0
64 | 12 | 0 | 42.16% | 0
64 | 13 | 0 | 42.17% | 0
64 | 14 | 0 | 42.19% | 0
64 | 15 | 350 | 42.2% | 0
64 | 16 | 650 | 42.21% | 0
64 | 17 | 0 | 42.23% | 0
64 | 18 | 0 | 42.24% | 0
64 | 19 | 0 | 42.25% | 0
64 | 20 | 0 | 42.27% | 0
64 | 21 | 100 | 42.28% | 0
64 | 22 | 0 | 42.29% | 0
64 | 23 | 0 | 42.31% | 0
64 | 24 | 500 | 42.32% | 0
64 | 25 | 0 | 42.33% | 0
64 | 26 | 0 | 42.35% | 0
64 | 27 | 600 | 42.36% | 0
64 | 28 | 0 | 42.37% | 0
64 | 29 | 0 | 42.39% | 0
64 | 30 | 0 | 42.4% | 0
64 | 31 | 0 | 42.41% | 0
64 | 32 | 1050 | 42.43% | 0
64 | 33 | 0 | 42.44% | 0
64 | 34 | 0 | 42.45% | 0
64 | 35 | 0 | 42.47% | 0
64 | 36 | 0 | 42.48% | 0
64 | 37 | 450 | 42.49% | 0
64 | 38 | 100 | 42.51% | 0
64 | 39 | 300 | 42.52% | 0
64 | 40 | 250 | 42.53% | 0
64 | 41 | 0 | 42.55% | 0
64 | 42 | 150 | 42.56% | 0
64 | 43 | 700 | 42.57% | 0
64 | 44 | 50 | 42.59% | 0
64 | 45 | 750 | 42.6% | 0
64 | 46 | 0 | 42.61% | 0
64 | 47 | 0 | 42.63% | 0
64 | 48 | 50 | 42.64% | 0
64 | 49 | 100 | 42.65% | 0
64 | 50 | 250 | 42.67% | 0
65 | 1 | 0 | 42.68% | 0
65 | 2 | 200 | 42.69% | 0
65 | 3 | 0 | 42.71% | 0
65 | 4 | 450 | 42.72% | 0
65 | 5 | 150 | 42.73% | 0
65 | 6 | 0 | 42.75% | 0
65 | 7 | 250 | 42.76% | 0
65 | 8 | 0 | 42.77% | 0
65 | 9 | 200 | 42.79% | 0
65 | 10 | 0 | 42.8% | 0
65 | 11 | 750 | 42.81% | 0
65 | 12 | 0 | 42.83% | 0
65 | 13 | 150 | 42.84% | 0
65 | 14 | 0 | 42.85% | 0
65 | 15 | 100 | 42.87% | 0
65 | 16 | 400 | 42.88% | 0
65 | 17 | 50 | 42.89% | 0
65 | 18 | 50 | 42.91% | 0
65 | 19 | 0 | 42.92% | 0
65 | 20 | 0 | 42.93% | 0
65 | 21 | 1050 | 42.95% | 0
65 | 22 | 200 | 42.96% | 0
65 | 23 | 0 | 42.97% | 0
65 | 24 | 0 | 42.99% | 0
65 | 25 | 0 | 43% | 0
65 | 26 | 0 | 43.01% | 0
65 | 27 | 0 | 43.03% | 0
65 | 28 | 150 | 43.04% | 0
65 | 29 | 0 | 43.05% | 0
65 | 30 | 0 | 43.07% | 0
65 | 31 | 0 | 43.08% | 0
65 | 32 | 0 | 43.09% | 0
65 | 33 | 0 | 43.11% | 0
65 | 34 | 0 | 43.12% | 0
65 | 35 | 0 | 43.13% | 0
65 | 36 | 450 | 43.15% | 0
65 | 37 | 550 | 43.16% | 0
65 | 38 | 0 | 43.17% | 0
65 | 39 | 0 | 43.19% | 0
65 | 40 | 400 | 43.2% | 0
65 | 41 | 0 | 43.21% | 0
65 | 42 | 1150 | 43.23% | 0
65 | 43 | 100 | 43.24% | 0
65 | 44 | 550 | 43.25% | 0
65 | 45 | 350 | 43.27% | 0
65 | 46 | 0 | 43.28% | 0
65 | 47 | 350 | 43.29% | 0
65 | 48 | 0 | 43.31% | 0
65 | 49 | 0 | 43.32% | 0
65 | 50 | 0 | 43.33% | 0
66 | 1 | 0 | 43.35% | 0
66 | 2 | 0 | 43.36% | 0
66 | 3 | 0 | 43.37% | 0
66 | 4 | 0 | 43.39% | 0
66 | 5 | 250 | 43.4% | 0
66 | 6 | 1900 | 43.41% | 0
66 | 7 | 50 | 43.43% | 0
66 | 8 | 100 | 43.44% | 0
66 | 9 | 100 | 43.45% | 0
66 | 10 | 0 | 43.47% | 0
66 | 11 | 400 | 43.48% | 0
66 | 12 | 0 | 43.49% | 0
66 | 13 | 0 | 43.51% | 0
66 | 14 | 600 | 43.52% | 0
66 | 15 | 150 | 43.53% | 0
66 | 16 | 0 | 43.55% | 0
66 | 17 | 0 | 43.56% | 0
66 | 18 | 0 | 43.57% | 0
66 | 19 | 550 | 43.59% | 0
66 | 20 | 0 | 43.6% | 0
66 | 21 | 150 | 43.61% | 0
66 | 22 | 250 | 43.63% | 0
66 | 23 | 600 | 43.64% | 0
66 | 24 | 300 | 43.65% | 0
66 | 25 | 0 | 43.67% | 0
66 | 26 | 0 | 43.68% | 0
66 | 27 | 2050 | 43.69% | 0
66 | 28 | 0 | 43.71% | 0
66 | 29 | 2000 | 43.72% | 0
66 | 30 | 0 | 43.73% | 0
66 | 31 | 1000 | 43.75% | 0
66 | 32 | 50 | 43.76% | 0
66 | 33 | 550 | 43.77% | 0
66 | 34 | 2250 | 43.79% | 0
66 | 35 | 0 | 43.8% | 0
66 | 36 | 100 | 43.81% | 0
66 | 37 | 0 | 43.83% | 0
66 | 38 | 200 | 43.84% | 0
66 | 39 | 250 | 43.85% | 0
66 | 40 | 0 | 43.87% | 0
66 | 41 | 100 | 43.88% | 0
66 | 42 | 650 | 43.89% | 0
66 | 43 | 0 | 43.91% | 0
66 | 44 | 50 | 43.92% | 0
66 | 45 | 650 | 43.93% | 0
66 | 46 | 200 | 43.95% | 0
66 | 47 | 50 | 43.96% | 0
66 | 48 | 0 | 43.97% | 0
66 | 49 | 0 | 43.99% | 0
66 | 50 | 3350 | 44% | 0
67 | 1 | 2850 | 44.01% | 0
67 | 2 | 0 | 44.03% | 0
67 | 3 | 400 | 44.04% | 0
67 | 4 | 100 | 44.05% | 0
67 | 5 | 350 | 44.07% | 0
67 | 6 | 2800 | 44.08% | 0
67 | 7 | 0 | 44.09% | 0
67 | 8 | 0 | 44.11% | 0
67 | 9 | 450 | 44.12% | 0
67 | 10 | 1300 | 44.13% | 0
67 | 11 | 0 | 44.15% | 0
67 | 12 | 1800 | 44.16% | 0
67 | 13 | 0 | 44.17% | 0
67 | 14 | 0 | 44.19% | 0
67 | 15 | 400 | 44.2% | 0
67 | 16 | 0 | 44.21% | 0
67 | 17 | 50 | 44.23% | 0
67 | 18 | 350 | 44.24% | 0
67 | 19 | 5000 | 44.25% | 0
67 | 20 | 150 | 44.27% | 0
67 | 21 | 0 | 44.28% | 0
67 | 22 | 200 | 44.29% | 0
67 | 23 | 1050 | 44.31% | 0
67 | 24 | 900 | 44.32% | 0
67 | 25 | 0 | 44.33% | 0
67 | 26 | 700 | 44.35% | 0
67 | 27 | 600 | 44.36% | 0
67 | 28 | 0 | 44.37% | 0
67 | 29 | 0 | 44.39% | 0
67 | 30 | 150 | 44.4% | 0
67 | 31 | 250 | 44.41% | 0
67 | 32 | 350 | 44.43% | 0
67 | 33 | 600 | 44.44% | 0
67 | 34 | 1100 | 44.45% | 0
67 | 35 | 3450 | 44.47% | 0
67 | 36 | 850 | 44.48% | 0
67 | 37 | 850 | 44.49% | 0
67 | 38 | 1000 | 44.51% | 0
67 | 39 | 0 | 44.52% | 0
67 | 40 | 0 | 44.53% | 0
67 | 41 | 50 | 44.55% | 0
67 | 42 | 0 | 44.56% | 0
67 | 43 | 7150 | 44.57% | 0
67 | 44 | 0 | 44.59% | 0
67 | 45 | 1300 | 44.6% | 0
67 | 46 | 150 | 44.61% | 0
67 | 47 | 50 | 44.63% | 0
67 | 48 | 150 | 44.64% | 0
67 | 49 | 0 | 44.65% | 0
67 | 50 | 550 | 44.67% | 0
68 | 1 | 0 | 44.68% | 0
68 | 2 | 0 | 44.69% | 0
68 | 3 | 950 | 44.71% | 0
68 | 4 | 650 | 44.72% | 0
68 | 5 | 0 | 44.73% | 0
68 | 6 | 0 | 44.75% | 0
68 | 7 | 0 | 44.76% | 0
68 | 8 | 550 | 44.77% | 0
68 | 9 | 0 | 44.79% | 0
68 | 10 | 1350 | 44.8% | 0
68 | 11 | 0 | 44.81% | 0
68 | 12 | 50 | 44.83% | 0
68 | 13 | 0 | 44.84% | 0
68 | 14 | 0 | 44.85% | 0
68 | 15 | 0 | 44.87% | 0
68 | 16 | 0 | 44.88% | 0
68 | 17 | 0 | 44.89% | 0
68 | 18 | 0 | 44.91% | 0
68 | 19 | 0 | 44.92% | 0
68 | 20 | 0 | 44.93% | 0
68 | 21 | 0 | 44.95% | 0
68 | 22 | 0 | 44.96% | 0
68 | 23 | 0 | 44.97% | 0
68 | 24 | 250 | 44.99% | 0
68 | 25 | 3000 | 45% | 0
68 | 26 | 0 | 45.01% | 0
68 | 27 | 0 | 45.03% | 0
68 | 28 | 100 | 45.04% | 0
68 | 29 | 0 | 45.05% | 0
68 | 30 | 5050 | 45.07% | 0
68 | 31 | 0 | 45.08% | 0
68 | 32 | 0 | 45.09% | 0
68 | 33 | 0 | 45.11% | 0
68 | 34 | 0 | 45.12% | 0
68 | 35 | 150 | 45.13% | 0
68 | 36 | 0 | 45.15% | 0
68 | 37 | 650 | 45.16% | 0
68 | 38 | 200 | 45.17% | 0
68 | 39 | 0 | 45.19% | 0
68 | 40 | 250 | 45.2% | 0
68 | 41 | 0 | 45.21% | 0
68 | 42 | 0 | 45.23% | 0
68 | 43 | 700 | 45.24% | 0
68 | 44 | 750 | 45.25% | 0
68 | 45 | 0 | 45.27% | 0
68 | 46 | 200 | 45.28% | 0
68 | 47 | 0 | 45.29% | 0
68 | 48 | 0 | 45.31% | 0
68 | 49 | 50 | 45.32% | 0
68 | 50 | 0 | 45.33% | 0
69 | 1 | 50 | 45.35% | 0
69 | 2 | 150 | 45.36% | 0
69 | 3 | 1250 | 45.37% | 0
69 | 4 | 800 | 45.39% | 0
69 | 5 | 450 | 45.4% | 0
69 | 6 | 0 | 45.41% | 0
69 | 7 | 1150 | 45.43% | 0
69 | 8 | 0 | 45.44% | 0
69 | 9 | 0 | 45.45% | 0
69 | 10 | 0 | 45.47% | 0
69 | 11 | 650 | 45.48% | 0
69 | 12 | 500 | 45.49% | 0
69 | 13 | 0 | 45.51% | 0
69 | 14 | 50 | 45.52% | 0
69 | 15 | 0 | 45.53% | 0
69 | 16 | 0 | 45.55% | 0
69 | 17 | 0 | 45.56% | 0
69 | 18 | 0 | 45.57% | 0
69 | 19 | 0 | 45.59% | 0
69 | 20 | 300 | 45.6% | 0
69 | 21 | 450 | 45.61% | 0
69 | 22 | 600 | 45.63% | 0
69 | 23 | 100 | 45.64% | 0
69 | 24 | 450 | 45.65% | 0
69 | 25 | 450 | 45.67% | 0
69 | 26 | 0 | 45.68% | 0
69 | 27 | 0 | 45.69% | 0
69 | 28 | 300 | 45.71% | 0
69 | 29 | 0 | 45.72% | 0
69 | 30 | 550 | 45.73% | 0
69 | 31 | 150 | 45.75% | 0
69 | 32 | 1450 | 45.76% | 0
69 | 33 | 0 | 45.77% | 0
69 | 34 | 50 | 45.79% | 0
69 | 35 | 1250 | 45.8% | 0
69 | 36 | 0 | 45.81% | 0
69 | 37 | 0 | 45.83% | 0
69 | 38 | 0 | 45.84% | 0
69 | 39 | 100 | 45.85% | 0
69 | 40 | 100 | 45.87% | 0
69 | 41 | 3350 | 45.88% | 0
69 | 42 | 0 | 45.89% | 0
69 | 43 | 3050 | 45.91% | 0
69 | 44 | 50 | 45.92% | 0
69 | 45 | 300 | 45.93% | 0
69 | 46 | 0 | 45.95% | 0
69 | 47 | 0 | 45.96% | 0
69 | 48 | 0 | 45.97% | 0
69 | 49 | 850 | 45.99% | 0
69 | 50 | 450 | 46% | 0
70 | 1 | 2350 | 46.01% | 0
70 | 2 | 100 | 46.03% | 0
70 | 3 | 0 | 46.04% | 0
70 | 4 | 0 | 46.05% | 0
70 | 5 | 0 | 46.07% | 0
70 | 6 | 550 | 46.08% | 0
70 | 7 | 0 | 46.09% | 0
70 | 8 | 50 | 46.11% | 0
70 | 9 | 400 | 46.12% | 0
70 | 10 | 0 | 46.13% | 0
70 | 11 | 0 | 46.15% | 0
70 | 12 | 1650 | 46.16% | 0
70 | 13 | 150 | 46.17% | 0
70 | 14 | 0 | 46.19% | 0
70 | 15 | 0 | 46.2% | 0
70 | 16 | 0 | 46.21% | 0
70 | 17 | 0 | 46.23% | 0
70 | 18 | 0 | 46.24% | 0
70 | 19 | 200 | 46.25% | 0
70 | 20 | 1100 | 46.27% | 0
70 | 21 | 150 | 46.28% | 0
70 | 22 | 0 | 46.29% | 0
70 | 23 | 150 | 46.31% | 0
70 | 24 | 0 | 46.32% | 0
70 | 25 | 0 | 46.33% | 0
70 | 26 | 0 | 46.35% | 0
70 | 27 | 0 | 46.36% | 0
70 | 28 | 0 | 46.37% | 0
70 | 29 | 0 | 46.39% | 0
70 | 30 | 150 | 46.4% | 0
70 | 31 | 0 | 46.41% | 0
70 | 32 | 0 | 46.43% | 0
70 | 33 | 250 | 46.44% | 0
70 | 34 | 0 | 46.45% | 0
70 | 35 | 0 | 46.47% | 0
70 | 36 | 0 | 46.48% | 0
70 | 37 | 0 | 46.49% | 0
70 | 38 | 0 | 46.51% | 0
70 | 39 | 0 | 46.52% | 0
70 | 40 | 0 | 46.53% | 0
70 | 41 | 50 | 46.55% | 0
70 | 42 | 0 | 46.56% | 0
70 | 43 | 0 | 46.57% | 0
70 | 44 | 300 | 46.59% | 0
70 | 45 | 250 | 46.6% | 0
70 | 46 | 0 | 46.61% | 0
70 | 47 | 0 | 46.63% | 0
70 | 48 | 0 | 46.64% | 0
70 | 49 | 0 | 46.65% | 0
70 | 50 | 0 | 46.67% | 0
71 | 1 | 150 | 46.68% | 0
71 | 2 | 100 | 46.69% | 0
71 | 3 | 0 | 46.71% | 0
71 | 4 | 450 | 46.72% | 0
71 | 5 | 0 | 46.73% | 0
71 | 6 | 0 | 46.75% | 0
71 | 7 | 50 | 46.76% | 0
71 | 8 | 0 | 46.77% | 0
71 | 9 | 0 | 46.79% | 0
71 | 10 | 0 | 46.8% | 0
71 | 11 | 200 | 46.81% | 0
71 | 12 | 0 | 46.83% | 0
71 | 13 | 150 | 46.84% | 0
71 | 14 | 0 | 46.85% | 0
71 | 15 | 50 | 46.87% | 0
71 | 16 | 0 | 46.88% | 0
71 | 17 | 0 | 46.89% | 0
71 | 18 | 250 | 46.91% | 0
71 | 19 | 0 | 46.92% | 0
71 | 20 | 0 | 46.93% | 0
71 | 21 | 0 | 46.95% | 0
71 | 22 | 50 | 46.96% | 0
71 | 23 | 0 | 46.97% | 0
71 | 24 | 0 | 46.99% | 0
71 | 25 | 1450 | 47% | 0
71 | 26 | 0 | 47.01% | 0
71 | 27 | 50 | 47.03% | 0
71 | 28 | 0 | 47.04% | 0
71 | 29 | 0 | 47.05% | 0
71 | 30 | 450 | 47.07% | 0
71 | 31 | 100 | 47.08% | 0
71 | 32 | 450 | 47.09% | 0
71 | 33 | 0 | 47.11% | 0
71 | 34 | 0 | 47.12% | 0
71 | 35 | 0 | 47.13% | 0
71 | 36 | 0 | 47.15% | 0
71 | 37 | 0 | 47.16% | 0
71 | 38 | 0 | 47.17% | 0
71 | 39 | 800 | 47.19% | 0
71 | 40 | 0 | 47.2% | 0
71 | 41 | 1150 | 47.21% | 0
71 | 42 | 2000 | 47.23% | 0
71 | 43 | 0 | 47.24% | 0
71 | 44 | 50 | 47.25% | 0
71 | 45 | 1600 | 47.27% | 0
71 | 46 | 0 | 47.28% | 0
71 | 47 | 100 | 47.29% | 0
71 | 48 | 0 | 47.31% | 0
71 | 49 | 0 | 47.32% | 0
71 | 50 | 100 | 47.33% | 0
72 | 1 | 50 | 47.35% | 0
72 | 2 | 1500 | 47.36% | 0
72 | 3 | 200 | 47.37% | 0
72 | 4 | 850 | 47.39% | 0
72 | 5 | 0 | 47.4% | 0
72 | 6 | 650 | 47.41% | 0
72 | 7 | 400 | 47.43% | 0
72 | 8 | 0 | 47.44% | 0
72 | 9 | 0 | 47.45% | 0
72 | 10 | 0 | 47.47% | 0
72 | 11 | 600 | 47.48% | 0
72 | 12 | 0 | 47.49% | 0
72 | 13 | 50 | 47.51% | 0
72 | 14 | 500 | 47.52% | 0
72 | 15 | 0 | 47.53% | 0
72 | 16 | 250 | 47.55% | 0
72 | 17 | 0 | 47.56% | 0
72 | 18 | 0 | 47.57% | 0
72 | 19 | 50 | 47.59% | 0
72 | 20 | 3050 | 47.6% | 0
72 | 21 | 300 | 47.61% | 0
72 | 22 | 550 | 47.63% | 0
72 | 23 | 0 | 47.64% | 0
72 | 24 | 0 | 47.65% | 0
72 | 25 | 0 | 47.67% | 0
72 | 26 | 0 | 47.68% | 0
72 | 27 | 2700 | 47.69% | 0
72 | 28 | 0 | 47.71% | 0
72 | 29 | 3050 | 47.72% | 0
72 | 30 | 0 | 47.73% | 0
72 | 31 | 1500 | 47.75% | 0
72 | 32 | 200 | 47.76% | 0
72 | 33 | 0 | 47.77% | 0
72 | 34 | 100 | 47.79% | 0
72 | 35 | 2800 | 47.8% | 0
72 | 36 | 300 | 47.81% | 0
72 | 37 | 100 | 47.83% | 0
72 | 38 | 0 | 47.84% | 0
72 | 39 | 100 | 47.85% | 0
72 | 40 | 800 | 47.87% | 0
72 | 41 | 300 | 47.88% | 0
72 | 42 | 0 | 47.89% | 0
72 | 43 | 200 | 47.91% | 0
72 | 44 | 550 | 47.92% | 0
72 | 45 | 100 | 47.93% | 0
72 | 46 | 200 | 47.95% | 0
72 | 47 | 0 | 47.96% | 0
72 | 48 | 0 | 47.97% | 0
72 | 49 | 150 | 47.99% | 0
72 | 50 | 0 | 48% | 0
73 | 1 | 0 | 48.01% | 0
73 | 2 | 50 | 48.03% | 0
73 | 3 | 0 | 48.04% | 0
73 | 4 | 800 | 48.05% | 0
73 | 5 | 0 | 48.07% | 0
73 | 6 | 0 | 48.08% | 0
73 | 7 | 0 | 48.09% | 0
73 | 8 | 0 | 48.11% | 0
73 | 9 | 100 | 48.12% | 0
73 | 10 | 0 | 48.13% | 0
73 | 11 | 0 | 48.15% | 0
73 | 12 | 0 | 48.16% | 0
73 | 13 | 0 | 48.17% | 0
73 | 14 | 200 | 48.19% | 0
73 | 15 | 0 | 48.2% | 50
73 | 16 | 0 | 48.21% | 50
73 | 17 | 1600 | 48.23% | 50
73 | 18 | 400 | 48.24% | 50
73 | 19 | 0 | 48.25% | 50
73 | 20 | 200 | 48.27% | 50
73 | 21 | 0 | 48.28% | 50
73 | 22 | 750 | 48.29% | 50
73 | 23 | 0 | 48.31% | 50
73 | 24 | 150 | 48.32% | 50
73 | 25 | 100 | 48.33% | 50
73 | 26 | 0 | 48.35% | 50
73 | 27 | 0 | 48.36% | 50
73 | 28 | 4150 | 48.37% | 50
73 | 29 | 250 | 48.39% | 50
73 | 30 | 600 | 48.4% | 50
73 | 31 | 0 | 48.41% | 50
73 | 32 | 0 | 48.43% | 50
73 | 33 | 100 | 48.44% | 50
73 | 34 | 250 | 48.45% | 50
73 | 35 | 300 | 48.47% | 50
73 | 36 | 50 | 48.48% | 50
73 | 37 | 0 | 48.49% | 50
73 | 38 | 200 | 48.51% | 50
73 | 39 | 1200 | 48.52% | 50
73 | 40 | 0 | 48.53% | 50
73 | 41 | 0 | 48.55% | 50
73 | 42 | 2150 | 48.56% | 50
73 | 43 | 1050 | 48.57% | 50
73 | 44 | 400 | 48.59% | 50
73 | 45 | 850 | 48.6% | 50
73 | 46 | 850 | 48.61% | 50
73 | 47 | 1550 | 48.63% | 50
73 | 48 | 300 | 48.64% | 50
73 | 49 | 1100 | 48.65% | 50
73 | 50 | 0 | 48.67% | 50
74 | 1 | 0 | 48.68% | 50
74 | 2 | 0 | 48.69% | 50
74 | 3 | 0 | 48.71% | 50
74 | 4 | 2150 | 48.72% | 50
74 | 5 | 600 | 48.73% | 50
74 | 6 | 0 | 48.75% | 50
74 | 7 | 0 | 48.76% | 50
74 | 8 | 1150 | 48.77% | 50
74 | 9 | 0 | 48.79% | 50
74 | 10 | 900 | 48.8% | 50
74 | 11 | 0 | 48.81% | 50
74 | 12 | 0 | 48.83% | 50
74 | 13 | 0 | 48.84% | 50
74 | 14 | 1300 | 48.85% | 50
74 | 15 | 5500 | 48.87% | 50
74 | 16 | 2550 | 48.88% | 50
74 | 17 | 350 | 48.89% | 50
74 | 18 | 0 | 48.91% | 50
74 | 19 | 0 | 48.92% | 50
74 | 20 | 300 | 48.93% | 50
74 | 21 | 0 | 48.95% | 50
74 | 22 | 100 | 48.96% | 50
74 | 23 | 200 | 48.97% | 50
74 | 24 | 150 | 48.99% | 50
74 | 25 | 0 | 49% | 50
74 | 26 | 0 | 49.01% | 50
74 | 27 | 0 | 49.03% | 50
74 | 28 | 100 | 49.04% | 50
74 | 29 | 0 | 49.05% | 50
74 | 30 | 0 | 49.07% | 50
74 | 31 | 0 | 49.08% | 50
74 | 32 | 600 | 49.09% | 50
74 | 33 | 2350 | 49.11% | 50
74 | 34 | 650 | 49.12% | 50
74 | 35 | 50 | 49.13% | 50
74 | 36 | 100 | 49.15% | 50
74 | 37 | 0 | 49.16% | 50
74 | 38 | 450 | 49.17% | 50
74 | 39 | 300 | 49.19% | 50
74 | 40 | 300 | 49.2% | 50
74 | 41 | 150 | 49.21% | 50
74 | 42 | 0 | 49.23% | 50
74 | 43 | 0 | 49.24% | 50
74 | 44 | 500 | 49.25% | 50
74 | 45 | 950 | 49.27% | 50
74 | 46 | 2200 | 49.28% | 50
74 | 47 | 350 | 49.29% | 50
74 | 48 | 450 | 49.31% | 50
74 | 49 | 550 | 49.32% | 50
74 | 50 | 400 | 49.33% | 50
75 | 1 | 500 | 49.35% | 50
75 | 2 | 0 | 49.36% | 50
75 | 3 | 0 | 49.37% | 50
75 | 4 | 3250 | 49.39% | 50
75 | 5 | 250 | 49.4% | 50
75 | 6 | 850 | 49.41% | 50
75 | 7 | 0 | 49.43% | 50
75 | 8 | 0 | 49.44% | 50
75 | 9 | 50 | 49.45% | 50
75 | 10 | 50 | 49.47% | 50
75 | 11 | 50 | 49.48% | 50
75 | 12 | 0 | 49.49% | 50
75 | 13 | 0 | 49.51% | 50
75 | 14 | 100 | 49.52% | 50
75 | 15 | 0 | 49.53% | 50
75 | 16 | 0 | 49.55% | 50
75 | 17 | 1050 | 49.56% | 50
75 | 18 | 600 | 49.57% | 50
75 | 19 | 300 | 49.59% | 50
75 | 20 | 0 | 49.6% | 50
75 | 21 | 0 | 49.61% | 50
75 | 22 | 0 | 49.63% | 50
75 | 23 | 0 | 49.64% | 50
75 | 24 | 0 | 49.65% | 50
75 | 25 | 50 | 49.67% | 50
75 | 26 | 3600 | 49.68% | 50
75 | 27 | 450 | 49.69% | 50
75 | 28 | 0 | 49.71% | 50
75 | 29 | 750 | 49.72% | 50
75 | 30 | 0 | 49.73% | 50
75 | 31 | 0 | 49.75% | 50
75 | 32 | 1450 | 49.76% | 50
75 | 33 | 0 | 49.77% | 50
75 | 34 | 0 | 49.79% | 50
75 | 35 | 0 | 49.8% | 50
75 | 36 | 400 | 49.81% | 50
75 | 37 | 900 | 49.83% | 50
75 | 38 | 0 | 49.84% | 50
75 | 39 | 150 | 49.85% | 50
75 | 40 | 0 | 49.87% | 50
75 | 41 | 50 | 49.88% | 50
75 | 42 | 0 | 49.89% | 50
75 | 43 | 0 | 49.91% | 50
75 | 44 | 200 | 49.92% | 50
75 | 45 | 0 | 49.93% | 50
75 | 46 | 0 | 49.95% | 50
75 | 47 | 0 | 49.96% | 50
75 | 48 | 0 | 49.97% | 50
75 | 49 | 50 | 49.99% | 50
75 | 50 | 0 | 50% | 50
76 | 1 | 300 | 50.01% | 50
76 | 2 | 0 | 50.03% | 50
76 | 3 | 0 | 50.04% | 50
76 | 4 | 0 | 50.05% | 50
76 | 5 | 0 | 50.07% | 50
76 | 6 | 0 | 50.08% | 50
76 | 7 | 550 | 50.09% | 50
76 | 8 | 0 | 50.11% | 50
76 | 9 | 0 | 50.12% | 50
76 | 10 | 350 | 50.13% | 50
76 | 11 | 150 | 50.15% | 50
76 | 12 | 0 | 50.16% | 50
76 | 13 | 100 | 50.17% | 50
76 | 14 | 100 | 50.19% | 50
76 | 15 | 0 | 50.2% | 50
76 | 16 | 0 | 50.21% | 50
76 | 17 | 0 | 50.23% | 50
76 | 18 | 0 | 50.24% | 50
76 | 19 | 0 | 50.25% | 50
76 | 20 | 0 | 50.27% | 50
76 | 21 | 50 | 50.28% | 50
76 | 22 | 0 | 50.29% | 50
76 | 23 | 0 | 50.31% | 50
76 | 24 | 0 | 50.32% | 50
76 | 25 | 150 | 50.33% | 50
76 | 26 | 0 | 50.35% | 50
76 | 27 | 0 | 50.36% | 50
76 | 28 | 0 | 50.37% | 50
76 | 29 | 0 | 50.39% | 50
76 | 30 | 0 | 50.4% | 50
76 | 31 | 0 | 50.41% | 50
76 | 32 | 0 | 50.43% | 50
76 | 33 | 0 | 50.44% | 50
76 | 34 | 0 | 50.45% | 50
76 | 35 | 0 | 50.47% | 50
76 | 36 | 0 | 50.48% | 50
76 | 37 | 0 | 50.49% | 50
76 | 38 | 0 | 50.51% | 50
76 | 39 | 0 | 50.52% | 50
76 | 40 | 0 | 50.53% | 50
76 | 41 | 50 | 50.55% | 50
76 | 42 | 0 | 50.56% | 50
76 | 43 | 0 | 50.57% | 50
76 | 44 | 350 | 50.59% | 50
76 | 45 | 0 | 50.6% | 50
76 | 46 | 0 | 50.61% | 50
76 | 47 | 0 | 50.63% | 50
76 | 48 | 0 | 50.64% | 50
76 | 49 | 0 | 50.65% | 50
76 | 50 | 0 | 50.67% | 50
77 | 1 | 0 | 50.68% | 50
77 | 2 | 350 | 50.69% | 50
77 | 3 | 200 | 50.71% | 50
77 | 4 | 4200 | 50.72% | 50
77 | 5 | 1650 | 50.73% | 50
77 | 6 | 0 | 50.75% | 50
77 | 7 | 0 | 50.76% | 50
77 | 8 | 0 | 50.77% | 50
77 | 9 | 0 | 50.79% | 50
77 | 10 | 0 | 50.8% | 50
77 | 11 | 0 | 50.81% | 50
77 | 12 | 850 | 50.83% | 50
77 | 13 | 0 | 50.84% | 50
77 | 14 | 650 | 50.85% | 50
77 | 15 | 1650 | 50.87% | 50
77 | 16 | 1200 | 50.88% | 50
77 | 17 | 800 | 50.89% | 50
77 | 18 | 0 | 50.91% | 50
77 | 19 | 350 | 50.92% | 50
77 | 20 | 1250 | 50.93% | 50
77 | 21 | 0 | 50.95% | 50
77 | 22 | 0 | 50.96% | 50
77 | 23 | 0 | 50.97% | 50
77 | 24 | 0 | 50.99% | 50
77 | 25 | 500 | 51% | 50
77 | 26 | 2050 | 51.01% | 50
77 | 27 | 100 | 51.03% | 50
77 | 28 | 1900 | 51.04% | 50
77 | 29 | 400 | 51.05% | 50
77 | 30 | 100 | 51.07% | 50
77 | 31 | 0 | 51.08% | 50
77 | 32 | 1700 | 51.09% | 50
77 | 33 | 0 | 51.11% | 50
77 | 34 | 450 | 51.12% | 50
77 | 35 | 1700 | 51.13% | 50
77 | 36 | 600 | 51.15% | 50
77 | 37 | 400 | 51.16% | 50
77 | 38 | 0 | 51.17% | 50
77 | 39 | 0 | 51.19% | 50
77 | 40 | 700 | 51.2% | 50
77 | 41 | 150 | 51.21% | 50
77 | 42 | 350 | 51.23% | 50
77 | 43 | 0 | 51.24% | 50
77 | 44 | 550 | 51.25% | 50
77 | 45 | 0 | 51.27% | 50
77 | 46 | 0 | 51.28% | 50
77 | 47 | 0 | 51.29% | 50
77 | 48 | 0 | 51.31% | 50
77 | 49 | 0 | 51.32% | 50
77 | 50 | 250 | 51.33% | 50
78 | 1 | 0 | 51.35% | 50
78 | 2 | 300 | 51.36% | 50
78 | 3 | 550 | 51.37% | 50
78 | 4 | 150 | 51.39% | 50
78 | 5 | 250 | 51.4% | 50
78 | 6 | 550 | 51.41% | 50
78 | 7 | 200 | 51.43% | 50
78 | 8 | 100 | 51.44% | 50
78 | 9 | 0 | 51.45% | 50
78 | 10 | 850 | 51.47% | 50
78 | 11 | 0 | 51.48% | 50
78 | 12 | 0 | 51.49% | 50
78 | 13 | 0 | 51.51% | 50
78 | 14 | 0 | 51.52% | 50
78 | 15 | 0 | 51.53% | 50
78 | 16 | 0 | 51.55% | 50
78 | 17 | 300 | 51.56% | 50
78 | 18 | 0 | 51.57% | 50
78 | 19 | 350 | 51.59% | 50
78 | 20 | 0 | 51.6% | 50
78 | 21 | 0 | 51.61% | 50
78 | 22 | 0 | 51.63% | 50
78 | 23 | 0 | 51.64% | 50
78 | 24 | 0 | 51.65% | 50
78 | 25 | 2450 | 51.67% | 50
78 | 26 | 50 | 51.68% | 50
78 | 27 | 100 | 51.69% | 50
78 | 28 | 0 | 51.71% | 50
78 | 29 | 0 | 51.72% | 50
78 | 30 | 0 | 51.73% | 50
78 | 31 | 0 | 51.75% | 50
78 | 32 | 100 | 51.76% | 50
78 | 33 | 950 | 51.77% | 50
78 | 34 | 0 | 51.79% | 50
78 | 35 | 100 | 51.8% | 50
78 | 36 | 0 | 51.81% | 50
78 | 37 | 250 | 51.83% | 50
78 | 38 | 0 | 51.84% | 50
78 | 39 | 600 | 51.85% | 50
78 | 40 | 0 | 51.87% | 50
78 | 41 | 0 | 51.88% | 50
78 | 42 | 50 | 51.89% | 50
78 | 43 | 850 | 51.91% | 50
78 | 44 | 0 | 51.92% | 50
78 | 45 | 350 | 51.93% | 50
78 | 46 | 0 | 51.95% | 50
78 | 47 | 0 | 51.96% | 50
78 | 48 | 0 | 51.97% | 50
78 | 49 | 0 | 51.99% | 50
78 | 50 | 0 | 52% | 50
79 | 1 | 0 | 52.01% | 50
79 | 2 | 550 | 52.03% | 50
79 | 3 | 950 | 52.04% | 50
79 | 4 | 0 | 52.05% | 50
79 | 5 | 300 | 52.07% | 50
79 | 6 | 150 | 52.08% | 50
79 | 7 | 0 | 52.09% | 50
79 | 8 | 0 | 52.11% | 50
79 | 9 | 1150 | 52.12% | 50
79 | 10 | 150 | 52.13% | 50
79 | 11 | 300 | 52.15% | 50
79 | 12 | 50 | 52.16% | 50
79 | 13 | 0 | 52.17% | 50
79 | 14 | 450 | 52.19% | 50
79 | 15 | 600 | 52.2% | 50
79 | 16 | 0 | 52.21% | 50
79 | 17 | 700 | 52.23% | 50
79 | 18 | 100 | 52.24% | 50
79 | 19 | 0 | 52.25% | 50
79 | 20 | 250 | 52.27% | 50
79 | 21 | 900 | 52.28% | 50
79 | 22 | 0 | 52.29% | 50
79 | 23 | 550 | 52.31% | 50
79 | 24 | 250 | 52.32% | 50
79 | 25 | 0 | 52.33% | 50
79 | 26 | 0 | 52.35% | 50
79 | 27 | 150 | 52.36% | 50
79 | 28 | 0 | 52.37% | 50
79 | 29 | 0 | 52.39% | 50
79 | 30 | 50 | 52.4% | 50
79 | 31 | 450 | 52.41% | 50
79 | 32 | 50 | 52.43% | 50
79 | 33 | 0 | 52.44% | 50
79 | 34 | 0 | 52.45% | 50
79 | 35 | 400 | 52.47% | 50
79 | 36 | 0 | 52.48% | 50
79 | 37 | 300 | 52.49% | 50
79 | 38 | 0 | 52.51% | 50
79 | 39 | 350 | 52.52% | 50
79 | 40 | 1050 | 52.53% | 50
79 | 41 | 550 | 52.55% | 50
79 | 42 | 50 | 52.56% | 50
79 | 43 | 0 | 52.57% | 50
79 | 44 | 150 | 52.59% | 50
79 | 45 | 4700 | 52.6% | 50
79 | 46 | 100 | 52.61% | 50
79 | 47 | 0 | 52.63% | 50
79 | 48 | 50 | 52.64% | 50
79 | 49 | 150 | 52.65% | 50
79 | 50 | 0 | 52.67% | 50
80 | 1 | 450 | 52.68% | 50
80 | 2 | 0 | 52.69% | 50
80 | 3 | 3300 | 52.71% | 50
80 | 4 | 750 | 52.72% | 50
80 | 5 | 0 | 52.73% | 50
80 | 6 | 450 | 52.75% | 50
80 | 7 | 0 | 52.76% | 50
80 | 8 | 0 | 52.77% | 50
80 | 9 | 950 | 52.79% | 50
80 | 10 | 0 | 52.8% | 50
80 | 11 | 100 | 52.81% | 50
80 | 12 | 0 | 52.83% | 50
80 | 13 | 0 | 52.84% | 50
80 | 14 | 1900 | 52.85% | 50
80 | 15 | 300 | 52.87% | 50
80 | 16 | 750 | 52.88% | 50
80 | 17 | 500 | 52.89% | 50
80 | 18 | 0 | 52.91% | 50
80 | 19 | 0 | 52.92% | 50
80 | 20 | 2150 | 52.93% | 50
80 | 21 | 0 | 52.95% | 50
80 | 22 | 150 | 52.96% | 50
80 | 23 | 2750 | 52.97% | 50
80 | 24 | 950 | 52.99% | 50
80 | 25 | 500 | 53% | 50
80 | 26 | 650 | 53.01% | 50
80 | 27 | 0 | 53.03% | 50
80 | 28 | 200 | 53.04% | 50
80 | 29 | 0 | 53.05% | 50
80 | 30 | 1400 | 53.07% | 50
80 | 31 | 3700 | 53.08% | 50
80 | 32 | 500 | 53.09% | 50
80 | 33 | 1100 | 53.11% | 50
80 | 34 | 0 | 53.12% | 50
80 | 35 | 150 | 53.13% | 50
80 | 36 | 0 | 53.15% | 50
80 | 37 | 500 | 53.16% | 50
80 | 38 | 250 | 53.17% | 50
80 | 39 | 250 | 53.19% | 50
80 | 40 | 750 | 53.2% | 50
80 | 41 | 0 | 53.21% | 50
80 | 42 | 600 | 53.23% | 50
80 | 43 | 300 | 53.24% | 50
80 | 44 | 0 | 53.25% | 50
80 | 45 | 600 | 53.27% | 50
80 | 46 | 250 | 53.28% | 50
80 | 47 | 0 | 53.29% | 50
80 | 48 | 2950 | 53.31% | 50
80 | 49 | 2950 | 53.32% | 50
80 | 50 | 250 | 53.33% | 50
81 | 1 | 0 | 53.35% | 50
81 | 2 | 400 | 53.36% | 50
81 | 3 | 0 | 53.37% | 50
81 | 4 | 0 | 53.39% | 50
81 | 5 | 0 | 53.4% | 50
81 | 6 | 0 | 53.41% | 50
81 | 7 | 0 | 53.43% | 100
81 | 8 | 350 | 53.44% | 100
81 | 9 | 0 | 53.45% | 100
81 | 10 | 50 | 53.47% | 100
81 | 11 | 0 | 53.48% | 100
81 | 12 | 200 | 53.49% | 100
81 | 13 | 0 | 53.51% | 100
81 | 14 | 0 | 53.52% | 100
81 | 15 | 450 | 53.53% | 100
81 | 16 | 0 | 53.55% | 100
81 | 17 | 1000 | 53.56% | 100
81 | 18 | 0 | 53.57% | 100
81 | 19 | 0 | 53.59% | 100
81 | 20 | 350 | 53.6% | 100
81 | 21 | 200 | 53.61% | 100
81 | 22 | 0 | 53.63% | 100
81 | 23 | 50 | 53.64% | 100
81 | 24 | 0 | 53.65% | 100
81 | 25 | 0 | 53.67% | 100
81 | 26 | 0 | 53.68% | 100
81 | 27 | 1750 | 53.69% | 100
81 | 28 | 0 | 53.71% | 100
81 | 29 | 50 | 53.72% | 100
81 | 30 | 150 | 53.73% | 100
81 | 31 | 150 | 53.75% | 100
81 | 32 | 0 | 53.76% | 100
81 | 33 | 100 | 53.77% | 100
81 | 34 | 150 | 53.79% | 100
81 | 35 | 150 | 53.8% | 100
81 | 36 | 0 | 53.81% | 100
81 | 37 | 100 | 53.83% | 100
81 | 38 | 700 | 53.84% | 100
81 | 39 | 0 | 53.85% | 100
81 | 40 | 100 | 53.87% | 100
81 | 41 | 1050 | 53.88% | 100
81 | 42 | 150 | 53.89% | 100
81 | 43 | 0 | 53.91% | 100
81 | 44 | 0 | 53.92% | 100
81 | 45 | 0 | 53.93% | 100
81 | 46 | 0 | 53.95% | 100
81 | 47 | 0 | 53.96% | 100
81 | 48 | 200 | 53.97% | 100
81 | 49 | 300 | 53.99% | 100
81 | 50 | 0 | 54% | 100
82 | 1 | 0 | 54.01% | 100
82 | 2 | 0 | 54.03% | 100
82 | 3 | 300 | 54.04% | 100
82 | 4 | 0 | 54.05% | 100
82 | 5 | 0 | 54.07% | 100
82 | 6 | 0 | 54.08% | 100
82 | 7 | 0 | 54.09% | 100
82 | 8 | 700 | 54.11% | 100
82 | 9 | 0 | 54.12% | 100
82 | 10 | 0 | 54.13% | 100
82 | 11 | 800 | 54.15% | 100
82 | 12 | 850 | 54.16% | 100
82 | 13 | 50 | 54.17% | 100
82 | 14 | 0 | 54.19% | 100
82 | 15 | 0 | 54.2% | 100
82 | 16 | 200 | 54.21% | 100
82 | 17 | 0 | 54.23% | 100
82 | 18 | 50 | 54.24% | 100
82 | 19 | 0 | 54.25% | 100
82 | 20 | 0 | 54.27% | 100
82 | 21 | 0 | 54.28% | 100
82 | 22 | 0 | 54.29% | 100
82 | 23 | 0 | 54.31% | 100
82 | 24 | 1050 | 54.32% | 100
82 | 25 | 0 | 54.33% | 100
82 | 26 | 1400 | 54.35% | 100
82 | 27 | 0 | 54.36% | 100
82 | 28 | 0 | 54.37% | 100
82 | 29 | 550 | 54.39% | 100
82 | 30 | 50 | 54.4% | 100
82 | 31 | 200 | 54.41% | 100
82 | 32 | 0 | 54.43% | 100
82 | 33 | 0 | 54.44% | 100
82 | 34 | 0 | 54.45% | 100
82 | 35 | 100 | 54.47% | 100
82 | 36 | 0 | 54.48% | 100
82 | 37 | 850 | 54.49% | 100
82 | 38 | 0 | 54.51% | 100
82 | 39 | 0 | 54.52% | 100
82 | 40 | 0 | 54.53% | 100
82 | 41 | 350 | 54.55% | 100
82 | 42 | 300 | 54.56% | 100
82 | 43 | 0 | 54.57% | 100
82 | 44 | 700 | 54.59% | 100
82 | 45 | 250 | 54.6% | 100
82 | 46 | 0 | 54.61% | 100
82 | 47 | 0 | 54.63% | 100
82 | 48 | 200 | 54.64% | 100
82 | 49 | 2000 | 54.65% | 100
82 | 50 | 0 | 54.67% | 100
83 | 1 | 50 | 54.68% | 100
83 | 2 | 750 | 54.69% | 100
83 | 3 | 50 | 54.71% | 100
83 | 4 | 0 | 54.72% | 100
83 | 5 | 0 | 54.73% | 100
83 | 6 | 0 | 54.75% | 100
83 | 7 | 0 | 54.76% | 100
83 | 8 | 250 | 54.77% | 100
83 | 9 | 700 | 54.79% | 100
83 | 10 | 0 | 54.8% | 100
83 | 11 | 100 | 54.81% | 100
83 | 12 | 0 | 54.83% | 100
83 | 13 | 300 | 54.84% | 100
83 | 14 | 100 | 54.85% | 100
83 | 15 | 200 | 54.87% | 100
83 | 16 | 0 | 54.88% | 100
83 | 17 | 400 | 54.89% | 100
83 | 18 | 250 | 54.91% | 100
83 | 19 | 0 | 54.92% | 100
83 | 20 | 350 | 54.93% | 100
83 | 21 | 0 | 54.95% | 100
83 | 22 | 0 | 54.96% | 100
83 | 23 | 0 | 54.97% | 100
83 | 24 | 1100 | 54.99% | 100
83 | 25 | 2200 | 55% | 100
83 | 26 | 600 | 55.01% | 100
83 | 27 | 3100 | 55.03% | 100
83 | 28 | 550 | 55.04% | 100
83 | 29 | 600 | 55.05% | 100
83 | 30 | 500 | 55.07% | 100
83 | 31 | 300 | 55.08% | 100
83 | 32 | 0 | 55.09% | 100
83 | 33 | 0 | 55.11% | 100
83 | 34 | 0 | 55.12% | 100
83 | 35 | 0 | 55.13% | 100
83 | 36 | 0 | 55.15% | 100
83 | 37 | 0 | 55.16% | 100
83 | 38 | 150 | 55.17% | 100
83 | 39 | 750 | 55.19% | 100
83 | 40 | 50 | 55.2% | 100
83 | 41 | 50 | 55.21% | 100
83 | 42 | 850 | 55.23% | 100
83 | 43 | 900 | 55.24% | 100
83 | 44 | 100 | 55.25% | 100
83 | 45 | 250 | 55.27% | 100
83 | 46 | 150 | 55.28% | 100
83 | 47 | 0 | 55.29% | 100
83 | 48 | 0 | 55.31% | 100
83 | 49 | 0 | 55.32% | 100
83 | 50 | 450 | 55.33% | 100
84 | 1 | 800 | 55.35% | 100
84 | 2 | 1200 | 55.36% | 100
84 | 3 | 1050 | 55.37% | 100
84 | 4 | 0 | 55.39% | 100
84 | 5 | 0 | 55.4% | 100
84 | 6 | 550 | 55.41% | 100
84 | 7 | 750 | 55.43% | 100
84 | 8 | 0 | 55.44% | 100
84 | 9 | 800 | 55.45% | 100
84 | 10 | 2350 | 55.47% | 100
84 | 11 | 0 | 55.48% | 100
84 | 12 | 0 | 55.49% | 100
84 | 13 | 0 | 55.51% | 100
84 | 14 | 950 | 55.52% | 100
84 | 15 | 0 | 55.53% | 100
84 | 16 | 250 | 55.55% | 100
84 | 17 | 0 | 55.56% | 100
84 | 18 | 100 | 55.57% | 100
84 | 19 | 0 | 55.59% | 100
84 | 20 | 2500 | 55.6% | 100
84 | 21 | 0 | 55.61% | 100
84 | 22 | 400 | 55.63% | 100
84 | 23 | 3350 | 55.64% | 100
84 | 24 | 0 | 55.65% | 100
84 | 25 | 650 | 55.67% | 100
84 | 26 | 700 | 55.68% | 100
84 | 27 | 0 | 55.69% | 100
84 | 28 | 500 | 55.71% | 100
84 | 29 | 1850 | 55.72% | 100
84 | 30 | 100 | 55.73% | 100
84 | 31 | 0 | 55.75% | 100
84 | 32 | 0 | 55.76% | 100
84 | 33 | 0 | 55.77% | 100
84 | 34 | 4950 | 55.79% | 100
84 | 35 | 0 | 55.8% | 100
84 | 36 | 0 | 55.81% | 100
84 | 37 | 400 | 55.83% | 100
84 | 38 | 0 | 55.84% | 100
84 | 39 | 0 | 55.85% | 100
84 | 40 | 50 | 55.87% | 100
84 | 41 | 0 | 55.88% | 100
84 | 42 | 100 | 55.89% | 100
84 | 43 | 250 | 55.91% | 100
84 | 44 | 0 | 55.92% | 100
84 | 45 | 0 | 55.93% | 100
84 | 46 | 150 | 55.95% | 100
84 | 47 | 0 | 55.96% | 100
84 | 48 | 100 | 55.97% | 100
84 | 49 | 500 | 55.99% | 100
84 | 50 | 0 | 56% | 100
85 | 1 | 0 | 56.01% | 100
85 | 2 | 1200 | 56.03% | 100
85 | 3 | 0 | 56.04% | 100
85 | 4 | 0 | 56.05% | 100
85 | 5 | 0 | 56.07% | 100
85 | 6 | 450 | 56.08% | 100
85 | 7 | 350 | 56.09% | 100
85 | 8 | 0 | 56.11% | 100
85 | 9 | 0 | 56.12% | 100
85 | 10 | 850 | 56.13% | 100
85 | 11 | 0 | 56.15% | 100
85 | 12 | 150 | 56.16% | 100
85 | 13 | 100 | 56.17% | 100
85 | 14 | 250 | 56.19% | 100
85 | 15 | 0 | 56.2% | 100
85 | 16 | 0 | 56.21% | 100
85 | 17 | 0 | 56.23% | 100
85 | 18 | 3850 | 56.24% | 100
85 | 19 | 2200 | 56.25% | 100
85 | 20 | 0 | 56.27% | 100
85 | 21 | 0 | 56.28% | 100
85 | 22 | 300 | 56.29% | 100
85 | 23 | 100 | 56.31% | 100
85 | 24 | 400 | 56.32% | 100
85 | 25 | 600 | 56.33% | 100
85 | 26 | 0 | 56.35% | 100
85 | 27 | 200 | 56.36% | 100
85 | 28 | 100 | 56.37% | 100
85 | 29 | 0 | 56.39% | 100
85 | 30 | 3400 | 56.4% | 100
85 | 31 | 300 | 56.41% | 100
85 | 32 | 300 | 56.43% | 100
85 | 33 | 100 | 56.44% | 100
85 | 34 | 300 | 56.45% | 100
85 | 35 | 100 | 56.47% | 100
85 | 36 | 200 | 56.48% | 100
85 | 37 | 0 | 56.49% | 100
85 | 38 | 0 | 56.51% | 100
85 | 39 | 0 | 56.52% | 100
85 | 40 | 0 | 56.53% | 100
85 | 41 | 800 | 56.55% | 100
85 | 42 | 0 | 56.56% | 100
85 | 43 | 700 | 56.57% | 100
85 | 44 | 500 | 56.59% | 100
85 | 45 | 950 | 56.6% | 100
85 | 46 | 100 | 56.61% | 100
85 | 47 | 450 | 56.63% | 100
85 | 48 | 1550 | 56.64% | 100
85 | 49 | 200 | 56.65% | 100
85 | 50 | 100 | 56.67% | 100
86 | 1 | 450 | 56.68% | 100
86 | 2 | 200 | 56.69% | 100
86 | 3 | 300 | 56.71% | 100
86 | 4 | 0 | 56.72% | 100
86 | 5 | 250 | 56.73% | 100
86 | 6 | 150 | 56.75% | 100
86 | 7 | 200 | 56.76% | 100
86 | 8 | 650 | 56.77% | 100
86 | 9 | 300 | 56.79% | 100
86 | 10 | 0 | 56.8% | 100
86 | 11 | 150 | 56.81% | 100
86 | 12 | 0 | 56.83% | 100
86 | 13 | 3850 | 56.84% | 100
86 | 14 | 0 | 56.85% | 100
86 | 15 | 250 | 56.87% | 100
86 | 16 | 0 | 56.88% | 100
86 | 17 | 0 | 56.89% | 100
86 | 18 | 0 | 56.91% | 100
86 | 19 | 0 | 56.92% | 100
86 | 20 | 50 | 56.93% | 100
86 | 21 | 650 | 56.95% | 100
86 | 22 | 0 | 56.96% | 100
86 | 23 | 250 | 56.97% | 100
86 | 24 | 100 | 56.99% | 100
86 | 25 | 150 | 57% | 100
86 | 26 | 850 | 57.01% | 100
86 | 27 | 100 | 57.03% | 100
86 | 28 | 300 | 57.04% | 100
86 | 29 | 350 | 57.05% | 100
86 | 30 | 0 | 57.07% | 100
86 | 31 | 1500 | 57.08% | 100
86 | 32 | 0 | 57.09% | 100
86 | 33 | 0 | 57.11% | 100
86 | 34 | 0 | 57.12% | 100
86 | 35 | 1800 | 57.13% | 100
86 | 36 | 350 | 57.15% | 100
86 | 37 | 1100 | 57.16% | 100
86 | 38 | 3700 | 57.17% | 100
86 | 39 | 500 | 57.19% | 100
86 | 40 | 0 | 57.2% | 100
86 | 41 | 550 | 57.21% | 100
86 | 42 | 50 | 57.23% | 100
86 | 43 | 650 | 57.24% | 100
86 | 44 | 350 | 57.25% | 100
86 | 45 | 0 | 57.27% | 100
86 | 46 | 100 | 57.28% | 100
86 | 47 | 0 | 57.29% | 100
86 | 48 | 150 | 57.31% | 100
86 | 49 | 0 | 57.32% | 100
86 | 50 | 300 | 57.33% | 100
87 | 1 | 0 | 57.35% | 100
87 | 2 | 600 | 57.36% | 100
87 | 3 | 350 | 57.37% | 100
87 | 4 | 0 | 57.39% | 100
87 | 5 | 0 | 57.4% | 100
87 | 6 | 1150 | 57.41% | 100
87 | 7 | 50 | 57.43% | 100
87 | 8 | 0 | 57.44% | 100
87 | 9 | 0 | 57.45% | 100
87 | 10 | 300 | 57.47% | 100
87 | 11 | 0 | 57.48% | 100
87 | 12 | 3550 | 57.49% | 100
87 | 13 | 0 | 57.51% | 100
87 | 14 | 650 | 57.52% | 100
87 | 15 | 0 | 57.53% | 100
87 | 16 | 1150 | 57.55% | 100
87 | 17 | 400 | 57.56% | 100
87 | 18 | 0 | 57.57% | 100
87 | 19 | 150 | 57.59% | 100
87 | 20 | 850 | 57.6% | 100
87 | 21 | 250 | 57.61% | 100
87 | 22 | 3350 | 57.63% | 100
87 | 23 | 450 | 57.64% | 100
87 | 24 | 250 | 57.65% | 100
87 | 25 | 150 | 57.67% | 100
87 | 26 | 3300 | 57.68% | 100
87 | 27 | 50 | 57.69% | 100
87 | 28 | 0 | 57.71% | 100
87 | 29 | 1200 | 57.72% | 100
87 | 30 | 150 | 57.73% | 100
87 | 31 | 200 | 57.75% | 100
87 | 32 | 500 | 57.76% | 100
87 | 33 | 0 | 57.77% | 100
87 | 34 | 0 | 57.79% | 100
87 | 35 | 350 | 57.8% | 100
87 | 36 | 0 | 57.81% | 100
87 | 37 | 200 | 57.83% | 100
87 | 38 | 1000 | 57.84% | 100
87 | 39 | 0 | 57.85% | 100
87 | 40 | 0 | 57.87% | 100
87 | 41 | 0 | 57.88% | 100
87 | 42 | 1650 | 57.89% | 100
87 | 43 | 0 | 57.91% | 100
87 | 44 | 0 | 57.92% | 100
87 | 45 | 550 | 57.93% | 100
87 | 46 | 0 | 57.95% | 100
87 | 47 | 0 | 57.96% | 100
87 | 48 | 0 | 57.97% | 100
87 | 49 | 650 | 57.99% | 100
87 | 50 | 1800 | 58% | 100
88 | 1 | 100 | 58.01% | 100
88 | 2 | 50 | 58.03% | 100
88 | 3 | 500 | 58.04% | 100
88 | 4 | 500 | 58.05% | 100
88 | 5 | 0 | 58.07% | 100
88 | 6 | 350 | 58.08% | 100
88 | 7 | 300 | 58.09% | 100
88 | 8 | 550 | 58.11% | 100
88 | 9 | 100 | 58.12% | 100
88 | 10 | 0 | 58.13% | 100
88 | 11 | 1800 | 58.15% | 100
88 | 12 | 0 | 58.16% | 100
88 | 13 | 0 | 58.17% | 100
88 | 14 | 0 | 58.19% | 100
88 | 15 | 2500 | 58.2% | 100
88 | 16 | 100 | 58.21% | 100
88 | 17 | 0 | 58.23% | 100
88 | 18 | 350 | 58.24% | 100
88 | 19 | 0 | 58.25% | 100
88 | 20 | 0 | 58.27% | 100
88 | 21 | 1600 | 58.28% | 100
88 | 22 | 100 | 58.29% | 100
88 | 23 | 350 | 58.31% | 100
88 | 24 | 0 | 58.32% | 100
88 | 25 | 0 | 58.33% | 100
88 | 26 | 400 | 58.35% | 100
88 | 27 | 0 | 58.36% | 100
88 | 28 | 0 | 58.37% | 100
88 | 29 | 750 | 58.39% | 100
88 | 30 | 250 | 58.4% | 150
88 | 31 | 350 | 58.41% | 150
88 | 32 | 0 | 58.43% | 150
88 | 33 | 0 | 58.44% | 150
88 | 34 | 600 | 58.45% | 150
88 | 35 | 0 | 58.47% | 150
88 | 36 | 0 | 58.48% | 150
88 | 37 | 300 | 58.49% | 150
88 | 38 | 750 | 58.51% | 150
88 | 39 | 0 | 58.52% | 150
88 | 40 | 400 | 58.53% | 150
88 | 41 | 2400 | 58.55% | 150
88 | 42 | 400 | 58.56% | 150
88 | 43 | 300 | 58.57% | 150
88 | 44 | 800 | 58.59% | 150
88 | 45 | 400 | 58.6% | 150
88 | 46 | 0 | 58.61% | 150
88 | 47 | 0 | 58.63% | 150
88 | 48 | 450 | 58.64% | 150
88 | 49 | 400 | 58.65% | 150
88 | 50 | 8600 | 58.67% | 150
89 | 1 | 0 | 58.68% | 150
89 | 2 | 700 | 58.69% | 150
89 | 3 | 3500 | 58.71% | 150
89 | 4 | 650 | 58.72% | 150
89 | 5 | 0 | 58.73% | 150
89 | 6 | 350 | 58.75% | 150
89 | 7 | 0 | 58.76% | 150
89 | 8 | 0 | 58.77% | 150
89 | 9 | 0 | 58.79% | 150
89 | 10 | 0 | 58.8% | 150
89 | 11 | 300 | 58.81% | 150
89 | 12 | 1250 | 58.83% | 150
89 | 13 | 200 | 58.84% | 150
89 | 14 | 750 | 58.85% | 150
89 | 15 | 0 | 58.87% | 150
89 | 16 | 0 | 58.88% | 150
89 | 17 | 100 | 58.89% | 150
89 | 18 | 250 | 58.91% | 150
89 | 19 | 0 | 58.92% | 150
89 | 20 | 350 | 58.93% | 150
89 | 21 | 800 | 58.95% | 150
89 | 22 | 0 | 58.96% | 150
89 | 23 | 1350 | 58.97% | 150
89 | 24 | 0 | 58.99% | 150
89 | 25 | 0 | 59% | 150
89 | 26 | 50 | 59.01% | 150
89 | 27 | 200 | 59.03% | 150
89 | 28 | 950 | 59.04% | 150
89 | 29 | 100 | 59.05% | 150
89 | 30 | 200 | 59.07% | 150
89 | 31 | 2550 | 59.08% | 150
89 | 32 | 0 | 59.09% | 150
89 | 33 | 700 | 59.11% | 150
89 | 34 | 450 | 59.12% | 150
89 | 35 | 200 | 59.13% | 150
89 | 36 | 0 | 59.15% | 150
89 | 37 | 150 | 59.16% | 150
89 | 38 | 0 | 59.17% | 150
89 | 39 | 0 | 59.19% | 150
89 | 40 | 3550 | 59.2% | 150
89 | 41 | 0 | 59.21% | 150
89 | 42 | 400 | 59.23% | 150
89 | 43 | 4400 | 59.24% | 150
89 | 44 | 500 | 59.25% | 150
89 | 45 | 1150 | 59.27% | 150
89 | 46 | 200 | 59.28% | 150
89 | 47 | 250 | 59.29% | 150
89 | 48 | 0 | 59.31% | 150
89 | 49 | 0 | 59.32% | 150
89 | 50 | 250 | 59.33% | 150
90 | 1 | 800 | 59.35% | 150
90 | 2 | 450 | 59.36% | 150
90 | 3 | 150 | 59.37% | 150
90 | 4 | 0 | 59.39% | 150
90 | 5 | 4200 | 59.4% | 150
90 | 6 | 1650 | 59.41% | 150
90 | 7 | 0 | 59.43% | 150
90 | 8 | 550 | 59.44% | 150
90 | 9 | 100 | 59.45% | 150
90 | 10 | 0 | 59.47% | 150
90 | 11 | 800 | 59.48% | 150
90 | 12 | 700 | 59.49% | 150
90 | 13 | 0 | 59.51% | 150
90 | 14 | 200 | 59.52% | 150
90 | 15 | 550 | 59.53% | 150
90 | 16 | 0 | 59.55% | 150
90 | 17 | 350 | 59.56% | 150
90 | 18 | 0 | 59.57% | 150
90 | 19 | 0 | 59.59% | 150
90 | 20 | 650 | 59.6% | 150
90 | 21 | 0 | 59.61% | 150
90 | 22 | 300 | 59.63% | 150
90 | 23 | 1950 | 59.64% | 150
90 | 24 | 150 | 59.65% | 150
90 | 25 | 500 | 59.67% | 150
90 | 26 | 50 | 59.68% | 150
90 | 27 | 500 | 59.69% | 150
90 | 28 | 3200 | 59.71% | 150
90 | 29 | 400 | 59.72% | 150
90 | 30 | 0 | 59.73% | 150
90 | 31 | 0 | 59.75% | 150
90 | 32 | 50 | 59.76% | 150
90 | 33 | 0 | 59.77% | 150
90 | 34 | 50 | 59.79% | 150
90 | 35 | 0 | 59.8% | 150
90 | 36 | 50 | 59.81% | 150
90 | 37 | 0 | 59.83% | 150
90 | 38 | 0 | 59.84% | 150
90 | 39 | 750 | 59.85% | 150
90 | 40 | 0 | 59.87% | 150
90 | 41 | 1650 | 59.88% | 150
90 | 42 | 1700 | 59.89% | 150
90 | 43 | 0 | 59.91% | 150
90 | 44 | 50 | 59.92% | 150
90 | 45 | 50 | 59.93% | 150
90 | 46 | 1050 | 59.95% | 150
90 | 47 | 200 | 59.96% | 150
90 | 48 | 450 | 59.97% | 150
90 | 49 | 0 | 59.99% | 150
90 | 50 | 500 | 60% | 150
91 | 1 | 100 | 60.01% | 150
91 | 2 | 500 | 60.03% | 150
91 | 3 | 150 | 60.04% | 150
91 | 4 | 100 | 60.05% | 150
91 | 5 | 0 | 60.07% | 150
91 | 6 | 400 | 60.08% | 150
91 | 7 | 0 | 60.09% | 150
91 | 8 | 450 | 60.11% | 150
91 | 9 | 1100 | 60.12% | 150
91 | 10 | 0 | 60.13% | 150
91 | 11 | 0 | 60.15% | 150
91 | 12 | 650 | 60.16% | 150
91 | 13 | 100 | 60.17% | 150
91 | 14 | 150 | 60.19% | 150
91 | 15 | 250 | 60.2% | 150
91 | 16 | 0 | 60.21% | 150
91 | 17 | 0 | 60.23% | 150
91 | 18 | 0 | 60.24% | 150
91 | 19 | 0 | 60.25% | 150
91 | 20 | 0 | 60.27% | 150
91 | 21 | 450 | 60.28% | 150
91 | 22 | 150 | 60.29% | 150
91 | 23 | 250 | 60.31% | 150
91 | 24 | 400 | 60.32% | 150
91 | 25 | 0 | 60.33% | 150
91 | 26 | 1050 | 60.35% | 150
91 | 27 | 50 | 60.36% | 150
91 | 28 | 50 | 60.37% | 150
91 | 29 | 0 | 60.39% | 150
91 | 30 | 400 | 60.4% | 150
91 | 31 | 0 | 60.41% | 150
91 | 32 | 0 | 60.43% | 150
91 | 33 | 450 | 60.44% | 150
91 | 34 | 0 | 60.45% | 150
91 | 35 | 300 | 60.47% | 150
91 | 36 | 0 | 60.48% | 150
91 | 37 | 0 | 60.49% | 150
91 | 38 | 0 | 60.51% | 150
91 | 39 | 1650 | 60.52% | 150
91 | 40 | 350 | 60.53% | 150
91 | 41 | 350 | 60.55% | 150
91 | 42 | 150 | 60.56% | 150
91 | 43 | 900 | 60.57% | 150
91 | 44 | 900 | 60.59% | 150
91 | 45 | 300 | 60.6% | 150
91 | 46 | 350 | 60.61% | 150
91 | 47 | 0 | 60.63% | 150
91 | 48 | 1100 | 60.64% | 150
91 | 49 | 0 | 60.65% | 150
91 | 50 | 1750 | 60.67% | 150
92 | 1 | 750 | 60.68% | 150
92 | 2 | 0 | 60.69% | 150
92 | 3 | 250 | 60.71% | 150
92 | 4 | 0 | 60.72% | 150
92 | 5 | 0 | 60.73% | 150
92 | 6 | 0 | 60.75% | 150
92 | 7 | 2550 | 60.76% | 150
92 | 8 | 0 | 60.77% | 150
92 | 9 | 0 | 60.79% | 150
92 | 10 | 0 | 60.8% | 150
92 | 11 | 0 | 60.81% | 150
92 | 12 | 0 | 60.83% | 150
92 | 13 | 0 | 60.84% | 150
92 | 14 | 0 | 60.85% | 150
92 | 15 | 0 | 60.87% | 150
92 | 16 | 850 | 60.88% | 150
92 | 17 | 0 | 60.89% | 150
92 | 18 | 0 | 60.91% | 150
92 | 19 | 0 | 60.92% | 150
92 | 20 | 0 | 60.93% | 150
92 | 21 | 150 | 60.95% | 150
92 | 22 | 0 | 60.96% | 150
92 | 23 | 0 | 60.97% | 150
92 | 24 | 600 | 60.99% | 150
92 | 25 | 0 | 61% | 150
92 | 26 | 350 | 61.01% | 150
92 | 27 | 100 | 61.03% | 150
92 | 28 | 50 | 61.04% | 150
92 | 29 | 0 | 61.05% | 150
92 | 30 | 0 | 61.07% | 150
92 | 31 | 0 | 61.08% | 150
92 | 32 | 0 | 61.09% | 150
92 | 33 | 0 | 61.11% | 150
92 | 34 | 900 | 61.12% | 150
92 | 35 | 0 | 61.13% | 150
92 | 36 | 0 | 61.15% | 150
92 | 37 | 0 | 61.16% | 150
92 | 38 | 50 | 61.17% | 150
92 | 39 | 100 | 61.19% | 150
92 | 40 | 250 | 61.2% | 150
92 | 41 | 0 | 61.21% | 150
92 | 42 | 1550 | 61.23% | 150
92 | 43 | 250 | 61.24% | 150
92 | 44 | 0 | 61.25% | 150
92 | 45 | 300 | 61.27% | 150
92 | 46 | 0 | 61.28% | 150
92 | 47 | 150 | 61.29% | 150
92 | 48 | 50 | 61.31% | 150
92 | 49 | 0 | 61.32% | 150
92 | 50 | 0 | 61.33% | 150
93 | 1 | 0 | 61.35% | 150
93 | 2 | 0 | 61.36% | 150
93 | 3 | 0 | 61.37% | 150
93 | 4 | 150 | 61.39% | 150
93 | 5 | 0 | 61.4% | 150
93 | 6 | 1050 | 61.41% | 150
93 | 7 | 200 | 61.43% | 150
93 | 8 | 0 | 61.44% | 150
93 | 9 | 100 | 61.45% | 150
93 | 10 | 0 | 61.47% | 150
93 | 11 | 0 | 61.48% | 150
93 | 12 | 0 | 61.49% | 150
93 | 13 | 0 | 61.51% | 150
93 | 14 | 0 | 61.52% | 150
93 | 15 | 0 | 61.53% | 150
93 | 16 | 550 | 61.55% | 150
93 | 17 | 100 | 61.56% | 150
93 | 18 | 0 | 61.57% | 150
93 | 19 | 0 | 61.59% | 150
93 | 20 | 300 | 61.6% | 150
93 | 21 | 0 | 61.61% | 150
93 | 22 | 100 | 61.63% | 150
93 | 23 | 0 | 61.64% | 150
93 | 24 | 0 | 61.65% | 150
93 | 25 | 0 | 61.67% | 150
93 | 26 | 650 | 61.68% | 150
93 | 27 | 0 | 61.69% | 150
93 | 28 | 0 | 61.71% | 150
93 | 29 | 450 | 61.72% | 150
93 | 30 | 1650 | 61.73% | 150
93 | 31 | 0 | 61.75% | 150
93 | 32 | 0 | 61.76% | 150
93 | 33 | 0 | 61.77% | 150
93 | 34 | 0 | 61.79% | 150
93 | 35 | 0 | 61.8% | 150
93 | 36 | 600 | 61.81% | 150
93 | 37 | 50 | 61.83% | 150
93 | 38 | 0 | 61.84% | 150
93 | 39 | 150 | 61.85% | 150
93 | 40 | 0 | 61.87% | 150
93 | 41 | 0 | 61.88% | 150
93 | 42 | 0 | 61.89% | 150
93 | 43 | 0 | 61.91% | 150
93 | 44 | 0 | 61.92% | 150
93 | 45 | 0 | 61.93% | 150
93 | 46 | 0 | 61.95% | 150
93 | 47 | 100 | 61.96% | 150
93 | 48 | 0 | 61.97% | 150
93 | 49 | 0 | 61.99% | 150
93 | 50 | 650 | 62% | 150
94 | 1 | 0 | 62.01% | 150
94 | 2 | 0 | 62.03% | 150
94 | 3 | 150 | 62.04% | 150
94 | 4 | 0 | 62.05% | 150
94 | 5 | 100 | 62.07% | 150
94 | 6 | 3050 | 62.08% | 150
94 | 7 | 0 | 62.09% | 150
94 | 8 | 550 | 62.11% | 150
94 | 9 | 500 | 62.12% | 150
94 | 10 | 0 | 62.13% | 150
94 | 11 | 200 | 62.15% | 150
94 | 12 | 0 | 62.16% | 150
94 | 13 | 1800 | 62.17% | 150
94 | 14 | 550 | 62.19% | 150
94 | 15 | 100 | 62.2% | 150
94 | 16 | 1050 | 62.21% | 150
94 | 17 | 0 | 62.23% | 150
94 | 18 | 550 | 62.24% | 150
94 | 19 | 0 | 62.25% | 150
94 | 20 | 0 | 62.27% | 150
94 | 21 | 0 | 62.28% | 150
94 | 22 | 50 | 62.29% | 150
94 | 23 | 1250 | 62.31% | 150
94 | 24 | 450 | 62.32% | 150
94 | 25 | 0 | 62.33% | 150
94 | 26 | 700 | 62.35% | 200
94 | 27 | 250 | 62.36% | 200
94 | 28 | 0 | 62.37% | 200
94 | 29 | 0 | 62.39% | 200
94 | 30 | 0 | 62.4% | 200
94 | 31 | 600 | 62.41% | 200
94 | 32 | 0 | 62.43% | 200
94 | 33 | 0 | 62.44% | 200
94 | 34 | 0 | 62.45% | 200
94 | 35 | 150 | 62.47% | 200
94 | 36 | 900 | 62.48% | 200
94 | 37 | 50 | 62.49% | 200
94 | 38 | 150 | 62.51% | 200
94 | 39 | 0 | 62.52% | 200
94 | 40 | 0 | 62.53% | 200
94 | 41 | 1100 | 62.55% | 200
94 | 42 | 450 | 62.56% | 200
94 | 43 | 650 | 62.57% | 200
94 | 44 | 0 | 62.59% | 200
94 | 45 | 0 | 62.6% | 200
94 | 46 | 0 | 62.61% | 200
94 | 47 | 0 | 62.63% | 200
94 | 48 | 0 | 62.64% | 200
94 | 49 | 0 | 62.65% | 200
94 | 50 | 250 | 62.67% | 200
95 | 1 | 0 | 62.68% | 200
95 | 2 | 0 | 62.69% | 200
95 | 3 | 0 | 62.71% | 200
95 | 4 | 0 | 62.72% | 200
95 | 5 | 0 | 62.73% | 200
95 | 6 | 0 | 62.75% | 200
95 | 7 | 50 | 62.76% | 200
95 | 8 | 0 | 62.77% | 200
95 | 9 | 2700 | 62.79% | 200
95 | 10 | 250 | 62.8% | 200
95 | 11 | 850 | 62.81% | 200
95 | 12 | 0 | 62.83% | 200
95 | 13 | 750 | 62.84% | 200
95 | 14 | 50 | 62.85% | 200
95 | 15 | 200 | 62.87% | 200
95 | 16 | 2500 | 62.88% | 200
95 | 17 | 50 | 62.89% | 200
95 | 18 | 250 | 62.91% | 200
95 | 19 | 100 | 62.92% | 200
95 | 20 | 0 | 62.93% | 200
95 | 21 | 4600 | 62.95% | 200
95 | 22 | 9050 | 62.96% | 200
95 | 23 | 0 | 62.97% | 200
95 | 24 | 100 | 62.99% | 200
95 | 25 | 0 | 63% | 200
95 | 26 | 0 | 63.01% | 200
95 | 27 | 0 | 63.03% | 200
95 | 28 | 1050 | 63.04% | 200
95 | 29 | 0 | 63.05% | 200
95 | 30 | 500 | 63.07% | 200
95 | 31 | 450 | 63.08% | 200
95 | 32 | 600 | 63.09% | 200
95 | 33 | 0 | 63.11% | 200
95 | 34 | 0 | 63.12% | 200
95 | 35 | 550 | 63.13% | 200
95 | 36 | 0 | 63.15% | 200
95 | 37 | 2000 | 63.16% | 200
95 | 38 | 100 | 63.17% | 200
95 | 39 | 0 | 63.19% | 200
95 | 40 | 300 | 63.2% | 200
95 | 41 | 100 | 63.21% | 200
95 | 42 | 0 | 63.23% | 200
95 | 43 | 1300 | 63.24% | 200
95 | 44 | 300 | 63.25% | 200
95 | 45 | 0 | 63.27% | 200
95 | 46 | 0 | 63.28% | 200
95 | 47 | 0 | 63.29% | 200
95 | 48 | 500 | 63.31% | 200
95 | 49 | 1300 | 63.32% | 200
95 | 50 | 500 | 63.33% | 200
96 | 1 | 50 | 63.35% | 200
96 | 2 | 0 | 63.36% | 200
96 | 3 | 0 | 63.37% | 200
96 | 4 | 0 | 63.39% | 200
96 | 5 | 0 | 63.4% | 200
96 | 6 | 0 | 63.41% | 200
96 | 7 | 0 | 63.43% | 200
96 | 8 | 150 | 63.44% | 200
96 | 9 | 0 | 63.45% | 200
96 | 10 | 700 | 63.47% | 200
96 | 11 | 0 | 63.48% | 200
96 | 12 | 50 | 63.49% | 200
96 | 13 | 300 | 63.51% | 200
96 | 14 | 300 | 63.52% | 200
96 | 15 | 150 | 63.53% | 200
96 | 16 | 300 | 63.55% | 200
96 | 17 | 1100 | 63.56% | 200
96 | 18 | 1050 | 63.57% | 200
96 | 19 | 0 | 63.59% | 200
96 | 20 | 250 | 63.6% | 200
96 | 21 | 0 | 63.61% | 200
96 | 22 | 300 | 63.63% | 200
96 | 23 | 1650 | 63.64% | 200
96 | 24 | 3300 | 63.65% | 200
96 | 25 | 1050 | 63.67% | 200
96 | 26 | 900 | 63.68% | 200
96 | 27 | 300 | 63.69% | 200
96 | 28 | 750 | 63.71% | 200
96 | 29 | 0 | 63.72% | 200
96 | 30 | 300 | 63.73% | 200
96 | 31 | 0 | 63.75% | 200
96 | 32 | 550 | 63.76% | 200
96 | 33 | 0 | 63.77% | 200
96 | 34 | 0 | 63.79% | 200
96 | 35 | 0 | 63.8% | 200
96 | 36 | 200 | 63.81% | 200
96 | 37 | 0 | 63.83% | 200
96 | 38 | 12550 | 63.84% | 200
96 | 39 | 150 | 63.85% | 200
96 | 40 | 100 | 63.87% | 200
96 | 41 | 50 | 63.88% | 200
96 | 42 | 7150 | 63.89% | 200
96 | 43 | 100 | 63.91% | 200
96 | 44 | 650 | 63.92% | 200
96 | 45 | 0 | 63.93% | 200
96 | 46 | 550 | 63.95% | 200
96 | 47 | 150 | 63.96% | 200
96 | 48 | 0 | 63.97% | 200
96 | 49 | 0 | 63.99% | 200
96 | 50 | 450 | 64% | 200
97 | 1 | 0 | 64.01% | 200
97 | 2 | 350 | 64.03% | 200
97 | 3 | 1150 | 64.04% | 200
97 | 4 | 300 | 64.05% | 200
97 | 5 | 50 | 64.07% | 200
97 | 6 | 0 | 64.08% | 200
97 | 7 | 50 | 64.09% | 200
97 | 8 | 50 | 64.11% | 200
97 | 9 | 700 | 64.12% | 200
97 | 10 | 0 | 64.13% | 200
97 | 11 | 0 | 64.15% | 200
97 | 12 | 250 | 64.16% | 200
97 | 13 | 0 | 64.17% | 200
97 | 14 | 0 | 64.19% | 200
97 | 15 | 50 | 64.2% | 200
97 | 16 | 50 | 64.21% | 200
97 | 17 | 0 | 64.23% | 200
97 | 18 | 0 | 64.24% | 200
97 | 19 | 0 | 64.25% | 200
97 | 20 | 0 | 64.27% | 200
97 | 21 | 0 | 64.28% | 200
97 | 22 | 0 | 64.29% | 200
97 | 23 | 0 | 64.31% | 200
97 | 24 | 0 | 64.32% | 200
97 | 25 | 0 | 64.33% | 200
97 | 26 | 1300 | 64.35% | 200
97 | 27 | 250 | 64.36% | 200
97 | 28 | 0 | 64.37% | 200
97 | 29 | 400 | 64.39% | 200
97 | 30 | 0 | 64.4% | 200
97 | 31 | 700 | 64.41% | 200
97 | 32 | 0 | 64.43% | 200
97 | 33 | 0 | 64.44% | 200
97 | 34 | 500 | 64.45% | 200
97 | 35 | 300 | 64.47% | 200
97 | 36 | 2600 | 64.48% | 200
97 | 37 | 800 | 64.49% | 200
97 | 38 | 0 | 64.51% | 200
97 | 39 | 0 | 64.52% | 200
97 | 40 | 50 | 64.53% | 200
97 | 41 | 0 | 64.55% | 200
97 | 42 | 50 | 64.56% | 200
97 | 43 | 100 | 64.57% | 200
97 | 44 | 300 | 64.59% | 200
97 | 45 | 0 | 64.6% | 200
97 | 46 | 100 | 64.61% | 200
97 | 47 | 450 | 64.63% | 200
97 | 48 | 0 | 64.64% | 200
97 | 49 | 0 | 64.65% | 200
97 | 50 | 50 | 64.67% | 200
98 | 1 | 2000 | 64.68% | 200
98 | 2 | 0 | 64.69% | 200
98 | 3 | 1400 | 64.71% | 200
98 | 4 | 2150 | 64.72% | 200
98 | 5 | 550 | 64.73% | 200
98 | 6 | 0 | 64.75% | 200
98 | 7 | 0 | 64.76% | 200
98 | 8 | 0 | 64.77% | 200
98 | 9 | 0 | 64.79% | 200
98 | 10 | 150 | 64.8% | 200
98 | 11 | 0 | 64.81% | 200
98 | 12 | 0 | 64.83% | 200
98 | 13 | 550 | 64.84% | 200
98 | 14 | 50 | 64.85% | 200
98 | 15 | 0 | 64.87% | 200
98 | 16 | 0 | 64.88% | 200
98 | 17 | 0 | 64.89% | 200
98 | 18 | 0 | 64.91% | 200
98 | 19 | 0 | 64.92% | 200
98 | 20 | 0 | 64.93% | 200
98 | 21 | 1000 | 64.95% | 200
98 | 22 | 0 | 64.96% | 200
98 | 23 | 250 | 64.97% | 200
98 | 24 | 2300 | 64.99% | 200
98 | 25 | 3100 | 65% | 200
98 | 26 | 450 | 65.01% | 200
98 | 27 | 850 | 65.03% | 200
98 | 28 | 200 | 65.04% | 200
98 | 29 | 350 | 65.05% | 200
98 | 30 | 50 | 65.07% | 200
98 | 31 | 1800 | 65.08% | 200
98 | 32 | 0 | 65.09% | 200
98 | 33 | 0 | 65.11% | 200
98 | 34 | 450 | 65.12% | 200
98 | 35 | 1400 | 65.13% | 200
98 | 36 | 0 | 65.15% | 200
98 | 37 | 0 | 65.16% | 200
98 | 38 | 0 | 65.17% | 200
98 | 39 | 4500 | 65.19% | 200
98 | 40 | 50 | 65.2% | 200
98 | 41 | 100 | 65.21% | 200
98 | 42 | 600 | 65.23% | 200
98 | 43 | 0 | 65.24% | 200
98 | 44 | 950 | 65.25% | 200
98 | 45 | 50 | 65.27% | 200
98 | 46 | 950 | 65.28% | 200
98 | 47 | 0 | 65.29% | 200
98 | 48 | 200 | 65.31% | 200
98 | 49 | 0 | 65.32% | 200
98 | 50 | 0 | 65.33% | 200
99 | 1 | 50 | 65.35% | 200
99 | 2 | 0 | 65.36% | 200
99 | 3 | 250 | 65.37% | 200
99 | 4 | 0 | 65.39% | 200
99 | 5 | 0 | 65.4% | 200
99 | 6 | 1200 | 65.41% | 200
99 | 7 | 350 | 65.43% | 200
99 | 8 | 350 | 65.44% | 200
99 | 9 | 0 | 65.45% | 200
99 | 10 | 0 | 65.47% | 200
99 | 11 | 50 | 65.48% | 200
99 | 12 | 650 | 65.49% | 200
99 | 13 | 0 | 65.51% | 200
99 | 14 | 0 | 65.52% | 200
99 | 15 | 0 | 65.53% | 200
99 | 16 | 0 | 65.55% | 200
99 | 17 | 200 | 65.56% | 200
99 | 18 | 100 | 65.57% | 200
99 | 19 | 0 | 65.59% | 200
99 | 20 | 0 | 65.6% | 200
99 | 21 | 0 | 65.61% | 200
99 | 22 | 0 | 65.63% | 200
99 | 23 | 0 | 65.64% | 200
99 | 24 | 0 | 65.65% | 200
99 | 25 | 700 | 65.67% | 200
99 | 26 | 400 | 65.68% | 200
99 | 27 | 250 | 65.69% | 200
99 | 28 | 650 | 65.71% | 200
99 | 29 | 50 | 65.72% | 200
99 | 30 | 0 | 65.73% | 200
99 | 31 | 0 | 65.75% | 200
99 | 32 | 0 | 65.76% | 200
99 | 33 | 4500 | 65.77% | 200
99 | 34 | 450 | 65.79% | 200
99 | 35 | 0 | 65.8% | 200
99 | 36 | 0 | 65.81% | 200
99 | 37 | 150 | 65.83% | 200
99 | 38 | 0 | 65.84% | 200
99 | 39 | 450 | 65.85% | 200
99 | 40 | 0 | 65.87% | 200
99 | 41 | 1750 | 65.88% | 200
99 | 42 | 0 | 65.89% | 200
99 | 43 | 250 | 65.91% | 200
99 | 44 | 0 | 65.92% | 250
99 | 45 | 0 | 65.93% | 250
99 | 46 | 0 | 65.95% | 250
99 | 47 | 600 | 65.96% | 250
99 | 48 | 0 | 65.97% | 250
99 | 49 | 250 | 65.99% | 250
99 | 50 | 0 | 66% | 250
100 | 1 | 500 | 66.01% | 250
100 | 2 | 0 | 66.03% | 250
100 | 3 | 0 | 66.04% | 250
100 | 4 | 0 | 66.05% | 250
100 | 5 | 0 | 66.07% | 250
100 | 6 | 0 | 66.08% | 250
100 | 7 | 0 | 66.09% | 250
100 | 8 | 0 | 66.11% | 250
100 | 9 | 0 | 66.12% | 250
100 | 10 | 950 | 66.13% | 250
100 | 11 | 0 | 66.15% | 250
100 | 12 | 0 | 66.16% | 250
100 | 13 | 0 | 66.17% | 250
100 | 14 | 950 | 66.19% | 250
100 | 15 | 350 | 66.2% | 250
100 | 16 | 0 | 66.21% | 250
100 | 17 | 0 | 66.23% | 250
100 | 18 | 800 | 66.24% | 250
100 | 19 | 0 | 66.25% | 250
100 | 20 | 0 | 66.27% | 250
100 | 21 | 0 | 66.28% | 250
100 | 22 | 0 | 66.29% | 250
100 | 23 | 50 | 66.31% | 250
100 | 24 | 0 | 66.32% | 250
100 | 25 | 0 | 66.33% | 250
100 | 26 | 1600 | 66.35% | 250
100 | 27 | 0 | 66.36% | 250
100 | 28 | 0 | 66.37% | 250
100 | 29 | 0 | 66.39% | 250
100 | 30 | 200 | 66.4% | 250
100 | 31 | 250 | 66.41% | 250
100 | 32 | 650 | 66.43% | 250
100 | 33 | 0 | 66.44% | 250
100 | 34 | 0 | 66.45% | 250
100 | 35 | 0 | 66.47% | 250
100 | 36 | 0 | 66.48% | 250
100 | 37 | 0 | 66.49% | 250
100 | 38 | 200 | 66.51% | 250
100 | 39 | 0 | 66.52% | 250
100 | 40 | 0 | 66.53% | 250
100 | 41 | 0 | 66.55% | 250
100 | 42 | 250 | 66.56% | 250
100 | 43 | 150 | 66.57% | 250
100 | 44 | 0 | 66.59% | 250
100 | 45 | 1000 | 66.6% | 250
100 | 46 | 0 | 66.61% | 250
100 | 47 | 50 | 66.63% | 250
100 | 48 | 50 | 66.64% | 250
100 | 49 | 100 | 66.65% | 250
100 | 50 | 300 | 66.67% | 250
101 | 1 | 4850 | 66.68% | 250
101 | 2 | 750 | 66.69% | 250
101 | 3 | 150 | 66.71% | 250
101 | 4 | 0 | 66.72% | 250
101 | 5 | 1150 | 66.73% | 250
101 | 6 | 500 | 66.75% | 250
101 | 7 | 350 | 66.76% | 250
101 | 8 | 1100 | 66.77% | 250
101 | 9 | 100 | 66.79% | 250
101 | 10 | 0 | 66.8% | 250
101 | 11 | 0 | 66.81% | 250
101 | 12 | 100 | 66.83% | 250
101 | 13 | 300 | 66.84% | 250
101 | 14 | 0 | 66.85% | 250
101 | 15 | 0 | 66.87% | 250
101 | 16 | 2000 | 66.88% | 250
101 | 17 | 0 | 66.89% | 250
101 | 18 | 0 | 66.91% | 250
101 | 19 | 0 | 66.92% | 250
101 | 20 | 650 | 66.93% | 250
101 | 21 | 550 | 66.95% | 250
101 | 22 | 1500 | 66.96% | 250
101 | 23 | 100 | 66.97% | 250
101 | 24 | 350 | 66.99% | 250
101 | 25 | 1000 | 67% | 250
101 | 26 | 50 | 67.01% | 250
101 | 27 | 0 | 67.03% | 250
101 | 28 | 50 | 67.04% | 250
101 | 29 | 0 | 67.05% | 250
101 | 30 | 50 | 67.07% | 250
101 | 31 | 0 | 67.08% | 250
101 | 32 | 0 | 67.09% | 250
101 | 33 | 550 | 67.11% | 250
101 | 34 | 1350 | 67.12% | 250
101 | 35 | 0 | 67.13% | 250
101 | 36 | 0 | 67.15% | 250
101 | 37 | 0 | 67.16% | 250
101 | 38 | 100 | 67.17% | 250
101 | 39 | 150 | 67.19% | 250
101 | 40 | 200 | 67.2% | 250
101 | 41 | 300 | 67.21% | 250
101 | 42 | 100 | 67.23% | 250
101 | 43 | 0 | 67.24% | 250
101 | 44 | 2100 | 67.25% | 250
101 | 45 | 550 | 67.27% | 250
101 | 46 | 350 | 67.28% | 250
101 | 47 | 350 | 67.29% | 250
101 | 48 | 100 | 67.31% | 250
101 | 49 | 750 | 67.32% | 250
101 | 50 | 250 | 67.33% | 250
102 | 1 | 0 | 67.35% | 250
102 | 2 | 150 | 67.36% | 250
102 | 3 | 750 | 67.37% | 250
102 | 4 | 850 | 67.39% | 250
102 | 5 | 0 | 67.4% | 250
102 | 6 | 0 | 67.41% | 250
102 | 7 | 900 | 67.43% | 250
102 | 8 | 0 | 67.44% | 250
102 | 9 | 100 | 67.45% | 250
102 | 10 | 0 | 67.47% | 250
102 | 11 | 200 | 67.48% | 250
102 | 12 | 0 | 67.49% | 250
102 | 13 | 2700 | 67.51% | 250
102 | 14 | 850 | 67.52% | 250
102 | 15 | 150 | 67.53% | 250
102 | 16 | 0 | 67.55% | 250
102 | 17 | 0 | 67.56% | 250
102 | 18 | 400 | 67.57% | 250
102 | 19 | 0 | 67.59% | 250
102 | 20 | 0 | 67.6% | 250
102 | 21 | 1900 | 67.61% | 250
102 | 22 | 1750 | 67.63% | 250
102 | 23 | 400 | 67.64% | 250
102 | 24 | 1400 | 67.65% | 250
102 | 25 | 5100 | 67.67% | 250
102 | 26 | 200 | 67.68% | 250
102 | 27 | 0 | 67.69% | 250
102 | 28 | 600 | 67.71% | 250
102 | 29 | 200 | 67.72% | 250
102 | 30 | 0 | 67.73% | 250
102 | 31 | 0 | 67.75% | 250
102 | 32 | 0 | 67.76% | 250
102 | 33 | 50 | 67.77% | 250
102 | 34 | 0 | 67.79% | 250
102 | 35 | 0 | 67.8% | 250
102 | 36 | 0 | 67.81% | 250
102 | 37 | 600 | 67.83% | 250
102 | 38 | 0 | 67.84% | 250
102 | 39 | 50 | 67.85% | 250
102 | 40 | 0 | 67.87% | 250
102 | 41 | 10450 | 67.88% | 250
102 | 42 | 350 | 67.89% | 250
102 | 43 | 0 | 67.91% | 250
102 | 44 | 1650 | 67.92% | 250
102 | 45 | 0 | 67.93% | 250
102 | 46 | 0 | 67.95% | 250
102 | 47 | 850 | 67.96% | 250
102 | 48 | 0 | 67.97% | 250
102 | 49 | 250 | 67.99% | 250
102 | 50 | 1250 | 68% | 250
103 | 1 | 850 | 68.01% | 250
103 | 2 | 200 | 68.03% | 250
103 | 3 | 0 | 68.04% | 250
103 | 4 | 950 | 68.05% | 250
103 | 5 | 350 | 68.07% | 250
103 | 6 | 0 | 68.08% | 250
103 | 7 | 400 | 68.09% | 250
103 | 8 | 0 | 68.11% | 250
103 | 9 | 3250 | 68.12% | 250
103 | 10 | 2100 | 68.13% | 250
103 | 11 | 0 | 68.15% | 250
103 | 12 | 150 | 68.16% | 250
103 | 13 | 200 | 68.17% | 250
103 | 14 | 0 | 68.19% | 250
103 | 15 | 650 | 68.2% | 250
103 | 16 | 0 | 68.21% | 250
103 | 17 | 800 | 68.23% | 250
103 | 18 | 300 | 68.24% | 250
103 | 19 | 300 | 68.25% | 250
103 | 20 | 0 | 68.27% | 250
103 | 21 | 0 | 68.28% | 250
103 | 22 | 0 | 68.29% | 250
103 | 23 | 1100 | 68.31% | 250
103 | 24 | 400 | 68.32% | 250
103 | 25 | 1800 | 68.33% | 250
103 | 26 | 0 | 68.35% | 250
103 | 27 | 250 | 68.36% | 250
103 | 28 | 5900 | 68.37% | 250
103 | 29 | 0 | 68.39% | 250
103 | 30 | 0 | 68.4% | 250
103 | 31 | 1950 | 68.41% | 250
103 | 32 | 100 | 68.43% | 250
103 | 33 | 1050 | 68.44% | 250
103 | 34 | 200 | 68.45% | 250
103 | 35 | 1800 | 68.47% | 250
103 | 36 | 850 | 68.48% | 250
103 | 37 | 1450 | 68.49% | 250
103 | 38 | 0 | 68.51% | 250
103 | 39 | 150 | 68.52% | 250
103 | 40 | 0 | 68.53% | 250
103 | 41 | 0 | 68.55% | 250
103 | 42 | 3550 | 68.56% | 250
103 | 43 | 0 | 68.57% | 250
103 | 44 | 650 | 68.59% | 250
103 | 45 | 2050 | 68.6% | 250
103 | 46 | 350 | 68.61% | 250
103 | 47 | 200 | 68.63% | 250
103 | 48 | 100 | 68.64% | 250
103 | 49 | 350 | 68.65% | 250
103 | 50 | 250 | 68.67% | 250
104 | 1 | 350 | 68.68% | 250
104 | 2 | 0 | 68.69% | 250
104 | 3 | 0 | 68.71% | 250
104 | 4 | 0 | 68.72% | 250
104 | 5 | 0 | 68.73% | 250
104 | 6 | 0 | 68.75% | 250
104 | 7 | 0 | 68.76% | 300
104 | 8 | 0 | 68.77% | 300
104 | 9 | 0 | 68.79% | 300
104 | 10 | 0 | 68.8% | 300
104 | 11 | 0 | 68.81% | 300
104 | 12 | 0 | 68.83% | 300
104 | 13 | 0 | 68.84% | 300
104 | 14 | 0 | 68.85% | 300
104 | 15 | 0 | 68.87% | 300
104 | 16 | 0 | 68.88% | 300
104 | 17 | 1150 | 68.89% | 300
104 | 18 | 50 | 68.91% | 300
104 | 19 | 0 | 68.92% | 300
104 | 20 | 0 | 68.93% | 300
104 | 21 | 0 | 68.95% | 300
104 | 22 | 0 | 68.96% | 300
104 | 23 | 0 | 68.97% | 300
104 | 24 | 0 | 68.99% | 300
104 | 25 | 0 | 69% | 300
104 | 26 | 100 | 69.01% | 300
104 | 27 | 0 | 69.03% | 300
104 | 28 | 0 | 69.04% | 300
104 | 29 | 0 | 69.05% | 300
104 | 30 | 0 | 69.07% | 300
104 | 31 | 0 | 69.08% | 300
104 | 32 | 0 | 69.09% | 300
104 | 33 | 0 | 69.11% | 300
104 | 34 | 0 | 69.12% | 300
104 | 35 | 50 | 69.13% | 300
104 | 36 | 0 | 69.15% | 300
104 | 37 | 0 | 69.16% | 300
104 | 38 | 0 | 69.17% | 300
104 | 39 | 0 | 69.19% | 300
104 | 40 | 0 | 69.2% | 300
104 | 41 | 0 | 69.21% | 300
104 | 42 | 100 | 69.23% | 300
104 | 43 | 0 | 69.24% | 300
104 | 44 | 0 | 69.25% | 300
104 | 45 | 0 | 69.27% | 300
104 | 46 | 0 | 69.28% | 300
104 | 47 | 0 | 69.29% | 300
104 | 48 | 100 | 69.31% | 300
104 | 49 | 0 | 69.32% | 300
104 | 50 | 0 | 69.33% | 300
105 | 1 | 0 | 69.35% | 300
105 | 2 | 0 | 69.36% | 300
105 | 3 | 0 | 69.37% | 300
105 | 4 | 450 | 69.39% | 300
105 | 5 | 0 | 69.4% | 300
105 | 6 | 0 | 69.41% | 300
105 | 7 | 150 | 69.43% | 300
105 | 8 | 0 | 69.44% | 300
105 | 9 | 100 | 69.45% | 300
105 | 10 | 0 | 69.47% | 300
105 | 11 | 0 | 69.48% | 300
105 | 12 | 950 | 69.49% | 300
105 | 13 | 0 | 69.51% | 300
105 | 14 | 0 | 69.52% | 300
105 | 15 | 0 | 69.53% | 300
105 | 16 | 450 | 69.55% | 300
105 | 17 | 2650 | 69.56% | 300
105 | 18 | 0 | 69.57% | 300
105 | 19 | 0 | 69.59% | 300
105 | 20 | 450 | 69.6% | 300
105 | 21 | 0 | 69.61% | 300
105 | 22 | 0 | 69.63% | 300
105 | 23 | 50 | 69.64% | 300
105 | 24 | 0 | 69.65% | 300
105 | 25 | 0 | 69.67% | 300
105 | 26 | 0 | 69.68% | 300
105 | 27 | 0 | 69.69% | 300
105 | 28 | 0 | 69.71% | 300
105 | 29 | 0 | 69.72% | 300
105 | 30 | 0 | 69.73% | 300
105 | 31 | 0 | 69.75% | 300
105 | 32 | 350 | 69.76% | 300
105 | 33 | 0 | 69.77% | 300
105 | 34 | 0 | 69.79% | 300
105 | 35 | 0 | 69.8% | 300
105 | 36 | 400 | 69.81% | 300
105 | 37 | 0 | 69.83% | 300
105 | 38 | 0 | 69.84% | 300
105 | 39 | 0 | 69.85% | 300
105 | 40 | 0 | 69.87% | 300
105 | 41 | 200 | 69.88% | 300
105 | 42 | 100 | 69.89% | 300
105 | 43 | 100 | 69.91% | 300
105 | 44 | 0 | 69.92% | 300
105 | 45 | 0 | 69.93% | 300
105 | 46 | 50 | 69.95% | 300
105 | 47 | 0 | 69.96% | 300
105 | 48 | 0 | 69.97% | 300
105 | 49 | 50 | 69.99% | 300
105 | 50 | 1500 | 70% | 300
106 | 1 | 0 | 70.01% | 300
106 | 2 | 500 | 70.03% | 300
106 | 3 | 0 | 70.04% | 300
106 | 4 | 0 | 70.05% | 300
106 | 5 | 0 | 70.07% | 300
106 | 6 | 0 | 70.08% | 300
106 | 7 | 0 | 70.09% | 300
106 | 8 | 0 | 70.11% | 300
106 | 9 | 0 | 70.12% | 300
106 | 10 | 150 | 70.13% | 300
106 | 11 | 0 | 70.15% | 300
106 | 12 | 600 | 70.16% | 300
106 | 13 | 50 | 70.17% | 300
106 | 14 | 300 | 70.19% | 300
106 | 15 | 2750 | 70.2% | 300
106 | 16 | 0 | 70.21% | 300
106 | 17 | 650 | 70.23% | 300
106 | 18 | 0 | 70.24% | 300
106 | 19 | 0 | 70.25% | 300
106 | 20 | 0 | 70.27% | 300
106 | 21 | 400 | 70.28% | 300
106 | 22 | 500 | 70.29% | 300
106 | 23 | 3650 | 70.31% | 300
106 | 24 | 250 | 70.32% | 300
106 | 25 | 200 | 70.33% | 300
106 | 26 | 0 | 70.35% | 300
106 | 27 | 450 | 70.36% | 300
106 | 28 | 0 | 70.37% | 300
106 | 29 | 150 | 70.39% | 300
106 | 30 | 50 | 70.4% | 300
106 | 31 | 1050 | 70.41% | 300
106 | 32 | 150 | 70.43% | 300
106 | 33 | 550 | 70.44% | 300
106 | 34 | 150 | 70.45% | 300
106 | 35 | 0 | 70.47% | 300
106 | 36 | 300 | 70.48% | 300
106 | 37 | 250 | 70.49% | 300
106 | 38 | 0 | 70.51% | 300
106 | 39 | 0 | 70.52% | 300
106 | 40 | 13700 | 70.53% | 300
106 | 41 | 1250 | 70.55% | 300
106 | 42 | 0 | 70.56% | 300
106 | 43 | 0 | 70.57% | 300
106 | 44 | 650 | 70.59% | 300
106 | 45 | 0 | 70.6% | 300
106 | 46 | 250 | 70.61% | 300
106 | 47 | 300 | 70.63% | 300
106 | 48 | 200 | 70.64% | 300
106 | 49 | 0 | 70.65% | 300
106 | 50 | 1750 | 70.67% | 300
107 | 1 | 0 | 70.68% | 300
107 | 2 | 0 | 70.69% | 300
107 | 3 | 50 | 70.71% | 300
107 | 4 | 0 | 70.72% | 300
107 | 5 | 1350 | 70.73% | 300
107 | 6 | 0 | 70.75% | 300
107 | 7 | 0 | 70.76% | 300
107 | 8 | 50 | 70.77% | 300
107 | 9 | 150 | 70.79% | 300
107 | 10 | 50 | 70.8% | 300
107 | 11 | 200 | 70.81% | 300
107 | 12 | 1050 | 70.83% | 300
107 | 13 | 300 | 70.84% | 300
107 | 14 | 50 | 70.85% | 300
107 | 15 | 0 | 70.87% | 300
107 | 16 | 100 | 70.88% | 300
107 | 17 | 0 | 70.89% | 300
107 | 18 | 350 | 70.91% | 300
107 | 19 | 0 | 70.92% | 300
107 | 20 | 0 | 70.93% | 300
107 | 21 | 0 | 70.95% | 300
107 | 22 | 350 | 70.96% | 300
107 | 23 | 0 | 70.97% | 300
107 | 24 | 550 | 70.99% | 300
107 | 25 | 0 | 71% | 300
107 | 26 | 400 | 71.01% | 300
107 | 27 | 0 | 71.03% | 300
107 | 28 | 400 | 71.04% | 300
107 | 29 | 0 | 71.05% | 300
107 | 30 | 850 | 71.07% | 300
107 | 31 | 50 | 71.08% | 300
107 | 32 | 0 | 71.09% | 300
107 | 33 | 0 | 71.11% | 300
107 | 34 | 0 | 71.12% | 300
107 | 35 | 50 | 71.13% | 300
107 | 36 | 1000 | 71.15% | 300
107 | 37 | 0 | 71.16% | 300
107 | 38 | 0 | 71.17% | 300
107 | 39 | 0 | 71.19% | 300
107 | 40 | 0 | 71.2% | 300
107 | 41 | 0 | 71.21% | 300
107 | 42 | 0 | 71.23% | 300
107 | 43 | 0 | 71.24% | 300
107 | 44 | 0 | 71.25% | 300
107 | 45 | 0 | 71.27% | 300
107 | 46 | 250 | 71.28% | 300
107 | 47 | 950 | 71.29% | 300
107 | 48 | 0 | 71.31% | 300
107 | 49 | 0 | 71.32% | 300
107 | 50 | 0 | 71.33% | 300
108 | 1 | 0 | 71.35% | 300
108 | 2 | 0 | 71.36% | 300
108 | 3 | 800 | 71.37% | 300
108 | 4 | 450 | 71.39% | 300
108 | 5 | 1200 | 71.4% | 300
108 | 6 | 550 | 71.41% | 300
108 | 7 | 0 | 71.43% | 300
108 | 8 | 1650 | 71.44% | 300
108 | 9 | 0 | 71.45% | 300
108 | 10 | 0 | 71.47% | 300
108 | 11 | 50 | 71.48% | 300
108 | 12 | 1250 | 71.49% | 300
108 | 13 | 0 | 71.51% | 300
108 | 14 | 0 | 71.52% | 300
108 | 15 | 2400 | 71.53% | 300
108 | 16 | 300 | 71.55% | 300
108 | 17 | 50 | 71.56% | 300
108 | 18 | 0 | 71.57% | 300
108 | 19 | 0 | 71.59% | 300
108 | 20 | 0 | 71.6% | 300
108 | 21 | 0 | 71.61% | 300
108 | 22 | 900 | 71.63% | 300
108 | 23 | 0 | 71.64% | 300
108 | 24 | 100 | 71.65% | 300
108 | 25 | 0 | 71.67% | 300
108 | 26 | 2150 | 71.68% | 300
108 | 27 | 0 | 71.69% | 300
108 | 28 | 250 | 71.71% | 300
108 | 29 | 0 | 71.72% | 300
108 | 30 | 0 | 71.73% | 300
108 | 31 | 350 | 71.75% | 300
108 | 32 | 100 | 71.76% | 300
108 | 33 | 450 | 71.77% | 300
108 | 34 | 700 | 71.79% | 300
108 | 35 | 0 | 71.8% | 300
108 | 36 | 200 | 71.81% | 350
108 | 37 | 0 | 71.83% | 350
108 | 38 | 350 | 71.84% | 350
108 | 39 | 2000 | 71.85% | 350
108 | 40 | 100 | 71.87% | 350
108 | 41 | 750 | 71.88% | 350
108 | 42 | 0 | 71.89% | 350
108 | 43 | 0 | 71.91% | 350
108 | 44 | 0 | 71.92% | 350
108 | 45 | 0 | 71.93% | 350
108 | 46 | 400 | 71.95% | 350
108 | 47 | 600 | 71.96% | 350
108 | 48 | 1750 | 71.97% | 350
108 | 49 | 0 | 71.99% | 350
108 | 50 | 750 | 72% | 350
109 | 1 | 0 | 72.01% | 350
109 | 2 | 350 | 72.03% | 350
109 | 3 | 150 | 72.04% | 350
109 | 4 | 200 | 72.05% | 350
109 | 5 | 0 | 72.07% | 350
109 | 6 | 200 | 72.08% | 350
109 | 7 | 300 | 72.09% | 350
109 | 8 | 8350 | 72.11% | 350
109 | 9 | 650 | 72.12% | 350
109 | 10 | 0 | 72.13% | 350
109 | 11 | 0 | 72.15% | 350
109 | 12 | 300 | 72.16% | 350
109 | 13 | 350 | 72.17% | 350
109 | 14 | 2050 | 72.19% | 350
109 | 15 | 0 | 72.2% | 350
109 | 16 | 0 | 72.21% | 350
109 | 17 | 0 | 72.23% | 350
109 | 18 | 0 | 72.24% | 350
109 | 19 | 0 | 72.25% | 350
109 | 20 | 0 | 72.27% | 350
109 | 21 | 3350 | 72.28% | 350
109 | 22 | 50 | 72.29% | 350
109 | 23 | 0 | 72.31% | 350
109 | 24 | 100 | 72.32% | 350
109 | 25 | 0 | 72.33% | 350
109 | 26 | 150 | 72.35% | 350
109 | 27 | 0 | 72.36% | 350
109 | 28 | 0 | 72.37% | 350
109 | 29 | 550 | 72.39% | 350
109 | 30 | 0 | 72.4% | 350
109 | 31 | 1000 | 72.41% | 350
109 | 32 | 0 | 72.43% | 350
109 | 33 | 0 | 72.44% | 350
109 | 34 | 350 | 72.45% | 350
109 | 35 | 950 | 72.47% | 350
109 | 36 | 250 | 72.48% | 350
109 | 37 | 100 | 72.49% | 350
109 | 38 | 1900 | 72.51% | 350
109 | 39 | 500 | 72.52% | 350
109 | 40 | 0 | 72.53% | 350
109 | 41 | 800 | 72.55% | 350
109 | 42 | 50 | 72.56% | 350
109 | 43 | 850 | 72.57% | 350
109 | 44 | 600 | 72.59% | 350
109 | 45 | 1850 | 72.6% | 350
109 | 46 | 1000 | 72.61% | 350
109 | 47 | 1900 | 72.63% | 350
109 | 48 | 0 | 72.64% | 350
109 | 49 | 450 | 72.65% | 350
109 | 50 | 650 | 72.67% | 350
110 | 1 | 0 | 72.68% | 350
110 | 2 | 0 | 72.69% | 350
110 | 3 | 550 | 72.71% | 350
110 | 4 | 0 | 72.72% | 350
110 | 5 | 800 | 72.73% | 350
110 | 6 | 0 | 72.75% | 350
110 | 7 | 200 | 72.76% | 350
110 | 8 | 0 | 72.77% | 350
110 | 9 | 0 | 72.79% | 350
110 | 10 | 100 | 72.8% | 350
110 | 11 | 100 | 72.81% | 350
110 | 12 | 0 | 72.83% | 350
110 | 13 | 0 | 72.84% | 350
110 | 14 | 5500 | 72.85% | 350
110 | 15 | 0 | 72.87% | 350
110 | 16 | 0 | 72.88% | 350
110 | 17 | 0 | 72.89% | 350
110 | 18 | 0 | 72.91% | 350
110 | 19 | 0 | 72.92% | 350
110 | 20 | 300 | 72.93% | 350
110 | 21 | 0 | 72.95% | 350
110 | 22 | 0 | 72.96% | 350
110 | 23 | 0 | 72.97% | 350
110 | 24 | 1300 | 72.99% | 350
110 | 25 | 500 | 73% | 350
110 | 26 | 0 | 73.01% | 350
110 | 27 | 0 | 73.03% | 350
110 | 28 | 0 | 73.04% | 350
110 | 29 | 650 | 73.05% | 350
110 | 30 | 300 | 73.07% | 350
110 | 31 | 550 | 73.08% | 350
110 | 32 | 0 | 73.09% | 350
110 | 33 | 1850 | 73.11% | 350
110 | 34 | 800 | 73.12% | 350
110 | 35 | 300 | 73.13% | 350
110 | 36 | 300 | 73.15% | 350
110 | 37 | 1200 | 73.16% | 350
110 | 38 | 1150 | 73.17% | 350
110 | 39 | 0 | 73.19% | 350
110 | 40 | 450 | 73.2% | 350
110 | 41 | 200 | 73.21% | 350
110 | 42 | 0 | 73.23% | 350
110 | 43 | 50 | 73.24% | 350
110 | 44 | 0 | 73.25% | 350
110 | 45 | 1200 | 73.27% | 350
110 | 46 | 0 | 73.28% | 350
110 | 47 | 0 | 73.29% | 350
110 | 48 | 0 | 73.31% | 350
110 | 49 | 1950 | 73.32% | 350
110 | 50 | 0 | 73.33% | 350
111 | 1 | 0 | 73.35% | 350
111 | 2 | 1750 | 73.36% | 350
111 | 3 | 150 | 73.37% | 350
111 | 4 | 0 | 73.39% | 350
111 | 5 | 0 | 73.4% | 350
111 | 6 | 100 | 73.41% | 350
111 | 7 | 0 | 73.43% | 350
111 | 8 | 300 | 73.44% | 350
111 | 9 | 50 | 73.45% | 350
111 | 10 | 0 | 73.47% | 350
111 | 11 | 200 | 73.48% | 350
111 | 12 | 400 | 73.49% | 350
111 | 13 | 0 | 73.51% | 350
111 | 14 | 0 | 73.52% | 350
111 | 15 | 0 | 73.53% | 350
111 | 16 | 0 | 73.55% | 350
111 | 17 | 0 | 73.56% | 350
111 | 18 | 0 | 73.57% | 350
111 | 19 | 0 | 73.59% | 350
111 | 20 | 0 | 73.6% | 350
111 | 21 | 50 | 73.61% | 350
111 | 22 | 250 | 73.63% | 350
111 | 23 | 300 | 73.64% | 350
111 | 24 | 0 | 73.65% | 350
111 | 25 | 0 | 73.67% | 350
111 | 26 | 0 | 73.68% | 350
111 | 27 | 500 | 73.69% | 350
111 | 28 | 1300 | 73.71% | 350
111 | 29 | 0 | 73.72% | 350
111 | 30 | 0 | 73.73% | 350
111 | 31 | 0 | 73.75% | 350
111 | 32 | 100 | 73.76% | 350
111 | 33 | 500 | 73.77% | 350
111 | 34 | 0 | 73.79% | 350
111 | 35 | 350 | 73.8% | 350
111 | 36 | 0 | 73.81% | 350
111 | 37 | 0 | 73.83% | 350
111 | 38 | 0 | 73.84% | 350
111 | 39 | 450 | 73.85% | 350
111 | 40 | 650 | 73.87% | 350
111 | 41 | 0 | 73.88% | 350
111 | 42 | 0 | 73.89% | 350
111 | 43 | 50 | 73.91% | 350
111 | 44 | 0 | 73.92% | 350
111 | 45 | 0 | 73.93% | 350
111 | 46 | 0 | 73.95% | 350
111 | 47 | 50 | 73.96% | 350
111 | 48 | 100 | 73.97% | 350
111 | 49 | 350 | 73.99% | 350
111 | 50 | 300 | 74% | 350
112 | 1 | 0 | 74.01% | 350
112 | 2 | 0 | 74.03% | 350
112 | 3 | 0 | 74.04% | 350
112 | 4 | 300 | 74.05% | 350
112 | 5 | 0 | 74.07% | 350
112 | 6 | 0 | 74.08% | 350
112 | 7 | 1200 | 74.09% | 350
112 | 8 | 0 | 74.11% | 350
112 | 9 | 50 | 74.12% | 350
112 | 10 | 0 | 74.13% | 350
112 | 11 | 250 | 74.15% | 350
112 | 12 | 0 | 74.16% | 350
112 | 13 | 0 | 74.17% | 350
112 | 14 | 0 | 74.19% | 350
112 | 15 | 0 | 74.2% | 350
112 | 16 | 3900 | 74.21% | 350
112 | 17 | 1550 | 74.23% | 350
112 | 18 | 0 | 74.24% | 350
112 | 19 | 4900 | 74.25% | 350
112 | 20 | 0 | 74.27% | 350
112 | 21 | 1700 | 74.28% | 350
112 | 22 | 0 | 74.29% | 350
112 | 23 | 0 | 74.31% | 350
112 | 24 | 0 | 74.32% | 350
112 | 25 | 850 | 74.33% | 350
112 | 26 | 1000 | 74.35% | 350
112 | 27 | 0 | 74.36% | 350
112 | 28 | 1950 | 74.37% | 350
112 | 29 | 1400 | 74.39% | 350
112 | 30 | 0 | 74.4% | 350
112 | 31 | 50 | 74.41% | 350
112 | 32 | 850 | 74.43% | 350
112 | 33 | 2400 | 74.44% | 350
112 | 34 | 350 | 74.45% | 350
112 | 35 | 0 | 74.47% | 350
112 | 36 | 450 | 74.48% | 350
112 | 37 | 0 | 74.49% | 350
112 | 38 | 0 | 74.51% | 350
112 | 39 | 300 | 74.52% | 350
112 | 40 | 500 | 74.53% | 350
112 | 41 | 350 | 74.55% | 350
112 | 42 | 0 | 74.56% | 400
112 | 43 | 250 | 74.57% | 400
112 | 44 | 650 | 74.59% | 400
112 | 45 | 300 | 74.6% | 400
112 | 46 | 1250 | 74.61% | 400
112 | 47 | 150 | 74.63% | 400
112 | 48 | 0 | 74.64% | 400
112 | 49 | 800 | 74.65% | 400
112 | 50 | 100 | 74.67% | 400
113 | 1 | 1250 | 74.68% | 400
113 | 2 | 0 | 74.69% | 400
113 | 3 | 1600 | 74.71% | 400
113 | 4 | 0 | 74.72% | 400
113 | 5 | 0 | 74.73% | 400
113 | 6 | 1250 | 74.75% | 400
113 | 7 | 0 | 74.76% | 400
113 | 8 | 200 | 74.77% | 400
113 | 9 | 550 | 74.79% | 400
113 | 10 | 0 | 74.8% | 400
113 | 11 | 0 | 74.81% | 400
113 | 12 | 0 | 74.83% | 400
113 | 13 | 0 | 74.84% | 400
113 | 14 | 850 | 74.85% | 400
113 | 15 | 0 | 74.87% | 400
113 | 16 | 850 | 74.88% | 400
113 | 17 | 2950 | 74.89% | 400
113 | 18 | 150 | 74.91% | 400
113 | 19 | 0 | 74.92% | 400
113 | 20 | 950 | 74.93% | 400
113 | 21 | 0 | 74.95% | 400
113 | 22 | 300 | 74.96% | 400
113 | 23 | 550 | 74.97% | 400
113 | 24 | 100 | 74.99% | 400
113 | 25 | 0 | 75% | 400
113 | 26 | 100 | 75.01% | 400
113 | 27 | 0 | 75.03% | 400
113 | 28 | 0 | 75.04% | 400
113 | 29 | 200 | 75.05% | 400
113 | 30 | 0 | 75.07% | 400
113 | 31 | 0 | 75.08% | 400
113 | 32 | 50 | 75.09% | 400
113 | 33 | 0 | 75.11% | 400
113 | 34 | 0 | 75.12% | 400
113 | 35 | 950 | 75.13% | 400
113 | 36 | 0 | 75.15% | 400
113 | 37 | 600 | 75.16% | 400
113 | 38 | 200 | 75.17% | 400
113 | 39 | 50 | 75.19% | 400
113 | 40 | 1100 | 75.2% | 400
113 | 41 | 0 | 75.21% | 400
113 | 42 | 1500 | 75.23% | 400
113 | 43 | 250 | 75.24% | 400
113 | 44 | 200 | 75.25% | 400
113 | 45 | 200 | 75.27% | 400
113 | 46 | 0 | 75.28% | 400
113 | 47 | 950 | 75.29% | 400
113 | 48 | 750 | 75.31% | 400
113 | 49 | 50 | 75.32% | 400
113 | 50 | 350 | 75.33% | 400
114 | 1 | 200 | 75.35% | 400
114 | 2 | 550 | 75.36% | 400
114 | 3 | 150 | 75.37% | 400
114 | 4 | 0 | 75.39% | 400
114 | 5 | 0 | 75.4% | 400
114 | 6 | 0 | 75.41% | 400
114 | 7 | 0 | 75.43% | 400
114 | 8 | 450 | 75.44% | 400
114 | 9 | 1050 | 75.45% | 400
114 | 10 | 0 | 75.47% | 400
114 | 11 | 0 | 75.48% | 400
114 | 12 | 0 | 75.49% | 400
114 | 13 | 100 | 75.51% | 400
114 | 14 | 350 | 75.52% | 400
114 | 15 | 200 | 75.53% | 400
114 | 16 | 0 | 75.55% | 400
114 | 17 | 1250 | 75.56% | 400
114 | 18 | 0 | 75.57% | 400
114 | 19 | 0 | 75.59% | 400
114 | 20 | 550 | 75.6% | 400
114 | 21 | 1300 | 75.61% | 400
114 | 22 | 100 | 75.63% | 400
114 | 23 | 0 | 75.64% | 400
114 | 24 | 950 | 75.65% | 400
114 | 25 | 600 | 75.67% | 400
114 | 26 | 0 | 75.68% | 400
114 | 27 | 150 | 75.69% | 400
114 | 28 | 50 | 75.71% | 400
114 | 29 | 450 | 75.72% | 400
114 | 30 | 0 | 75.73% | 400
114 | 31 | 0 | 75.75% | 400
114 | 32 | 300 | 75.76% | 400
114 | 33 | 0 | 75.77% | 400
114 | 34 | 200 | 75.79% | 400
114 | 35 | 450 | 75.8% | 400
114 | 36 | 400 | 75.81% | 400
114 | 37 | 0 | 75.83% | 400
114 | 38 | 0 | 75.84% | 400
114 | 39 | 0 | 75.85% | 400
114 | 40 | 250 | 75.87% | 400
114 | 41 | 1250 | 75.88% | 400
114 | 42 | 0 | 75.89% | 400
114 | 43 | 50 | 75.91% | 400
114 | 44 | 150 | 75.92% | 400
114 | 45 | 200 | 75.93% | 400
114 | 46 | 300 | 75.95% | 400
114 | 47 | 0 | 75.96% | 400
114 | 48 | 700 | 75.97% | 400
114 | 49 | 950 | 75.99% | 400
114 | 50 | 900 | 76% | 400
115 | 1 | 0 | 76.01% | 400
115 | 2 | 0 | 76.03% | 400
115 | 3 | 1350 | 76.04% | 400
115 | 4 | 1150 | 76.05% | 400
115 | 5 | 300 | 76.07% | 400
115 | 6 | 450 | 76.08% | 400
115 | 7 | 900 | 76.09% | 400
115 | 8 | 150 | 76.11% | 400
115 | 9 | 0 | 76.12% | 400
115 | 10 | 150 | 76.13% | 400
115 | 11 | 0 | 76.15% | 400
115 | 12 | 900 | 76.16% | 400
115 | 13 | 0 | 76.17% | 400
115 | 14 | 0 | 76.19% | 400
115 | 15 | 0 | 76.2% | 400
115 | 16 | 2600 | 76.21% | 400
115 | 17 | 0 | 76.23% | 400
115 | 18 | 300 | 76.24% | 400
115 | 19 | 0 | 76.25% | 400
115 | 20 | 250 | 76.27% | 400
115 | 21 | 0 | 76.28% | 400
115 | 22 | 400 | 76.29% | 400
115 | 23 | 300 | 76.31% | 400
115 | 24 | 0 | 76.32% | 400
115 | 25 | 900 | 76.33% | 400
115 | 26 | 0 | 76.35% | 400
115 | 27 | 0 | 76.36% | 400
115 | 28 | 150 | 76.37% | 400
115 | 29 | 1250 | 76.39% | 400
115 | 30 | 0 | 76.4% | 400
115 | 31 | 150 | 76.41% | 400
115 | 32 | 700 | 76.43% | 400
115 | 33 | 2750 | 76.44% | 400
115 | 34 | 250 | 76.45% | 400
115 | 35 | 900 | 76.47% | 400
115 | 36 | 1950 | 76.48% | 400
115 | 37 | 300 | 76.49% | 400
115 | 38 | 0 | 76.51% | 400
115 | 39 | 750 | 76.52% | 400
115 | 40 | 0 | 76.53% | 400
115 | 41 | 3300 | 76.55% | 400
115 | 42 | 100 | 76.56% | 400
115 | 43 | 0 | 76.57% | 400
115 | 44 | 7950 | 76.59% | 400
115 | 45 | 250 | 76.6% | 400
115 | 46 | 0 | 76.61% | 400
115 | 47 | 650 | 76.63% | 400
115 | 48 | 0 | 76.64% | 400
115 | 49 | 0 | 76.65% | 400
115 | 50 | 450 | 76.67% | 400
116 | 1 | 4600 | 76.68% | 400
116 | 2 | 3650 | 76.69% | 400
116 | 3 | 200 | 76.71% | 400
116 | 4 | 100 | 76.72% | 400
116 | 5 | 50 | 76.73% | 400
116 | 6 | 0 | 76.75% | 400
116 | 7 | 0 | 76.76% | 400
116 | 8 | 600 | 76.77% | 400
116 | 9 | 0 | 76.79% | 450
116 | 10 | 0 | 76.8% | 450
116 | 11 | 100 | 76.81% | 450
116 | 12 | 100 | 76.83% | 450
116 | 13 | 0 | 76.84% | 450
116 | 14 | 0 | 76.85% | 450
116 | 15 | 0 | 76.87% | 450
116 | 16 | 150 | 76.88% | 450
116 | 17 | 1100 | 76.89% | 450
116 | 18 | 0 | 76.91% | 450
116 | 19 | 250 | 76.92% | 450
116 | 20 | 800 | 76.93% | 450
116 | 21 | 0 | 76.95% | 450
116 | 22 | 2100 | 76.96% | 450
116 | 23 | 0 | 76.97% | 450
116 | 24 | 850 | 76.99% | 450
116 | 25 | 100 | 77% | 450
116 | 26 | 100 | 77.01% | 450
116 | 27 | 100 | 77.03% | 450
116 | 28 | 0 | 77.04% | 450
116 | 29 | 0 | 77.05% | 450
116 | 30 | 400 | 77.07% | 450
116 | 31 | 950 | 77.08% | 450
116 | 32 | 100 | 77.09% | 450
116 | 33 | 1600 | 77.11% | 450
116 | 34 | 0 | 77.12% | 450
116 | 35 | 7950 | 77.13% | 450
116 | 36 | 0 | 77.15% | 450
116 | 37 | 100 | 77.16% | 450
116 | 38 | 0 | 77.17% | 450
116 | 39 | 0 | 77.19% | 450
116 | 40 | 250 | 77.2% | 450
116 | 41 | 0 | 77.21% | 450
116 | 42 | 0 | 77.23% | 450
116 | 43 | 200 | 77.24% | 450
116 | 44 | 0 | 77.25% | 450
116 | 45 | 300 | 77.27% | 450
116 | 46 | 200 | 77.28% | 450
116 | 47 | 0 | 77.29% | 450
116 | 48 | 100 | 77.31% | 450
116 | 49 | 350 | 77.32% | 450
116 | 50 | 550 | 77.33% | 450
117 | 1 | 0 | 77.35% | 450
117 | 2 | 4450 | 77.36% | 450
117 | 3 | 900 | 77.37% | 450
117 | 4 | 0 | 77.39% | 450
117 | 5 | 1000 | 77.4% | 450
117 | 6 | 100 | 77.41% | 450
117 | 7 | 100 | 77.43% | 450
117 | 8 | 0 | 77.44% | 450
117 | 9 | 0 | 77.45% | 450
117 | 10 | 0 | 77.47% | 450
117 | 11 | 0 | 77.48% | 450
117 | 12 | 850 | 77.49% | 450
117 | 13 | 1800 | 77.51% | 450
117 | 14 | 0 | 77.52% | 450
117 | 15 | 3700 | 77.53% | 450
117 | 16 | 400 | 77.55% | 450
117 | 17 | 200 | 77.56% | 450
117 | 18 | 0 | 77.57% | 450
117 | 19 | 200 | 77.59% | 450
117 | 20 | 3250 | 77.6% | 450
117 | 21 | 50 | 77.61% | 450
117 | 22 | 0 | 77.63% | 450
117 | 23 | 0 | 77.64% | 450
117 | 24 | 0 | 77.65% | 450
117 | 25 | 1200 | 77.67% | 450
117 | 26 | 0 | 77.68% | 450
117 | 27 | 850 | 77.69% | 450
117 | 28 | 0 | 77.71% | 450
117 | 29 | 750 | 77.72% | 450
117 | 30 | 0 | 77.73% | 450
117 | 31 | 550 | 77.75% | 450
117 | 32 | 250 | 77.76% | 450
117 | 33 | 200 | 77.77% | 450
117 | 34 | 1450 | 77.79% | 450
117 | 35 | 0 | 77.8% | 450
117 | 36 | 0 | 77.81% | 450
117 | 37 | 0 | 77.83% | 450
117 | 38 | 0 | 77.84% | 450
117 | 39 | 300 | 77.85% | 450
117 | 40 | 0 | 77.87% | 450
117 | 41 | 0 | 77.88% | 450
117 | 42 | 4500 | 77.89% | 450
117 | 43 | 0 | 77.91% | 450
117 | 44 | 300 | 77.92% | 450
117 | 45 | 1200 | 77.93% | 450
117 | 46 | 0 | 77.95% | 450
117 | 47 | 0 | 77.96% | 450
117 | 48 | 150 | 77.97% | 450
117 | 49 | 550 | 77.99% | 450
117 | 50 | 0 | 78% | 450
118 | 1 | 450 | 78.01% | 450
118 | 2 | 0 | 78.03% | 450
118 | 3 | 0 | 78.04% | 450
118 | 4 | 100 | 78.05% | 450
118 | 5 | 0 | 78.07% | 450
118 | 6 | 0 | 78.08% | 450
118 | 7 | 0 | 78.09% | 450
118 | 8 | 0 | 78.11% | 450
118 | 9 | 0 | 78.12% | 450
118 | 10 | 0 | 78.13% | 450
118 | 11 | 50 | 78.15% | 450
118 | 12 | 850 | 78.16% | 450
118 | 13 | 0 | 78.17% | 450
118 | 14 | 300 | 78.19% | 450
118 | 15 | 0 | 78.2% | 450
118 | 16 | 200 | 78.21% | 450
118 | 17 | 750 | 78.23% | 450
118 | 18 | 0 | 78.24% | 450
118 | 19 | 900 | 78.25% | 450
118 | 20 | 550 | 78.27% | 450
118 | 21 | 1350 | 78.28% | 450
118 | 22 | 0 | 78.29% | 450
118 | 23 | 150 | 78.31% | 450
118 | 24 | 0 | 78.32% | 450
118 | 25 | 5350 | 78.33% | 450
118 | 26 | 500 | 78.35% | 450
118 | 27 | 0 | 78.36% | 450
118 | 28 | 0 | 78.37% | 450
118 | 29 | 350 | 78.39% | 450
118 | 30 | 150 | 78.4% | 450
118 | 31 | 0 | 78.41% | 450
118 | 32 | 200 | 78.43% | 450
118 | 33 | 50 | 78.44% | 450
118 | 34 | 0 | 78.45% | 450
118 | 35 | 200 | 78.47% | 450
118 | 36 | 0 | 78.48% | 450
118 | 37 | 0 | 78.49% | 450
118 | 38 | 350 | 78.51% | 450
118 | 39 | 0 | 78.52% | 450
118 | 40 | 200 | 78.53% | 450
118 | 41 | 50 | 78.55% | 450
118 | 42 | 1000 | 78.56% | 450
118 | 43 | 650 | 78.57% | 450
118 | 44 | 0 | 78.59% | 450
118 | 45 | 500 | 78.6% | 450
118 | 46 | 0 | 78.61% | 450
118 | 47 | 250 | 78.63% | 450
118 | 48 | 0 | 78.64% | 450
118 | 49 | 400 | 78.65% | 450
118 | 50 | 0 | 78.67% | 450
119 | 1 | 350 | 78.68% | 450
119 | 2 | 550 | 78.69% | 450
119 | 3 | 250 | 78.71% | 450
119 | 4 | 400 | 78.72% | 450
119 | 5 | 0 | 78.73% | 450
119 | 6 | 0 | 78.75% | 450
119 | 7 | 0 | 78.76% | 450
119 | 8 | 0 | 78.77% | 450
119 | 9 | 550 | 78.79% | 450
119 | 10 | 3700 | 78.8% | 450
119 | 11 | 0 | 78.81% | 450
119 | 12 | 600 | 78.83% | 450
119 | 13 | 1050 | 78.84% | 450
119 | 14 | 0 | 78.85% | 450
119 | 15 | 0 | 78.87% | 450
119 | 16 | 0 | 78.88% | 500
119 | 17 | 50 | 78.89% | 500
119 | 18 | 0 | 78.91% | 500
119 | 19 | 0 | 78.92% | 500
119 | 20 | 200 | 78.93% | 500
119 | 21 | 0 | 78.95% | 500
119 | 22 | 0 | 78.96% | 500
119 | 23 | 500 | 78.97% | 500
119 | 24 | 1300 | 78.99% | 500
119 | 25 | 0 | 79% | 500
119 | 26 | 0 | 79.01% | 500
119 | 27 | 0 | 79.03% | 500
119 | 28 | 0 | 79.04% | 500
119 | 29 | 500 | 79.05% | 500
119 | 30 | 0 | 79.07% | 500
119 | 31 | 0 | 79.08% | 500
119 | 32 | 0 | 79.09% | 500
119 | 33 | 50 | 79.11% | 500
119 | 34 | 0 | 79.12% | 500
119 | 35 | 0 | 79.13% | 500
119 | 36 | 0 | 79.15% | 500
119 | 37 | 100 | 79.16% | 500
119 | 38 | 100 | 79.17% | 500
119 | 39 | 0 | 79.19% | 500
119 | 40 | 0 | 79.2% | 500
119 | 41 | 500 | 79.21% | 500
119 | 42 | 2900 | 79.23% | 500
119 | 43 | 0 | 79.24% | 500
119 | 44 | 0 | 79.25% | 500
119 | 45 | 0 | 79.27% | 500
119 | 46 | 450 | 79.28% | 500
119 | 47 | 450 | 79.29% | 500
119 | 48 | 250 | 79.31% | 500
119 | 49 | 350 | 79.32% | 500
119 | 50 | 50 | 79.33% | 500
120 | 1 | 0 | 79.35% | 500
120 | 2 | 150 | 79.36% | 500
120 | 3 | 0 | 79.37% | 500
120 | 4 | 300 | 79.39% | 500
120 | 5 | 0 | 79.4% | 500
120 | 6 | 100 | 79.41% | 500
120 | 7 | 0 | 79.43% | 500
120 | 8 | 0 | 79.44% | 500
120 | 9 | 0 | 79.45% | 500
120 | 10 | 0 | 79.47% | 500
120 | 11 | 0 | 79.48% | 500
120 | 12 | 11550 | 79.49% | 500
120 | 13 | 200 | 79.51% | 500
120 | 14 | 350 | 79.52% | 500
120 | 15 | 750 | 79.53% | 500
120 | 16 | 0 | 79.55% | 500
120 | 17 | 350 | 79.56% | 500
120 | 18 | 0 | 79.57% | 500
120 | 19 | 0 | 79.59% | 500
120 | 20 | 200 | 79.6% | 500
120 | 21 | 0 | 79.61% | 500
120 | 22 | 50 | 79.63% | 500
120 | 23 | 600 | 79.64% | 500
120 | 24 | 1800 | 79.65% | 500
120 | 25 | 0 | 79.67% | 500
120 | 26 | 3850 | 79.68% | 500
120 | 27 | 0 | 79.69% | 500
120 | 28 | 600 | 79.71% | 500
120 | 29 | 1250 | 79.72% | 500
120 | 30 | 900 | 79.73% | 500
120 | 31 | 0 | 79.75% | 500
120 | 32 | 750 | 79.76% | 500
120 | 33 | 1550 | 79.77% | 500
120 | 34 | 0 | 79.79% | 500
120 | 35 | 300 | 79.8% | 500
120 | 36 | 0 | 79.81% | 500
120 | 37 | 350 | 79.83% | 500
120 | 38 | 100 | 79.84% | 500
120 | 39 | 3500 | 79.85% | 500
120 | 40 | 1000 | 79.87% | 500
120 | 41 | 0 | 79.88% | 500
120 | 42 | 0 | 79.89% | 500
120 | 43 | 0 | 79.91% | 500
120 | 44 | 150 | 79.92% | 500
120 | 45 | 0 | 79.93% | 500
120 | 46 | 0 | 79.95% | 500
120 | 47 | 0 | 79.96% | 500
120 | 48 | 350 | 79.97% | 500
120 | 49 | 0 | 79.99% | 500
120 | 50 | 50 | 80% | 500
121 | 1 | 350 | 80.01% | 500
121 | 2 | 0 | 80.03% | 500
121 | 3 | 0 | 80.04% | 500
121 | 4 | 0 | 80.05% | 500
121 | 5 | 0 | 80.07% | 500
121 | 6 | 200 | 80.08% | 500
121 | 7 | 0 | 80.09% | 500
121 | 8 | 150 | 80.11% | 500
121 | 9 | 2000 | 80.12% | 500
121 | 10 | 400 | 80.13% | 500
121 | 11 | 450 | 80.15% | 500
121 | 12 | 0 | 80.16% | 500
121 | 13 | 150 | 80.17% | 500
121 | 14 | 400 | 80.19% | 500
121 | 15 | 400 | 80.2% | 500
121 | 16 | 5600 | 80.21% | 500
121 | 17 | 0 | 80.23% | 500
121 | 18 | 1650 | 80.24% | 500
121 | 19 | 1250 | 80.25% | 500
121 | 20 | 0 | 80.27% | 500
121 | 21 | 250 | 80.28% | 500
121 | 22 | 750 | 80.29% | 500
121 | 23 | 700 | 80.31% | 500
121 | 24 | 0 | 80.32% | 500
121 | 25 | 350 | 80.33% | 500
121 | 26 | 450 | 80.35% | 500
121 | 27 | 0 | 80.36% | 550
121 | 28 | 0 | 80.37% | 550
121 | 29 | 200 | 80.39% | 550
121 | 30 | 300 | 80.4% | 550
121 | 31 | 0 | 80.41% | 550
121 | 32 | 0 | 80.43% | 550
121 | 33 | 50 | 80.44% | 550
121 | 34 | 250 | 80.45% | 550
121 | 35 | 600 | 80.47% | 550
121 | 36 | 500 | 80.48% | 550
121 | 37 | 0 | 80.49% | 550
121 | 38 | 0 | 80.51% | 550
121 | 39 | 450 | 80.52% | 550
121 | 40 | 0 | 80.53% | 550
121 | 41 | 150 | 80.55% | 550
121 | 42 | 100 | 80.56% | 550
121 | 43 | 50 | 80.57% | 550
121 | 44 | 250 | 80.59% | 550
121 | 45 | 100 | 80.6% | 550
121 | 46 | 750 | 80.61% | 550
121 | 47 | 100 | 80.63% | 550
121 | 48 | 0 | 80.64% | 550
121 | 49 | 50 | 80.65% | 550
121 | 50 | 200 | 80.67% | 550
122 | 1 | 0 | 80.68% | 550
122 | 2 | 0 | 80.69% | 550
122 | 3 | 0 | 80.71% | 550
122 | 4 | 0 | 80.72% | 550
122 | 5 | 0 | 80.73% | 550
122 | 6 | 0 | 80.75% | 550
122 | 7 | 750 | 80.76% | 550
122 | 8 | 1400 | 80.77% | 550
122 | 9 | 100 | 80.79% | 550
122 | 10 | 0 | 80.8% | 550
122 | 11 | 0 | 80.81% | 550
122 | 12 | 0 | 80.83% | 550
122 | 13 | 300 | 80.84% | 550
122 | 14 | 0 | 80.85% | 550
122 | 15 | 0 | 80.87% | 550
122 | 16 | 150 | 80.88% | 550
122 | 17 | 250 | 80.89% | 550
122 | 18 | 0 | 80.91% | 550
122 | 19 | 400 | 80.92% | 550
122 | 20 | 0 | 80.93% | 550
122 | 21 | 350 | 80.95% | 550
122 | 22 | 0 | 80.96% | 550
122 | 23 | 0 | 80.97% | 550
122 | 24 | 0 | 80.99% | 550
122 | 25 | 0 | 81% | 550
122 | 26 | 0 | 81.01% | 550
122 | 27 | 350 | 81.03% | 550
122 | 28 | 50 | 81.04% | 550
122 | 29 | 0 | 81.05% | 550
122 | 30 | 50 | 81.07% | 550
122 | 31 | 0 | 81.08% | 550
122 | 32 | 0 | 81.09% | 550
122 | 33 | 0 | 81.11% | 550
122 | 34 | 0 | 81.12% | 550
122 | 35 | 0 | 81.13% | 550
122 | 36 | 0 | 81.15% | 550
122 | 37 | 0 | 81.16% | 550
122 | 38 | 0 | 81.17% | 550
122 | 39 | 0 | 81.19% | 550
122 | 40 | 0 | 81.2% | 550
122 | 41 | 500 | 81.21% | 550
122 | 42 | 0 | 81.23% | 550
122 | 43 | 0 | 81.24% | 550
122 | 44 | 0 | 81.25% | 550
122 | 45 | 0 | 81.27% | 550
122 | 46 | 0 | 81.28% | 550
122 | 47 | 0 | 81.29% | 550
122 | 48 | 100 | 81.31% | 550
122 | 49 | 0 | 81.32% | 550
122 | 50 | 50 | 81.33% | 550
123 | 1 | 100 | 81.35% | 550
123 | 2 | 300 | 81.36% | 550
123 | 3 | 350 | 81.37% | 550
123 | 4 | 0 | 81.39% | 550
123 | 5 | 0 | 81.4% | 550
123 | 6 | 800 | 81.41% | 550
123 | 7 | 0 | 81.43% | 550
123 | 8 | 0 | 81.44% | 550
123 | 9 | 550 | 81.45% | 550
123 | 10 | 0 | 81.47% | 550
123 | 11 | 200 | 81.48% | 550
123 | 12 | 0 | 81.49% | 550
123 | 13 | 0 | 81.51% | 550
123 | 14 | 0 | 81.52% | 550
123 | 15 | 1550 | 81.53% | 550
123 | 16 | 350 | 81.55% | 550
123 | 17 | 100 | 81.56% | 550
123 | 18 | 50 | 81.57% | 550
123 | 19 | 0 | 81.59% | 550
123 | 20 | 0 | 81.6% | 550
123 | 21 | 0 | 81.61% | 550
123 | 22 | 1200 | 81.63% | 550
123 | 23 | 0 | 81.64% | 550
123 | 24 | 2500 | 81.65% | 550
123 | 25 | 0 | 81.67% | 550
123 | 26 | 0 | 81.68% | 550
123 | 27 | 0 | 81.69% | 550
123 | 28 | 100 | 81.71% | 550
123 | 29 | 0 | 81.72% | 550
123 | 30 | 0 | 81.73% | 550
123 | 31 | 0 | 81.75% | 550
123 | 32 | 1150 | 81.76% | 550
123 | 33 | 0 | 81.77% | 550
123 | 34 | 0 | 81.79% | 550
123 | 35 | 0 | 81.8% | 550
123 | 36 | 0 | 81.81% | 550
123 | 37 | 0 | 81.83% | 550
123 | 38 | 550 | 81.84% | 550
123 | 39 | 0 | 81.85% | 550
123 | 40 | 250 | 81.87% | 550
123 | 41 | 100 | 81.88% | 550
123 | 42 | 0 | 81.89% | 550
123 | 43 | 50 | 81.91% | 550
123 | 44 | 0 | 81.92% | 550
123 | 45 | 50 | 81.93% | 550
123 | 46 | 50 | 81.95% | 550
123 | 47 | 0 | 81.96% | 550
123 | 48 | 300 | 81.97% | 550
123 | 49 | 0 | 81.99% | 550
123 | 50 | 0 | 82% | 550
124 | 1 | 0 | 82.01% | 550
124 | 2 | 100 | 82.03% | 600
124 | 3 | 600 | 82.04% | 600
124 | 4 | 0 | 82.05% | 600
124 | 5 | 0 | 82.07% | 600
124 | 6 | 3600 | 82.08% | 600
124 | 7 | 1850 | 82.09% | 600
124 | 8 | 200 | 82.11% | 600
124 | 9 | 0 | 82.12% | 600
124 | 10 | 1950 | 82.13% | 600
124 | 11 | 0 | 82.15% | 600
124 | 12 | 100 | 82.16% | 600
124 | 13 | 0 | 82.17% | 600
124 | 14 | 0 | 82.19% | 600
124 | 15 | 0 | 82.2% | 600
124 | 16 | 150 | 82.21% | 600
124 | 17 | 0 | 82.23% | 600
124 | 18 | 0 | 82.24% | 600
124 | 19 | 0 | 82.25% | 600
124 | 20 | 0 | 82.27% | 600
124 | 21 | 300 | 82.28% | 600
124 | 22 | 0 | 82.29% | 600
124 | 23 | 0 | 82.31% | 600
124 | 24 | 0 | 82.32% | 600
124 | 25 | 4400 | 82.33% | 600
124 | 26 | 50 | 82.35% | 600
124 | 27 | 50 | 82.36% | 600
124 | 28 | 300 | 82.37% | 600
124 | 29 | 1750 | 82.39% | 600
124 | 30 | 0 | 82.4% | 600
124 | 31 | 700 | 82.41% | 600
124 | 32 | 350 | 82.43% | 600
124 | 33 | 0 | 82.44% | 600
124 | 34 | 0 | 82.45% | 600
124 | 35 | 2150 | 82.47% | 600
124 | 36 | 100 | 82.48% | 600
124 | 37 | 550 | 82.49% | 600
124 | 38 | 0 | 82.51% | 600
124 | 39 | 350 | 82.52% | 600
124 | 40 | 250 | 82.53% | 600
124 | 41 | 0 | 82.55% | 600
124 | 42 | 0 | 82.56% | 600
124 | 43 | 0 | 82.57% | 600
124 | 44 | 100 | 82.59% | 600
124 | 45 | 1200 | 82.6% | 600
124 | 46 | 600 | 82.61% | 600
124 | 47 | 550 | 82.63% | 600
124 | 48 | 0 | 82.64% | 600
124 | 49 | 200 | 82.65% | 600
124 | 50 | 300 | 82.67% | 600
125 | 1 | 100 | 82.68% | 600
125 | 2 | 200 | 82.69% | 600
125 | 3 | 100 | 82.71% | 600
125 | 4 | 200 | 82.72% | 600
125 | 5 | 0 | 82.73% | 600
125 | 6 | 0 | 82.75% | 600
125 | 7 | 0 | 82.76% | 600
125 | 8 | 0 | 82.77% | 600
125 | 9 | 0 | 82.79% | 600
125 | 10 | 0 | 82.8% | 600
125 | 11 | 100 | 82.81% | 600
125 | 12 | 100 | 82.83% | 600
125 | 13 | 850 | 82.84% | 600
125 | 14 | 400 | 82.85% | 600
125 | 15 | 100 | 82.87% | 600
125 | 16 | 150 | 82.88% | 600
125 | 17 | 0 | 82.89% | 600
125 | 18 | 0 | 82.91% | 600
125 | 19 | 100 | 82.92% | 600
125 | 20 | 350 | 82.93% | 600
125 | 21 | 300 | 82.95% | 600
125 | 22 | 50 | 82.96% | 600
125 | 23 | 0 | 82.97% | 600
125 | 24 | 450 | 82.99% | 600
125 | 25 | 0 | 83% | 600
125 | 26 | 350 | 83.01% | 600
125 | 27 | 50 | 83.03% | 600
125 | 28 | 1800 | 83.04% | 600
125 | 29 | 1200 | 83.05% | 600
125 | 30 | 0 | 83.07% | 600
125 | 31 | 50 | 83.08% | 600
125 | 32 | 0 | 83.09% | 600
125 | 33 | 200 | 83.11% | 600
125 | 34 | 450 | 83.12% | 600
125 | 35 | 0 | 83.13% | 600
125 | 36 | 550 | 83.15% | 600
125 | 37 | 750 | 83.16% | 600
125 | 38 | 50 | 83.17% | 600
125 | 39 | 0 | 83.19% | 600
125 | 40 | 0 | 83.2% | 600
125 | 41 | 0 | 83.21% | 600
125 | 42 | 450 | 83.23% | 600
125 | 43 | 0 | 83.24% | 600
125 | 44 | 100 | 83.25% | 600
125 | 45 | 0 | 83.27% | 600
125 | 46 | 450 | 83.28% | 600
125 | 47 | 0 | 83.29% | 600
125 | 48 | 0 | 83.31% | 600
125 | 49 | 550 | 83.32% | 600
125 | 50 | 600 | 83.33% | 600
126 | 1 | 0 | 83.35% | 650
126 | 2 | 0 | 83.36% | 650
126 | 3 | 550 | 83.37% | 650
126 | 4 | 1100 | 83.39% | 650
126 | 5 | 0 | 83.4% | 650
126 | 6 | 650 | 83.41% | 650
126 | 7 | 0 | 83.43% | 650
126 | 8 | 250 | 83.44% | 650
126 | 9 | 350 | 83.45% | 650
126 | 10 | 300 | 83.47% | 650
126 | 11 | 0 | 83.48% | 650
126 | 12 | 0 | 83.49% | 650
126 | 13 | 650 | 83.51% | 650
126 | 14 | 0 | 83.52% | 650
126 | 15 | 750 | 83.53% | 650
126 | 16 | 0 | 83.55% | 650
126 | 17 | 0 | 83.56% | 650
126 | 18 | 0 | 83.57% | 650
126 | 19 | 1000 | 83.59% | 650
126 | 20 | 150 | 83.6% | 650
126 | 21 | 0 | 83.61% | 650
126 | 22 | 100 | 83.63% | 650
126 | 23 | 0 | 83.64% | 650
126 | 24 | 50 | 83.65% | 650
126 | 25 | 300 | 83.67% | 650
126 | 26 | 0 | 83.68% | 650
126 | 27 | 50 | 83.69% | 650
126 | 28 | 0 | 83.71% | 650
126 | 29 | 50 | 83.72% | 650
126 | 30 | 0 | 83.73% | 650
126 | 31 | 0 | 83.75% | 650
126 | 32 | 0 | 83.76% | 650
126 | 33 | 50 | 83.77% | 650
126 | 34 | 0 | 83.79% | 650
126 | 35 | 650 | 83.8% | 650
126 | 36 | 100 | 83.81% | 650
126 | 37 | 1950 | 83.83% | 650
126 | 38 | 350 | 83.84% | 650
126 | 39 | 2150 | 83.85% | 650
126 | 40 | 0 | 83.87% | 650
126 | 41 | 0 | 83.88% | 650
126 | 42 | 950 | 83.89% | 650
126 | 43 | 0 | 83.91% | 650
126 | 44 | 0 | 83.92% | 650
126 | 45 | 400 | 83.93% | 650
126 | 46 | 0 | 83.95% | 650
126 | 47 | 250 | 83.96% | 650
126 | 48 | 0 | 83.97% | 650
126 | 49 | 0 | 83.99% | 650
126 | 50 | 0 | 84% | 650
127 | 1 | 0 | 84.01% | 650
127 | 2 | 150 | 84.03% | 650
127 | 3 | 350 | 84.04% | 650
127 | 4 | 0 | 84.05% | 650
127 | 5 | 50 | 84.07% | 650
127 | 6 | 0 | 84.08% | 650
127 | 7 | 500 | 84.09% | 650
127 | 8 | 0 | 84.11% | 650
127 | 9 | 0 | 84.12% | 650
127 | 10 | 0 | 84.13% | 650
127 | 11 | 400 | 84.15% | 650
127 | 12 | 0 | 84.16% | 650
127 | 13 | 300 | 84.17% | 650
127 | 14 | 0 | 84.19% | 650
127 | 15 | 550 | 84.2% | 650
127 | 16 | 0 | 84.21% | 650
127 | 17 | 0 | 84.23% | 650
127 | 18 | 0 | 84.24% | 650
127 | 19 | 0 | 84.25% | 650
127 | 20 | 200 | 84.27% | 650
127 | 21 | 0 | 84.28% | 650
127 | 22 | 2300 | 84.29% | 650
127 | 23 | 0 | 84.31% | 650
127 | 24 | 0 | 84.32% | 650
127 | 25 | 0 | 84.33% | 650
127 | 26 | 0 | 84.35% | 650
127 | 27 | 0 | 84.36% | 650
127 | 28 | 650 | 84.37% | 650
127 | 29 | 0 | 84.39% | 650
127 | 30 | 1250 | 84.4% | 650
127 | 31 | 250 | 84.41% | 650
127 | 32 | 250 | 84.43% | 650
127 | 33 | 200 | 84.44% | 650
127 | 34 | 0 | 84.45% | 650
127 | 35 | 100 | 84.47% | 650
127 | 36 | 50 | 84.48% | 650
127 | 37 | 5750 | 84.49% | 650
127 | 38 | 0 | 84.51% | 650
127 | 39 | 100 | 84.52% | 650
127 | 40 | 800 | 84.53% | 650
127 | 41 | 250 | 84.55% | 650
127 | 42 | 0 | 84.56% | 650
127 | 43 | 350 | 84.57% | 650
127 | 44 | 0 | 84.59% | 650
127 | 45 | 0 | 84.6% | 650
127 | 46 | 200 | 84.61% | 700
127 | 47 | 750 | 84.63% | 700
127 | 48 | 100 | 84.64% | 700
127 | 49 | 1550 | 84.65% | 700
127 | 50 | 0 | 84.67% | 700
128 | 1 | 200 | 84.68% | 700
128 | 2 | 900 | 84.69% | 700
128 | 3 | 0 | 84.71% | 700
128 | 4 | 0 | 84.72% | 700
128 | 5 | 0 | 84.73% | 700
128 | 6 | 0 | 84.75% | 700
128 | 7 | 650 | 84.76% | 700
128 | 8 | 0 | 84.77% | 700
128 | 9 | 0 | 84.79% | 700
128 | 10 | 0 | 84.8% | 700
128 | 11 | 0 | 84.81% | 700
128 | 12 | 0 | 84.83% | 700
128 | 13 | 0 | 84.84% | 700
128 | 14 | 0 | 84.85% | 700
128 | 15 | 100 | 84.87% | 700
128 | 16 | 0 | 84.88% | 700
128 | 17 | 0 | 84.89% | 700
128 | 18 | 0 | 84.91% | 700
128 | 19 | 0 | 84.92% | 700
128 | 20 | 650 | 84.93% | 700
128 | 21 | 0 | 84.95% | 700
128 | 22 | 0 | 84.96% | 700
128 | 23 | 1550 | 84.97% | 700
128 | 24 | 0 | 84.99% | 700
128 | 25 | 50 | 85% | 700
128 | 26 | 0 | 85.01% | 700
128 | 27 | 0 | 85.03% | 700
128 | 28 | 0 | 85.04% | 700
128 | 29 | 0 | 85.05% | 700
128 | 30 | 200 | 85.07% | 700
128 | 31 | 0 | 85.08% | 700
128 | 32 | 0 | 85.09% | 700
128 | 33 | 0 | 85.11% | 700
128 | 34 | 0 | 85.12% | 700
128 | 35 | 100 | 85.13% | 700
128 | 36 | 650 | 85.15% | 700
128 | 37 | 0 | 85.16% | 700
128 | 38 | 150 | 85.17% | 700
128 | 39 | 0 | 85.19% | 700
128 | 40 | 0 | 85.2% | 700
128 | 41 | 300 | 85.21% | 700
128 | 42 | 0 | 85.23% | 700
128 | 43 | 0 | 85.24% | 700
128 | 44 | 0 | 85.25% | 700
128 | 45 | 1150 | 85.27% | 700
128 | 46 | 2100 | 85.28% | 700
128 | 47 | 0 | 85.29% | 700
128 | 48 | 0 | 85.31% | 700
128 | 49 | 0 | 85.32% | 700
128 | 50 | 450 | 85.33% | 700
129 | 1 | 950 | 85.35% | 700
129 | 2 | 0 | 85.36% | 700
129 | 3 | 1300 | 85.37% | 700
129 | 4 | 450 | 85.39% | 700
129 | 5 | 0 | 85.4% | 700
129 | 6 | 0 | 85.41% | 700
129 | 7 | 1150 | 85.43% | 700
129 | 8 | 900 | 85.44% | 700
129 | 9 | 300 | 85.45% | 750
129 | 10 | 50 | 85.47% | 750
129 | 11 | 1150 | 85.48% | 750
129 | 12 | 0 | 85.49% | 750
129 | 13 | 0 | 85.51% | 750
129 | 14 | 0 | 85.52% | 750
129 | 15 | 200 | 85.53% | 750
129 | 16 | 0 | 85.55% | 750
129 | 17 | 600 | 85.56% | 750
129 | 18 | 0 | 85.57% | 750
129 | 19 | 1000 | 85.59% | 750
129 | 20 | 350 | 85.6% | 750
129 | 21 | 2150 | 85.61% | 750
129 | 22 | 2100 | 85.63% | 750
129 | 23 | 800 | 85.64% | 750
129 | 24 | 0 | 85.65% | 750
129 | 25 | 0 | 85.67% | 750
129 | 26 | 0 | 85.68% | 750
129 | 27 | 150 | 85.69% | 750
129 | 28 | 0 | 85.71% | 750
129 | 29 | 0 | 85.72% | 750
129 | 30 | 2350 | 85.73% | 750
129 | 31 | 150 | 85.75% | 750
129 | 32 | 0 | 85.76% | 750
129 | 33 | 0 | 85.77% | 750
129 | 34 | 0 | 85.79% | 750
129 | 35 | 0 | 85.8% | 750
129 | 36 | 0 | 85.81% | 750
129 | 37 | 50 | 85.83% | 750
129 | 38 | 0 | 85.84% | 750
129 | 39 | 100 | 85.85% | 750
129 | 40 | 0 | 85.87% | 750
129 | 41 | 0 | 85.88% | 750
129 | 42 | 350 | 85.89% | 750
129 | 43 | 0 | 85.91% | 750
129 | 44 | 0 | 85.92% | 750
129 | 45 | 0 | 85.93% | 750
129 | 46 | 0 | 85.95% | 750
129 | 47 | 950 | 85.96% | 750
129 | 48 | 0 | 85.97% | 750
129 | 49 | 0 | 85.99% | 750
129 | 50 | 0 | 86% | 750
130 | 1 | 0 | 86.01% | 750
130 | 2 | 50 | 86.03% | 750
130 | 3 | 300 | 86.04% | 750
130 | 4 | 350 | 86.05% | 750
130 | 5 | 0 | 86.07% | 750
130 | 6 | 8550 | 86.08% | 750
130 | 7 | 1800 | 86.09% | 750
130 | 8 | 950 | 86.11% | 750
130 | 9 | 300 | 86.12% | 750
130 | 10 | 200 | 86.13% | 750
130 | 11 | 950 | 86.15% | 750
130 | 12 | 150 | 86.16% | 750
130 | 13 | 0 | 86.17% | 750
130 | 14 | 4500 | 86.19% | 750
130 | 15 | 50 | 86.2% | 750
130 | 16 | 0 | 86.21% | 750
130 | 17 | 200 | 86.23% | 750
130 | 18 | 650 | 86.24% | 750
130 | 19 | 100 | 86.25% | 750
130 | 20 | 0 | 86.27% | 750
130 | 21 | 150 | 86.28% | 750
130 | 22 | 300 | 86.29% | 750
130 | 23 | 1650 | 86.31% | 750
130 | 24 | 400 | 86.32% | 750
130 | 25 | 450 | 86.33% | 750
130 | 26 | 0 | 86.35% | 750
130 | 27 | 300 | 86.36% | 750
130 | 28 | 1500 | 86.37% | 750
130 | 29 | 450 | 86.39% | 750
130 | 30 | 1450 | 86.4% | 750
130 | 31 | 0 | 86.41% | 800
130 | 32 | 0 | 86.43% | 800
130 | 33 | 500 | 86.44% | 800
130 | 34 | 100 | 86.45% | 800
130 | 35 | 0 | 86.47% | 800
130 | 36 | 3450 | 86.48% | 800
130 | 37 | 0 | 86.49% | 800
130 | 38 | 1200 | 86.51% | 800
130 | 39 | 100 | 86.52% | 800
130 | 40 | 650 | 86.53% | 800
130 | 41 | 50 | 86.55% | 800
130 | 42 | 0 | 86.56% | 800
130 | 43 | 1750 | 86.57% | 800
130 | 44 | 0 | 86.59% | 800
130 | 45 | 350 | 86.6% | 800
130 | 46 | 0 | 86.61% | 800
130 | 47 | 400 | 86.63% | 800
130 | 48 | 400 | 86.64% | 800
130 | 49 | 450 | 86.65% | 800
130 | 50 | 100 | 86.67% | 800
131 | 1 | 0 | 86.68% | 800
131 | 2 | 50 | 86.69% | 800
131 | 3 | 0 | 86.71% | 800
131 | 4 | 150 | 86.72% | 800
131 | 5 | 0 | 86.73% | 800
131 | 6 | 650 | 86.75% | 800
131 | 7 | 50 | 86.76% | 800
131 | 8 | 750 | 86.77% | 800
131 | 9 | 300 | 86.79% | 800
131 | 10 | 0 | 86.8% | 800
131 | 11 | 200 | 86.81% | 800
131 | 12 | 0 | 86.83% | 800
131 | 13 | 100 | 86.84% | 800
131 | 14 | 0 | 86.85% | 800
131 | 15 | 300 | 86.87% | 800
131 | 16 | 150 | 86.88% | 800
131 | 17 | 150 | 86.89% | 800
131 | 18 | 2850 | 86.91% | 800
131 | 19 | 350 | 86.92% | 800
131 | 20 | 1050 | 86.93% | 800
131 | 21 | 150 | 86.95% | 800
131 | 22 | 0 | 86.96% | 800
131 | 23 | 0 | 86.97% | 800
131 | 24 | 0 | 86.99% | 800
131 | 25 | 250 | 87% | 800
131 | 26 | 300 | 87.01% | 800
131 | 27 | 250 | 87.03% | 800
131 | 28 | 1300 | 87.04% | 800
131 | 29 | 1000 | 87.05% | 800
131 | 30 | 400 | 87.07% | 800
131 | 31 | 0 | 87.08% | 800
131 | 32 | 100 | 87.09% | 800
131 | 33 | 0 | 87.11% | 800
131 | 34 | 1800 | 87.12% | 800
131 | 35 | 150 | 87.13% | 800
131 | 36 | 350 | 87.15% | 800
131 | 37 | 150 | 87.16% | 800
131 | 38 | 0 | 87.17% | 800
131 | 39 | 0 | 87.19% | 800
131 | 40 | 100 | 87.2% | 800
131 | 41 | 150 | 87.21% | 800
131 | 42 | 0 | 87.23% | 800
131 | 43 | 50 | 87.24% | 800
131 | 44 | 300 | 87.25% | 800
131 | 45 | 0 | 87.27% | 850
131 | 46 | 150 | 87.28% | 850
131 | 47 | 50 | 87.29% | 850
131 | 48 | 200 | 87.31% | 850
131 | 49 | 550 | 87.32% | 850
131 | 50 | 2300 | 87.33% | 850
132 | 1 | 0 | 87.35% | 850
132 | 2 | 600 | 87.36% | 850
132 | 3 | 0 | 87.37% | 850
132 | 4 | 650 | 87.39% | 850
132 | 5 | 0 | 87.4% | 850
132 | 6 | 50 | 87.41% | 850
132 | 7 | 3050 | 87.43% | 850
132 | 8 | 150 | 87.44% | 850
132 | 9 | 100 | 87.45% | 850
132 | 10 | 0 | 87.47% | 850
132 | 11 | 0 | 87.48% | 850
132 | 12 | 0 | 87.49% | 850
132 | 13 | 250 | 87.51% | 850
132 | 14 | 850 | 87.52% | 850
132 | 15 | 950 | 87.53% | 850
132 | 16 | 0 | 87.55% | 850
132 | 17 | 3850 | 87.56% | 850
132 | 18 | 550 | 87.57% | 850
132 | 19 | 0 | 87.59% | 850
132 | 20 | 2450 | 87.6% | 850
132 | 21 | 50 | 87.61% | 850
132 | 22 | 1250 | 87.63% | 850
132 | 23 | 650 | 87.64% | 850
132 | 24 | 450 | 87.65% | 850
132 | 25 | 0 | 87.67% | 850
132 | 26 | 550 | 87.68% | 850
132 | 27 | 300 | 87.69% | 850
132 | 28 | 350 | 87.71% | 850
132 | 29 | 0 | 87.72% | 850
132 | 30 | 300 | 87.73% | 850
132 | 31 | 1450 | 87.75% | 850
132 | 32 | 3950 | 87.76% | 850
132 | 33 | 0 | 87.77% | 850
132 | 34 | 0 | 87.79% | 850
132 | 35 | 1050 | 87.8% | 850
132 | 36 | 0 | 87.81% | 850
132 | 37 | 0 | 87.83% | 850
132 | 38 | 3450 | 87.84% | 850
132 | 39 | 0 | 87.85% | 850
132 | 40 | 300 | 87.87% | 850
132 | 41 | 1850 | 87.88% | 850
132 | 42 | 1000 | 87.89% | 850
132 | 43 | 3400 | 87.91% | 850
132 | 44 | 0 | 87.92% | 850
132 | 45 | 150 | 87.93% | 850
132 | 46 | 0 | 87.95% | 850
132 | 47 | 50 | 87.96% | 850
132 | 48 | 300 | 87.97% | 850
132 | 49 | 150 | 87.99% | 850
132 | 50 | 2150 | 88% | 850
133 | 1 | 0 | 88.01% | 850
133 | 2 | 0 | 88.03% | 850
133 | 3 | 0 | 88.04% | 850
133 | 4 | 200 | 88.05% | 850
133 | 5 | 0 | 88.07% | 850
133 | 6 | 250 | 88.08% | 850
133 | 7 | 400 | 88.09% | 850
133 | 8 | 0 | 88.11% | 850
133 | 9 | 0 | 88.12% | 850
133 | 10 | 0 | 88.13% | 850
133 | 11 | 0 | 88.15% | 850
133 | 12 | 50 | 88.16% | 850
133 | 13 | 0 | 88.17% | 850
133 | 14 | 0 | 88.19% | 850
133 | 15 | 0 | 88.2% | 850
133 | 16 | 0 | 88.21% | 850
133 | 17 | 0 | 88.23% | 850
133 | 18 | 300 | 88.24% | 850
133 | 19 | 0 | 88.25% | 850
133 | 20 | 50 | 88.27% | 850
133 | 21 | 0 | 88.28% | 850
133 | 22 | 0 | 88.29% | 850
133 | 23 | 0 | 88.31% | 900
133 | 24 | 0 | 88.32% | 900
133 | 25 | 0 | 88.33% | 900
133 | 26 | 100 | 88.35% | 900
133 | 27 | 0 | 88.36% | 900
133 | 28 | 0 | 88.37% | 900
133 | 29 | 0 | 88.39% | 900
133 | 30 | 0 | 88.4% | 900
133 | 31 | 0 | 88.41% | 900
133 | 32 | 0 | 88.43% | 900
133 | 33 | 950 | 88.44% | 900
133 | 34 | 0 | 88.45% | 900
133 | 35 | 50 | 88.47% | 900
133 | 36 | 0 | 88.48% | 900
133 | 37 | 350 | 88.49% | 900
133 | 38 | 0 | 88.51% | 900
133 | 39 | 0 | 88.52% | 900
133 | 40 | 0 | 88.53% | 900
133 | 41 | 600 | 88.55% | 900
133 | 42 | 450 | 88.56% | 900
133 | 43 | 800 | 88.57% | 900
133 | 44 | 0 | 88.59% | 900
133 | 45 | 0 | 88.6% | 900
133 | 46 | 0 | 88.61% | 900
133 | 47 | 300 | 88.63% | 900
133 | 48 | 0 | 88.64% | 900
133 | 49 | 0 | 88.65% | 900
133 | 50 | 200 | 88.67% | 900
134 | 1 | 4500 | 88.68% | 900
134 | 2 | 0 | 88.69% | 900
134 | 3 | 0 | 88.71% | 900
134 | 4 | 200 | 88.72% | 900
134 | 5 | 0 | 88.73% | 900
134 | 6 | 0 | 88.75% | 900
134 | 7 | 200 | 88.76% | 900
134 | 8 | 0 | 88.77% | 900
134 | 9 | 1150 | 88.79% | 900
134 | 10 | 0 | 88.8% | 900
134 | 11 | 1050 | 88.81% | 900
134 | 12 | 150 | 88.83% | 900
134 | 13 | 0 | 88.84% | 900
134 | 14 | 0 | 88.85% | 900
134 | 15 | 300 | 88.87% | 900
134 | 16 | 400 | 88.88% | 900
134 | 17 | 600 | 88.89% | 900
134 | 18 | 0 | 88.91% | 950
134 | 19 | 0 | 88.92% | 950
134 | 20 | 50 | 88.93% | 950
134 | 21 | 0 | 88.95% | 950
134 | 22 | 150 | 88.96% | 950
134 | 23 | 0 | 88.97% | 950
134 | 24 | 0 | 88.99% | 950
134 | 25 | 0 | 89% | 950
134 | 26 | 0 | 89.01% | 950
134 | 27 | 0 | 89.03% | 950
134 | 28 | 0 | 89.04% | 950
134 | 29 | 0 | 89.05% | 950
134 | 30 | 0 | 89.07% | 950
134 | 31 | 0 | 89.08% | 950
134 | 32 | 0 | 89.09% | 950
134 | 33 | 0 | 89.11% | 950
134 | 34 | 0 | 89.12% | 950
134 | 35 | 0 | 89.13% | 950
134 | 36 | 0 | 89.15% | 950
134 | 37 | 0 | 89.16% | 950
134 | 38 | 0 | 89.17% | 950
134 | 39 | 0 | 89.19% | 950
134 | 40 | 0 | 89.2% | 950
134 | 41 | 0 | 89.21% | 950
134 | 42 | 0 | 89.23% | 950
134 | 43 | 1000 | 89.24% | 950
134 | 44 | 0 | 89.25% | 950
134 | 45 | 0 | 89.27% | 950
134 | 46 | 0 | 89.28% | 950
134 | 47 | 0 | 89.29% | 950
134 | 48 | 0 | 89.31% | 950
134 | 49 | 0 | 89.32% | 950
134 | 50 | 0 | 89.33% | 950
135 | 1 | 0 | 89.35% | 950
135 | 2 | 100 | 89.36% | 950
135 | 3 | 0 | 89.37% | 950
135 | 4 | 350 | 89.39% | 950
135 | 5 | 0 | 89.4% | 950
135 | 6 | 100 | 89.41% | 950
135 | 7 | 0 | 89.43% | 950
135 | 8 | 0 | 89.44% | 950
135 | 9 | 550 | 89.45% | 950
135 | 10 | 1000 | 89.47% | 950
135 | 11 | 50 | 89.48% | 950
135 | 12 | 0 | 89.49% | 950
135 | 13 | 0 | 89.51% | 950
135 | 14 | 150 | 89.52% | 950
135 | 15 | 0 | 89.53% | 950
135 | 16 | 300 | 89.55% | 950
135 | 17 | 0 | 89.56% | 950
135 | 18 | 2150 | 89.57% | 950
135 | 19 | 0 | 89.59% | 950
135 | 20 | 750 | 89.6% | 950
135 | 21 | 0 | 89.61% | 950
135 | 22 | 100 | 89.63% | 950
135 | 23 | 0 | 89.64% | 950
135 | 24 | 350 | 89.65% | 950
135 | 25 | 0 | 89.67% | 950
135 | 26 | 150 | 89.68% | 950
135 | 27 | 0 | 89.69% | 950
135 | 28 | 0 | 89.71% | 950
135 | 29 | 300 | 89.72% | 1000
135 | 30 | 0 | 89.73% | 1000
135 | 31 | 150 | 89.75% | 1000
135 | 32 | 50 | 89.76% | 1000
135 | 33 | 100 | 89.77% | 1000
135 | 34 | 300 | 89.79% | 1000
135 | 35 | 0 | 89.8% | 1000
135 | 36 | 250 | 89.81% | 1000
135 | 37 | 250 | 89.83% | 1000
135 | 38 | 0 | 89.84% | 1000
135 | 39 | 1500 | 89.85% | 1000
135 | 40 | 2200 | 89.87% | 1000
135 | 41 | 3300 | 89.88% | 1000
135 | 42 | 0 | 89.89% | 1000
135 | 43 | 1150 | 89.91% | 1000
135 | 44 | 0 | 89.92% | 1000
135 | 45 | 0 | 89.93% | 1000
135 | 46 | 150 | 89.95% | 1000
135 | 47 | 300 | 89.96% | 1000
135 | 48 | 0 | 89.97% | 1000
135 | 49 | 0 | 89.99% | 1000
135 | 50 | 0 | 90% | 1000
136 | 1 | 0 | 90.01% | 1000
136 | 2 | 350 | 90.03% | 1000
136 | 3 | 500 | 90.04% | 1000
136 | 4 | 250 | 90.05% | 1000
136 | 5 | 0 | 90.07% | 1000
136 | 6 | 100 | 90.08% | 1000
136 | 7 | 0 | 90.09% | 1000
136 | 8 | 0 | 90.11% | 1000
136 | 9 | 0 | 90.12% | 1000
136 | 10 | 0 | 90.13% | 1000
136 | 11 | 0 | 90.15% | 1000
136 | 12 | 1100 | 90.16% | 1000
136 | 13 | 0 | 90.17% | 1000
136 | 14 | 750 | 90.19% | 1000
136 | 15 | 50 | 90.2% | 1000
136 | 16 | 3800 | 90.21% | 1000
136 | 17 | 100 | 90.23% | 1000
136 | 18 | 0 | 90.24% | 1000
136 | 19 | 0 | 90.25% | 1000
136 | 20 | 250 | 90.27% | 1000
136 | 21 | 350 | 90.28% | 1000
136 | 22 | 0 | 90.29% | 1000
136 | 23 | 2550 | 90.31% | 1000
136 | 24 | 0 | 90.32% | 1000
136 | 25 | 250 | 90.33% | 1050
136 | 26 | 100 | 90.35% | 1050
136 | 27 | 0 | 90.36% | 1050
136 | 28 | 100 | 90.37% | 1050
136 | 29 | 0 | 90.39% | 1050
136 | 30 | 0 | 90.4% | 1050
136 | 31 | 750 | 90.41% | 1050
136 | 32 | 0 | 90.43% | 1050
136 | 33 | 0 | 90.44% | 1050
136 | 34 | 100 | 90.45% | 1050
136 | 35 | 0 | 90.47% | 1050
136 | 36 | 150 | 90.48% | 1050
136 | 37 | 300 | 90.49% | 1050
136 | 38 | 0 | 90.51% | 1050
136 | 39 | 300 | 90.52% | 1050
136 | 40 | 400 | 90.53% | 1050
136 | 41 | 850 | 90.55% | 1050
136 | 42 | 50 | 90.56% | 1050
136 | 43 | 50 | 90.57% | 1050
136 | 44 | 450 | 90.59% | 1050
136 | 45 | 0 | 90.6% | 1050
136 | 46 | 0 | 90.61% | 1050
136 | 47 | 0 | 90.63% | 1050
136 | 48 | 150 | 90.64% | 1050
136 | 49 | 0 | 90.65% | 1050
136 | 50 | 0 | 90.67% | 1050
137 | 1 | 0 | 90.68% | 1050
137 | 2 | 0 | 90.69% | 1050
137 | 3 | 0 | 90.71% | 1050
137 | 4 | 0 | 90.72% | 1050
137 | 5 | 0 | 90.73% | 1050
137 | 6 | 100 | 90.75% | 1050
137 | 7 | 0 | 90.76% | 1050
137 | 8 | 50 | 90.77% | 1050
137 | 9 | 250 | 90.79% | 1050
137 | 10 | 0 | 90.8% | 1050
137 | 11 | 0 | 90.81% | 1050
137 | 12 | 600 | 90.83% | 1050
137 | 13 | 0 | 90.84% | 1050
137 | 14 | 200 | 90.85% | 1050
137 | 15 | 0 | 90.87% | 1050
137 | 16 | 250 | 90.88% | 1050
137 | 17 | 350 | 90.89% | 1050
137 | 18 | 0 | 90.91% | 1050
137 | 19 | 250 | 90.92% | 1050
137 | 20 | 0 | 90.93% | 1050
137 | 21 | 0 | 90.95% | 1050
137 | 22 | 0 | 90.96% | 1050
137 | 23 | 50 | 90.97% | 1050
137 | 24 | 0 | 90.99% | 1050
137 | 25 | 0 | 91% | 1100
137 | 26 | 50 | 91.01% | 1100
137 | 27 | 650 | 91.03% | 1100
137 | 28 | 150 | 91.04% | 1100
137 | 29 | 950 | 91.05% | 1100
137 | 30 | 0 | 91.07% | 1100
137 | 31 | 0 | 91.08% | 1100
137 | 32 | 1600 | 91.09% | 1100
137 | 33 | 0 | 91.11% | 1100
137 | 34 | 800 | 91.12% | 1100
137 | 35 | 100 | 91.13% | 1100
137 | 36 | 2500 | 91.15% | 1100
137 | 37 | 0 | 91.16% | 1100
137 | 38 | 250 | 91.17% | 1100
137 | 39 | 250 | 91.19% | 1100
137 | 40 | 0 | 91.2% | 1100
137 | 41 | 400 | 91.21% | 1100
137 | 42 | 550 | 91.23% | 1100
137 | 43 | 0 | 91.24% | 1100
137 | 44 | 0 | 91.25% | 1100
137 | 45 | 350 | 91.27% | 1100
137 | 46 | 100 | 91.28% | 1100
137 | 47 | 1000 | 91.29% | 1100
137 | 48 | 700 | 91.31% | 1100
137 | 49 | 450 | 91.32% | 1100
137 | 50 | 350 | 91.33% | 1100
138 | 1 | 1100 | 91.35% | 1100
138 | 2 | 3950 | 91.36% | 1100
138 | 3 | 50 | 91.37% | 1100
138 | 4 | 1950 | 91.39% | 1100
138 | 5 | 0 | 91.4% | 1100
138 | 6 | 550 | 91.41% | 1100
138 | 7 | 0 | 91.43% | 1100
138 | 8 | 700 | 91.44% | 1150
138 | 9 | 450 | 91.45% | 1150
138 | 10 | 0 | 91.47% | 1150
138 | 11 | 0 | 91.48% | 1150
138 | 12 | 550 | 91.49% | 1150
138 | 13 | 5300 | 91.51% | 1150
138 | 14 | 0 | 91.52% | 1150
138 | 15 | 1500 | 91.53% | 1150
138 | 16 | 50 | 91.55% | 1150
138 | 17 | 150 | 91.56% | 1150
138 | 18 | 2950 | 91.57% | 1150
138 | 19 | 0 | 91.59% | 1150
138 | 20 | 1150 | 91.6% | 1150
138 | 21 | 300 | 91.61% | 1150
138 | 22 | 200 | 91.63% | 1150
138 | 23 | 50 | 91.64% | 1150
138 | 24 | 8750 | 91.65% | 1150
138 | 25 | 0 | 91.67% | 1150
138 | 26 | 100 | 91.68% | 1150
138 | 27 | 3150 | 91.69% | 1150
138 | 28 | 250 | 91.71% | 1150
138 | 29 | 0 | 91.72% | 1150
138 | 30 | 0 | 91.73% | 1150
138 | 31 | 50 | 91.75% | 1150
138 | 32 | 600 | 91.76% | 1150
138 | 33 | 1600 | 91.77% | 1150
138 | 34 | 0 | 91.79% | 1150
138 | 35 | 0 | 91.8% | 1150
138 | 36 | 350 | 91.81% | 1150
138 | 37 | 1000 | 91.83% | 1150
138 | 38 | 0 | 91.84% | 1150
138 | 39 | 650 | 91.85% | 1150
138 | 40 | 950 | 91.87% | 1200
138 | 41 | 1550 | 91.88% | 1200
138 | 42 | 800 | 91.89% | 1200
138 | 43 | 100 | 91.91% | 1200
138 | 44 | 0 | 91.92% | 1200
138 | 45 | 1600 | 91.93% | 1200
138 | 46 | 50 | 91.95% | 1200
138 | 47 | 50 | 91.96% | 1200
138 | 48 | 100 | 91.97% | 1200
138 | 49 | 50 | 91.99% | 1200
138 | 50 | 1850 | 92% | 1200
139 | 1 | 2650 | 92.01% | 1200
139 | 2 | 1250 | 92.03% | 1200
139 | 3 | 50 | 92.04% | 1200
139 | 4 | 450 | 92.05% | 1200
139 | 5 | 0 | 92.07% | 1200
139 | 6 | 50 | 92.08% | 1200
139 | 7 | 0 | 92.09% | 1200
139 | 8 | 0 | 92.11% | 1200
139 | 9 | 200 | 92.12% | 1200
139 | 10 | 0 | 92.13% | 1200
139 | 11 | 50 | 92.15% | 1200
139 | 12 | 0 | 92.16% | 1200
139 | 13 | 550 | 92.17% | 1200
139 | 14 | 0 | 92.19% | 1200
139 | 15 | 50 | 92.2% | 1200
139 | 16 | 0 | 92.21% | 1200
139 | 17 | 0 | 92.23% | 1200
139 | 18 | 650 | 92.24% | 1200
139 | 19 | 650 | 92.25% | 1200
139 | 20 | 1400 | 92.27% | 1200
139 | 21 | 400 | 92.28% | 1250
139 | 22 | 900 | 92.29% | 1250
139 | 23 | 600 | 92.31% | 1250
139 | 24 | 0 | 92.32% | 1250
139 | 25 | 0 | 92.33% | 1250
139 | 26 | 200 | 92.35% | 1250
139 | 27 | 0 | 92.36% | 1250
139 | 28 | 1350 | 92.37% | 1250
139 | 29 | 550 | 92.39% | 1250
139 | 30 | 0 | 92.4% | 1250
139 | 31 | 0 | 92.41% | 1250
139 | 32 | 1000 | 92.43% | 1250
139 | 33 | 50 | 92.44% | 1250
139 | 34 | 1500 | 92.45% | 1250
139 | 35 | 0 | 92.47% | 1250
139 | 36 | 0 | 92.48% | 1250
139 | 37 | 4200 | 92.49% | 1250
139 | 38 | 0 | 92.51% | 1250
139 | 39 | 850 | 92.52% | 1250
139 | 40 | 0 | 92.53% | 1250
139 | 41 | 300 | 92.55% | 1250
139 | 42 | 100 | 92.56% | 1250
139 | 43 | 0 | 92.57% | 1250
139 | 44 | 0 | 92.59% | 1250
139 | 45 | 50 | 92.6% | 1250
139 | 46 | 0 | 92.61% | 1250
139 | 47 | 0 | 92.63% | 1250
139 | 48 | 1400 | 92.64% | 1250
139 | 49 | 150 | 92.65% | 1250
139 | 50 | 50 | 92.67% | 1250
140 | 1 | 300 | 92.68% | 1250
140 | 2 | 100 | 92.69% | 1250
140 | 3 | 0 | 92.71% | 1250
140 | 4 | 0 | 92.72% | 1250
140 | 5 | 350 | 92.73% | 1300
140 | 6 | 800 | 92.75% | 1300
140 | 7 | 0 | 92.76% | 1300
140 | 8 | 0 | 92.77% | 1300
140 | 9 | 0 | 92.79% | 1300
140 | 10 | 0 | 92.8% | 1300
140 | 11 | 50 | 92.81% | 1300
140 | 12 | 0 | 92.83% | 1300
140 | 13 | 0 | 92.84% | 1300
140 | 14 | 0 | 92.85% | 1300
140 | 15 | 0 | 92.87% | 1300
140 | 16 | 0 | 92.88% | 1300
140 | 17 | 0 | 92.89% | 1300
140 | 18 | 450 | 92.91% | 1300
140 | 19 | 0 | 92.92% | 1300
140 | 20 | 0 | 92.93% | 1300
140 | 21 | 150 | 92.95% | 1300
140 | 22 | 0 | 92.96% | 1300
140 | 23 | 300 | 92.97% | 1300
140 | 24 | 0 | 92.99% | 1300
140 | 25 | 300 | 93% | 1300
140 | 26 | 300 | 93.01% | 1300
140 | 27 | 0 | 93.03% | 1300
140 | 28 | 0 | 93.04% | 1350
140 | 29 | 0 | 93.05% | 1350
140 | 30 | 0 | 93.07% | 1350
140 | 31 | 0 | 93.08% | 1350
140 | 32 | 0 | 93.09% | 1350
140 | 33 | 0 | 93.11% | 1350
140 | 34 | 550 | 93.12% | 1350
140 | 35 | 0 | 93.13% | 1350
140 | 36 | 50 | 93.15% | 1350
140 | 37 | 0 | 93.16% | 1350
140 | 38 | 50 | 93.17% | 1350
140 | 39 | 200 | 93.19% | 1350
140 | 40 | 150 | 93.2% | 1350
140 | 41 | 0 | 93.21% | 1350
140 | 42 | 900 | 93.23% | 1350
140 | 43 | 200 | 93.24% | 1350
140 | 44 | 0 | 93.25% | 1350
140 | 45 | 100 | 93.27% | 1350
140 | 46 | 0 | 93.28% | 1350
140 | 47 | 250 | 93.29% | 1350
140 | 48 | 5000 | 93.31% | 1350
140 | 49 | 0 | 93.32% | 1350
140 | 50 | 300 | 93.33% | 1350
141 | 1 | 0 | 93.35% | 1350
141 | 2 | 0 | 93.36% | 1350
141 | 3 | 150 | 93.37% | 1350
141 | 4 | 0 | 93.39% | 1350
141 | 5 | 50 | 93.4% | 1350
141 | 6 | 0 | 93.41% | 1400
141 | 7 | 0 | 93.43% | 1400
141 | 8 | 0 | 93.44% | 1400
141 | 9 | 0 | 93.45% | 1400
141 | 10 | 950 | 93.47% | 1400
141 | 11 | 0 | 93.48% | 1400
141 | 12 | 0 | 93.49% | 1400
141 | 13 | 300 | 93.51% | 1400
141 | 14 | 0 | 93.52% | 1400
141 | 15 | 3400 | 93.53% | 1400
141 | 16 | 50 | 93.55% | 1400
141 | 17 | 100 | 93.56% | 1400
141 | 18 | 500 | 93.57% | 1400
141 | 19 | 300 | 93.59% | 1400
141 | 20 | 700 | 93.6% | 1400
141 | 21 | 300 | 93.61% | 1400
141 | 22 | 550 | 93.63% | 1400
141 | 23 | 1450 | 93.64% | 1400
141 | 24 | 100 | 93.65% | 1400
141 | 25 | 900 | 93.67% | 1400
141 | 26 | 0 | 93.68% | 1400
141 | 27 | 0 | 93.69% | 1400
141 | 28 | 0 | 93.71% | 1450
141 | 29 | 3200 | 93.72% | 1450
141 | 30 | 150 | 93.73% | 1450
141 | 31 | 150 | 93.75% | 1450
141 | 32 | 600 | 93.76% | 1450
141 | 33 | 100 | 93.77% | 1450
141 | 34 | 150 | 93.79% | 1450
141 | 35 | 800 | 93.8% | 1450
141 | 36 | 1250 | 93.81% | 1450
141 | 37 | 0 | 93.83% | 1450
141 | 38 | 150 | 93.84% | 1450
141 | 39 | 350 | 93.85% | 1450
141 | 40 | 0 | 93.87% | 1450
141 | 41 | 1400 | 93.88% | 1500
141 | 42 | 6600 | 93.89% | 1500
141 | 43 | 0 | 93.91% | 1500
141 | 44 | 150 | 93.92% | 1500
141 | 45 | 0 | 93.93% | 1500
141 | 46 | 0 | 93.95% | 1500
141 | 47 | 0 | 93.96% | 1500
141 | 48 | 200 | 93.97% | 1500
141 | 49 | 500 | 93.99% | 1500
141 | 50 | 750 | 94% | 1500
142 | 1 | 600 | 94.01% | 1500
142 | 2 | 0 | 94.03% | 1500
142 | 3 | 800 | 94.04% | 1500
142 | 4 | 2350 | 94.05% | 1500
142 | 5 | 50 | 94.07% | 1500
142 | 6 | 3900 | 94.08% | 1500
142 | 7 | 0 | 94.09% | 1500
142 | 8 | 350 | 94.11% | 1550
142 | 9 | 350 | 94.12% | 1550
142 | 10 | 6200 | 94.13% | 1550
142 | 11 | 0 | 94.15% | 1550
142 | 12 | 0 | 94.16% | 1550
142 | 13 | 150 | 94.17% | 1550
142 | 14 | 0 | 94.19% | 1550
142 | 15 | 150 | 94.2% | 1550
142 | 16 | 1550 | 94.21% | 1550
142 | 17 | 0 | 94.23% | 1550
142 | 18 | 350 | 94.24% | 1550
142 | 19 | 2000 | 94.25% | 1550
142 | 20 | 400 | 94.27% | 1550
142 | 21 | 0 | 94.28% | 1550
142 | 22 | 400 | 94.29% | 1550
142 | 23 | 900 | 94.31% | 1550
142 | 24 | 1400 | 94.32% | 1550
142 | 25 | 1200 | 94.33% | 1550
142 | 26 | 750 | 94.35% | 1550
142 | 27 | 400 | 94.36% | 1550
142 | 28 | 350 | 94.37% | 1550
142 | 29 | 0 | 94.39% | 1550
142 | 30 | 1400 | 94.4% | 1600
142 | 31 | 150 | 94.41% | 1600
142 | 32 | 0 | 94.43% | 1600
142 | 33 | 0 | 94.44% | 1600
142 | 34 | 0 | 94.45% | 1600
142 | 35 | 0 | 94.47% | 1600
142 | 36 | 0 | 94.48% | 1600
142 | 37 | 0 | 94.49% | 1600
142 | 38 | 50 | 94.51% | 1600
142 | 39 | 100 | 94.52% | 1600
142 | 40 | 150 | 94.53% | 1600
142 | 41 | 1650 | 94.55% | 1600
142 | 42 | 0 | 94.56% | 1600
142 | 43 | 550 | 94.57% | 1600
142 | 44 | 0 | 94.59% | 1650
142 | 45 | 1750 | 94.6% | 1650
142 | 46 | 50 | 94.61% | 1650
142 | 47 | 150 | 94.63% | 1650
142 | 48 | 50 | 94.64% | 1650
142 | 49 | 100 | 94.65% | 1650
142 | 50 | 350 | 94.67% | 1650
143 | 1 | 900 | 94.68% | 1650
143 | 2 | 1000 | 94.69% | 1650
143 | 3 | 0 | 94.71% | 1650
143 | 4 | 1900 | 94.72% | 1650
143 | 5 | 600 | 94.73% | 1650
143 | 6 | 0 | 94.75% | 1650
143 | 7 | 2000 | 94.76% | 1650
143 | 8 | 0 | 94.77% | 1650
143 | 9 | 0 | 94.79% | 1650
143 | 10 | 50 | 94.8% | 1650
143 | 11 | 0 | 94.81% | 1700
143 | 12 | 350 | 94.83% | 1700
143 | 13 | 700 | 94.84% | 1700
143 | 14 | 0 | 94.85% | 1700
143 | 15 | 400 | 94.87% | 1700
143 | 16 | 0 | 94.88% | 1700
143 | 17 | 450 | 94.89% | 1700
143 | 18 | 250 | 94.91% | 1700
143 | 19 | 0 | 94.92% | 1700
143 | 20 | 100 | 94.93% | 1700
143 | 21 | 200 | 94.95% | 1700
143 | 22 | 600 | 94.96% | 1750
143 | 23 | 200 | 94.97% | 1750
143 | 24 | 0 | 94.99% | 1750
143 | 25 | 0 | 95% | 1750
143 | 26 | 200 | 95.01% | 1750
143 | 27 | 50 | 95.03% | 1750
143 | 28 | 0 | 95.04% | 1750
143 | 29 | 0 | 95.05% | 1750
143 | 30 | 350 | 95.07% | 1750
143 | 31 | 0 | 95.08% | 1750
143 | 32 | 0 | 95.09% | 1750
143 | 33 | 350 | 95.11% | 1750
143 | 34 | 550 | 95.12% | 1750
143 | 35 | 650 | 95.13% | 1750
143 | 36 | 1100 | 95.15% | 1750
143 | 37 | 3100 | 95.16% | 1750
143 | 38 | 100 | 95.17% | 1800
143 | 39 | 150 | 95.19% | 1800
143 | 40 | 2200 | 95.2% | 1800
143 | 41 | 0 | 95.21% | 1800
143 | 42 | 0 | 95.23% | 1800
143 | 43 | 0 | 95.24% | 1800
143 | 44 | 750 | 95.25% | 1800
143 | 45 | 0 | 95.27% | 1800
143 | 46 | 1400 | 95.28% | 1800
143 | 47 | 300 | 95.29% | 1800
143 | 48 | 500 | 95.31% | 1800
143 | 49 | 50 | 95.32% | 1800
143 | 50 | 200 | 95.33% | 1800
144 | 1 | 0 | 95.35% | 1800
144 | 2 | 0 | 95.36% | 1800
144 | 3 | 0 | 95.37% | 1800
144 | 4 | 250 | 95.39% | 1800
144 | 5 | 1050 | 95.4% | 1800
144 | 6 | 50 | 95.41% | 1800
144 | 7 | 250 | 95.43% | 1850
144 | 8 | 0 | 95.44% | 1850
144 | 9 | 950 | 95.45% | 1850
144 | 10 | 200 | 95.47% | 1850
144 | 11 | 0 | 95.48% | 1850
144 | 12 | 0 | 95.49% | 1850
144 | 13 | 50 | 95.51% | 1850
144 | 14 | 3700 | 95.52% | 1850
144 | 15 | 0 | 95.53% | 1850
144 | 16 | 600 | 95.55% | 1850
144 | 17 | 150 | 95.56% | 1850
144 | 18 | 0 | 95.57% | 1850
144 | 19 | 0 | 95.59% | 1850
144 | 20 | 900 | 95.6% | 1850
144 | 21 | 450 | 95.61% | 1900
144 | 22 | 300 | 95.63% | 1900
144 | 23 | 0 | 95.64% | 1900
144 | 24 | 0 | 95.65% | 1900
144 | 25 | 600 | 95.67% | 1900
144 | 26 | 650 | 95.68% | 1900
144 | 27 | 0 | 95.69% | 1900
144 | 28 | 350 | 95.71% | 1900
144 | 29 | 0 | 95.72% | 1900
144 | 30 | 1800 | 95.73% | 1900
144 | 31 | 0 | 95.75% | 1900
144 | 32 | 150 | 95.76% | 1950
144 | 33 | 0 | 95.77% | 1950
144 | 34 | 300 | 95.79% | 1950
144 | 35 | 0 | 95.8% | 1950
144 | 36 | 0 | 95.81% | 1950
144 | 37 | 0 | 95.83% | 1950
144 | 38 | 500 | 95.84% | 1950
144 | 39 | 0 | 95.85% | 1950
144 | 40 | 2650 | 95.87% | 1950
144 | 41 | 950 | 95.88% | 1950
144 | 42 | 800 | 95.89% | 1950
144 | 43 | 2800 | 95.91% | 1950
144 | 44 | 450 | 95.92% | 1950
144 | 45 | 0 | 95.93% | 1950
144 | 46 | 250 | 95.95% | 1950
144 | 47 | 0 | 95.96% | 1950
144 | 48 | 150 | 95.97% | 2000
144 | 49 | 0 | 95.99% | 2000
144 | 50 | 0 | 96% | 2000
145 | 1 | 0 | 96.01% | 2000
145 | 2 | 6250 | 96.03% | 2000
145 | 3 | 650 | 96.04% | 2000
145 | 4 | 50 | 96.05% | 2000
145 | 5 | 3000 | 96.07% | 2000
145 | 6 | 400 | 96.08% | 2000
145 | 7 | 250 | 96.09% | 2000
145 | 8 | 0 | 96.11% | 2000
145 | 9 | 150 | 96.12% | 2000
145 | 10 | 0 | 96.13% | 2000
145 | 11 | 400 | 96.15% | 2000
145 | 12 | 3900 | 96.16% | 2050
145 | 13 | 0 | 96.17% | 2050
145 | 14 | 0 | 96.19% | 2050
145 | 15 | 0 | 96.2% | 2050
145 | 16 | 550 | 96.21% | 2050
145 | 17 | 0 | 96.23% | 2050
145 | 18 | 450 | 96.24% | 2050
145 | 19 | 450 | 96.25% | 2100
145 | 20 | 150 | 96.27% | 2100
145 | 21 | 400 | 96.28% | 2100
145 | 22 | 500 | 96.29% | 2100
145 | 23 | 750 | 96.31% | 2100
145 | 24 | 0 | 96.32% | 2100
145 | 25 | 50 | 96.33% | 2100
145 | 26 | 1250 | 96.35% | 2100
145 | 27 | 300 | 96.36% | 2100
145 | 28 | 1050 | 96.37% | 2100
145 | 29 | 0 | 96.39% | 2150
145 | 30 | 400 | 96.4% | 2150
145 | 31 | 100 | 96.41% | 2150
145 | 32 | 0 | 96.43% | 2150
145 | 33 | 700 | 96.44% | 2150
145 | 34 | 0 | 96.45% | 2150
145 | 35 | 0 | 96.47% | 2150
145 | 36 | 400 | 96.48% | 2150
145 | 37 | 0 | 96.49% | 2150
145 | 38 | 150 | 96.51% | 2150
145 | 39 | 0 | 96.52% | 2150
145 | 40 | 0 | 96.53% | 2150
145 | 41 | 200 | 96.55% | 2150
145 | 42 | 0 | 96.56% | 2200
145 | 43 | 2100 | 96.57% | 2200
145 | 44 | 200 | 96.59% | 2200
145 | 45 | 0 | 96.6% | 2200
145 | 46 | 0 | 96.61% | 2200
145 | 47 | 1350 | 96.63% | 2200
145 | 48 | 550 | 96.64% | 2200
145 | 49 | 200 | 96.65% | 2200
145 | 50 | 0 | 96.67% | 2200
146 | 1 | 300 | 96.68% | 2250
146 | 2 | 4000 | 96.69% | 2250
146 | 3 | 150 | 96.71% | 2250
146 | 4 | 150 | 96.72% | 2250
146 | 5 | 0 | 96.73% | 2250
146 | 6 | 0 | 96.75% | 2250
146 | 7 | 300 | 96.76% | 2300
146 | 8 | 1400 | 96.77% | 2300
146 | 9 | 200 | 96.79% | 2300
146 | 10 | 3800 | 96.8% | 2300
146 | 11 | 0 | 96.81% | 2300
146 | 12 | 0 | 96.83% | 2300
146 | 13 | 450 | 96.84% | 2300
146 | 14 | 300 | 96.85% | 2300
146 | 15 | 0 | 96.87% | 2350
146 | 16 | 150 | 96.88% | 2350
146 | 17 | 250 | 96.89% | 2350
146 | 18 | 0 | 96.91% | 2350
146 | 19 | 0 | 96.92% | 2350
146 | 20 | 0 | 96.93% | 2350
146 | 21 | 4100 | 96.95% | 2350
146 | 22 | 1900 | 96.96% | 2350
146 | 23 | 0 | 96.97% | 2400
146 | 24 | 500 | 96.99% | 2400
146 | 25 | 550 | 97% | 2400
146 | 26 | 400 | 97.01% | 2400
146 | 27 | 750 | 97.03% | 2400
146 | 28 | 0 | 97.04% | 2400
146 | 29 | 2300 | 97.05% | 2400
146 | 30 | 0 | 97.07% | 2400
146 | 31 | 1350 | 97.08% | 2400
146 | 32 | 0 | 97.09% | 2450
146 | 33 | 450 | 97.11% | 2450
146 | 34 | 0 | 97.12% | 2450
146 | 35 | 0 | 97.13% | 2450
146 | 36 | 0 | 97.15% | 2450
146 | 37 | 250 | 97.16% | 2450
146 | 38 | 50 | 97.17% | 2500
146 | 39 | 0 | 97.19% | 2500
146 | 40 | 0 | 97.2% | 2500
146 | 41 | 1550 | 97.21% | 2500
146 | 42 | 0 | 97.23% | 2500
146 | 43 | 0 | 97.24% | 2550
146 | 44 | 700 | 97.25% | 2550
146 | 45 | 0 | 97.27% | 2550
146 | 46 | 0 | 97.28% | 2550
146 | 47 | 400 | 97.29% | 2550
146 | 48 | 100 | 97.31% | 2550
146 | 49 | 200 | 97.32% | 2600
146 | 50 | 1200 | 97.33% | 2600
147 | 1 | 0 | 97.35% | 2600
147 | 2 | 50 | 97.36% | 2600
147 | 3 | 650 | 97.37% | 2600
147 | 4 | 0 | 97.39% | 2650
147 | 5 | 2600 | 97.4% | 2650
147 | 6 | 0 | 97.41% | 2650
147 | 7 | 950 | 97.43% | 2650
147 | 8 | 100 | 97.44% | 2650
147 | 9 | 1300 | 97.45% | 2700
147 | 10 | 650 | 97.47% | 2700
147 | 11 | 350 | 97.48% | 2700
147 | 12 | 0 | 97.49% | 2700
147 | 13 | 0 | 97.51% | 2700
147 | 14 | 0 | 97.52% | 2750
147 | 15 | 300 | 97.53% | 2750
147 | 16 | 50 | 97.55% | 2750
147 | 17 | 0 | 97.56% | 2750
147 | 18 | 700 | 97.57% | 2800
147 | 19 | 450 | 97.59% | 2800
147 | 20 | 100 | 97.6% | 2800
147 | 21 | 0 | 97.61% | 2800
147 | 22 | 0 | 97.63% | 2850
147 | 23 | 0 | 97.64% | 2850
147 | 24 | 100 | 97.65% | 2850
147 | 25 | 800 | 97.67% | 2850
147 | 26 | 200 | 97.68% | 2850
147 | 27 | 7950 | 97.69% | 2850
147 | 28 | 600 | 97.71% | 2900
147 | 29 | 0 | 97.72% | 2900
147 | 30 | 500 | 97.73% | 2900
147 | 31 | 50 | 97.75% | 2900
147 | 32 | 0 | 97.76% | 2900
147 | 33 | 1550 | 97.77% | 2950
147 | 34 | 250 | 97.79% | 2950
147 | 35 | 0 | 97.8% | 2950
147 | 36 | 250 | 97.81% | 2950
147 | 37 | 450 | 97.83% | 2950
147 | 38 | 800 | 97.84% | 2950
147 | 39 | 800 | 97.85% | 2950
147 | 40 | 100 | 97.87% | 3000
147 | 41 | 1250 | 97.88% | 3000
147 | 42 | 0 | 97.89% | 3000
147 | 43 | 0 | 97.91% | 3000
147 | 44 | 100 | 97.92% | 3000
147 | 45 | 2300 | 97.93% | 3000
147 | 46 | 100 | 97.95% | 3000
147 | 47 | 0 | 97.96% | 3050
147 | 48 | 0 | 97.97% | 3050
147 | 49 | 450 | 97.99% | 3050
147 | 50 | 450 | 98% | 3050
148 | 1 | 0 | 98.01% | 3050
148 | 2 | 50 | 98.03% | 3050
148 | 3 | 200 | 98.04% | 3050
148 | 4 | 0 | 98.05% | 3050
148 | 5 | 300 | 98.07% | 3100
148 | 6 | 0 | 98.08% | 3100
148 | 7 | 0 | 98.09% | 3100
148 | 8 | 0 | 98.11% | 3100
148 | 9 | 0 | 98.12% | 3100
148 | 10 | 700 | 98.13% | 3150
148 | 11 | 600 | 98.15% | 3200
148 | 12 | 350 | 98.16% | 3200
148 | 13 | 550 | 98.17% | 3200
148 | 14 | 0 | 98.19% | 3250
148 | 15 | 500 | 98.2% | 3250
148 | 16 | 0 | 98.21% | 3250
148 | 17 | 200 | 98.23% | 3250
148 | 18 | 7400 | 98.24% | 3300
148 | 19 | 800 | 98.25% | 3300
148 | 20 | 0 | 98.27% | 3300
148 | 21 | 50 | 98.28% | 3300
148 | 22 | 0 | 98.29% | 3300
148 | 23 | 250 | 98.31% | 3300
148 | 24 | 550 | 98.32% | 3300
148 | 25 | 300 | 98.33% | 3300
148 | 26 | 0 | 98.35% | 3300
148 | 27 | 600 | 98.36% | 3350
148 | 28 | 5750 | 98.37% | 3350
148 | 29 | 0 | 98.39% | 3350
148 | 30 | 350 | 98.4% | 3350
148 | 31 | 950 | 98.41% | 3350
148 | 32 | 0 | 98.43% | 3350
148 | 33 | 150 | 98.44% | 3400
148 | 34 | 0 | 98.45% | 3400
148 | 35 | 0 | 98.47% | 3400
148 | 36 | 1100 | 98.48% | 3400
148 | 37 | 100 | 98.49% | 3400
148 | 38 | 900 | 98.51% | 3450
148 | 39 | 50 | 98.52% | 3450
148 | 40 | 700 | 98.53% | 3450
148 | 41 | 150 | 98.55% | 3450
148 | 42 | 200 | 98.56% | 3500
148 | 43 | 1300 | 98.57% | 3500
148 | 44 | 1000 | 98.59% | 3550
148 | 45 | 550 | 98.6% | 3550
148 | 46 | 800 | 98.61% | 3550
148 | 47 | 550 | 98.63% | 3550
148 | 48 | 0 | 98.64% | 3550
148 | 49 | 0 | 98.65% | 3550
148 | 50 | 0 | 98.67% | 3600
149 | 1 | 150 | 98.68% | 3600
149 | 2 | 0 | 98.69% | 3650
149 | 3 | 0 | 98.71% | 3650
149 | 4 | 0 | 98.72% | 3650
149 | 5 | 850 | 98.73% | 3650
149 | 6 | 1100 | 98.75% | 3650
149 | 7 | 150 | 98.76% | 3700
149 | 8 | 550 | 98.77% | 3700
149 | 9 | 950 | 98.79% | 3700
149 | 10 | 3350 | 98.8% | 3700
149 | 11 | 0 | 98.81% | 3700
149 | 12 | 0 | 98.83% | 3800
149 | 13 | 0 | 98.84% | 3800
149 | 14 | 700 | 98.85% | 3800
149 | 15 | 0 | 98.87% | 3850
149 | 16 | 850 | 98.88% | 3850
149 | 17 | 200 | 98.89% | 3850
149 | 18 | 0 | 98.91% | 3850
149 | 19 | 0 | 98.92% | 3850
149 | 20 | 850 | 98.93% | 3850
149 | 21 | 300 | 98.95% | 3900
149 | 22 | 100 | 98.96% | 3900
149 | 23 | 0 | 98.97% | 3900
149 | 24 | 850 | 98.99% | 3950
149 | 25 | 0 | 99% | 3950
149 | 26 | 150 | 99.01% | 4000
149 | 27 | 350 | 99.03% | 4000
149 | 28 | 50 | 99.04% | 4100
149 | 29 | 300 | 99.05% | 4100
149 | 30 | 1500 | 99.07% | 4100
149 | 31 | 350 | 99.08% | 4150
149 | 32 | 0 | 99.09% | 4150
149 | 33 | 0 | 99.11% | 4200
149 | 34 | 0 | 99.12% | 4200
149 | 35 | 250 | 99.13% | 4200
149 | 36 | 0 | 99.15% | 4300
149 | 37 | 0 | 99.16% | 4400
149 | 38 | 200 | 99.17% | 4400
149 | 39 | 50 | 99.19% | 4400
149 | 40 | 200 | 99.2% | 4450
149 | 41 | 800 | 99.21% | 4450
149 | 42 | 600 | 99.23% | 4500
149 | 43 | 350 | 99.24% | 4500
149 | 44 | 300 | 99.25% | 4500
149 | 45 | 0 | 99.27% | 4500
149 | 46 | 0 | 99.28% | 4500
149 | 47 | 1050 | 99.29% | 4550
149 | 48 | 250 | 99.31% | 4600
149 | 49 | 150 | 99.32% | 4600
149 | 50 | 550 | 99.33% | 4600
150 | 1 | 1000 | 99.35% | 4700
150 | 2 | 1100 | 99.36% | 4700
150 | 3 | 0 | 99.37% | 4750
150 | 4 | 0 | 99.39% | 4750
150 | 5 | 0 | 99.4% | 4850
150 | 6 | 2250 | 99.41% | 4850
150 | 7 | 3050 | 99.43% | 4900
150 | 8 | 1000 | 99.44% | 4900
150 | 9 | 0 | 99.45% | 4950
150 | 10 | 0 | 99.47% | 5000
150 | 11 | 0 | 99.48% | 5000
150 | 12 | 900 | 99.49% | 5050
150 | 13 | 0 | 99.51% | 5050
150 | 14 | 200 | 99.52% | 5100
150 | 15 | 1350 | 99.53% | 5250
150 | 16 | 800 | 99.55% | 5300
150 | 17 | 200 | 99.56% | 5350
150 | 18 | 800 | 99.57% | 5400
150 | 19 | 1550 | 99.59% | 5500
150 | 20 | 0 | 99.6% | 5500
150 | 21 | 0 | 99.61% | 5600
150 | 22 | 350 | 99.63% | 5750
150 | 23 | 800 | 99.64% | 5750
150 | 24 | 0 | 99.65% | 5750
150 | 25 | 3000 | 99.67% | 5900
150 | 26 | 300 | 99.68% | 5900
150 | 27 | 0 | 99.69% | 5950
150 | 28 | 250 | 99.71% | 6050
150 | 29 | 1550 | 99.72% | 6200
150 | 30 | 450 | 99.73% | 6200
150 | 31 | 0 | 99.75% | 6250
150 | 32 | 0 | 99.76% | 6350
150 | 33 | 850 | 99.77% | 6600
150 | 34 | 300 | 99.79% | 7050
150 | 35 | 150 | 99.8% | 7150
150 | 36 | 850 | 99.81% | 7150
150 | 37 | 100 | 99.83% | 7400
150 | 38 | 0 | 99.84% | 7950
150 | 39 | 0 | 99.85% | 7950
150 | 40 | 0 | 99.87% | 7950
150 | 41 | 500 | 99.88% | 8150
150 | 42 | 0 | 99.89% | 8350
150 | 43 | 400 | 99.91% | 8550
150 | 44 | 250 | 99.92% | 8600
150 | 45 | 0 | 99.93% | 8750
150 | 46 | 200 | 99.95% | 9050
150 | 47 | 800 | 99.96% | 10450
150 | 48 | 250 | 99.97% | 11550
150 | 49 | 250 | 99.99% | 12550
150 | 50 | 1100 | 100% | 13700