## Information Page 1
Information Documents are not authoritative. Information Documents are provided for information
purposes only and are intended to provide guidance. In the event of any discrepancy between an
Information Document and any Authoritative Document(s) in effect, the Authoritative Document(s)
governs.
1 Purpose
This Information Document relates to the following Authoritative Documents1:
• section 5 of the ISO tariff, Financial Obligations for Connection Projects;
• section 8 of the ISO tariff, Construction Contributions for Connection Projects;
• section 9 of the ISO tariff, Changes to System Access Service After Energization; and
• section 10 of the ISO tariff, Generating Unit Owner’s Contribution.
The purpose of this Information Document is to allow the calculation of a construction contribution for
system access service under Rate DTS, Demand Transmission Service, and of a construction
contribution and a generating unit owner’s contribution for system access service under Rate STS,
Supply Transmission Service. The calculations described in this Information Document primarily reflect
provisions in sections 8 and 10 of the 2014 ISO tariff that became effective on July 1, 2015.
The calculation described in this Information Document is not valid for connection projects where contract
capacity is transferred from another point of delivery.
2 Completing the Contribution Calculator
This section describes how a market participant may complete the contribution calculator to calculate a
construction contribution and generating unit owner’s contribution for a connection project.
Initial Steps
Confirm that the contribution calculator applies to the project by checking the effective dates in the upper
right-hand corner of the “A1 Costs and Contract” sheet. In accordance with subsection 7(1) of section 8 of
the 2014 ISO tariff, the construction contribution provisions that apply to a project are those in effect on
the date on which the Alberta Utilities Commission issues permit and licence for the connection project.
(The date of permit and licence for the connection project is entered on row (m) of the “A1 Costs and
Contract” sheet.)
Enter the values used in the determination of a construction contribution on the “A1 Costs and Contract”
sheet only, in the cells highlighted in yellow. Enter information identifying the project and relating to the
preparation of the calculation at the top of the same sheet (replacing the default text). Input messages
have been provided for cells where information is to be entered.
1 “Authoritative Documents” is the general name given by the AESO to categories of documents made by the AESO
under the authority of the Electric Utilities Act and regulations, and that contain binding legal requirements for either
market participants or the AESO, or both. Authoritative Documents include: the ISO rules, the Alberta reliability
standards and the ISO tariff.
Information Document No. 2014-012T | Page 1 of 4 | Confidentiality: Public
Information Document
Contribution Calculator for 2014 Tariff
ID No. 2014-012T

## Information Page 2
Entering certain combinations of cell values may cause an error message to appear to the right of the
printable area of the “A1 Costs and Contract” sheet. An error message generally indicates how the error
can be corrected. Related cells are highlighted in red for most error messages.
Project Details
Provide project details by making the applicable choices in rows (a), (b), (c) and (d) of the “A1 Costs and
Contract” sheet. The choices selected in these cells affect other input cells on the sheet as well as
calculations on other sheets.
Cost of Connection Project
Enter all amounts for the cost of the connection project, rounded to the nearest dollar (not millions of
dollars), in rows (e) to (l) of the “A1 Costs and Contract” sheet.
If the connection project will utilize transmission facilities through which another market participant is
connected, a share of the cost of those transmission facilities should be entered in row (f). The allocation
of shared facilities costs between market participants is described in subsection 5 of section 9 of the 2014
ISO tariff.
If a transformer is being installed to replace a smaller transformer which will be removed, the replacement
cost new of the removed transformer (that is, the current cost of similar new equipment having the
nearest equivalent capability) should generally be entered in row (j), in accordance with subsection 5 of
section 8 of the 2014 ISO tariff.
Contract Details
Enter the dates on which the Commission issues permit and licence, the AESO issues energization
authorization and commercial operation begins for the connection project in rows (m), (n) and (o). In
general, commissioning activities occur between the dates of energization authorization and commercial
operation, although not all projects require commissioning before beginning commercial operation.
Enter twenty (20) years for the maximum investment term for the connection project in row (p), unless a
market participant intends to cease operations after a shorter period.
Enter the discount rate in row (q) if more than one contract stage exists for the project (that is, if any
changes to contract capacity occur after the project begins commercial operation). The discount rate is
determined in accordance with subsection 11 of section 8 of the 2014 ISO tariff and is set out in
Information Document 2011-005T, Discount Rates for ISO Tariff, which is updated regularly by the AESO.
The discount rate to be used is the rate that is in effect for the month in which the Commission issues
permit and licence for the connection project. If the Commission has not yet issued permit and licence for
the project, the discount rate to be used is the most recent rate available.
Enter the amount of a construction contribution that was previously paid by the market participant in
row (r) only when:
• the construction contribution calculation is being reconciled to final costs after the connection project
has entered commercial operation; or
• the construction contribution is being adjusted after energization in accordance with section 9 of the
2014 ISO tariff.
During the development of the connection project up to energization, the transmission facility owner
determines the amount and timing of construction contributions and row (r) should be left blank.
Contract Stages
Contract capacities on the “A1 Costs and Contract” sheet should be entered as total (not incremental)
capacity. For example, if a market participant contracts initially for 20 MW in stage (1) with a later
Information Document No. 2014-012T | Page 2 of 4 | Confidentiality: Public
Information Document
Contribution Calculator for 2014 Tariff (cont’d)
ID No. 2014-012T

## Information Page 3
increase of 10 MW in stage (2), those amounts must be entered as 20 MW in stage (1) and 30 MW in
stage (2).
For each stage, the applicable contract capacity amount should be entered in each cell that is not shaded
with diagonal lines. For example, if “Other Participant” capacity remained at 10 MW through multiple
stages of a project, 10 MW must be entered in the “Other Participant” column in the row for each stage of
the project (for stage (1), stage (2), stage (3) and so on). If an unshaded capacity cell is left blank in a
row, it is treated as an amount of 0 (zero) MW.
Generating Unit Owner’s Contribution
If the project “Type” on the “A1 Costs and Contract” sheet is identified as “STS Only” or as “DTS and STS
(Dual-Use)”, input cells will become visible to determine a generating unit owner’s contribution under
section 10 of the 2014 ISO tariff. Select the planning region in which the generating unit will be located in
row (s) of the “A1 Costs and Contract” sheet. For the contribution amount years, select the range that
includes the year in which the generating unit will enter commercial operation. If that date is later than the
available choices, select the latest range of years available in the list.
Planning regions have changed over time, and not all planning regions exist in every date range. The
planning regions and date ranges are listed on the “Generator’s Contribution” sheet (the last sheet in the
workbook).
3 Contribution Determination
After all relevant values have been entered or selected on the “A1 Costs and Contract” sheet, the
construction contribution determination is summarized on the “A2 Contribution” sheet.
The generating unit owner’s contribution determination reflects the average of the twelve (12) months of
highest Rate STS contract capacity during the ten (10) years following commercial operation, in
accordance with subsection 3 of section 10 of the 2014 ISO tariff.
Additional information on calculations used for the contribution determination are provided on the
“A3 Allocation and Fractions” and the “A4 Investment” sheets. In particular, the investment term that is
required to minimize the construction contribution is provided at the bottom of the “A4 Investment”
sheet, including beginning and ending dates. (The investment term is also provided in row (m) of the
“A2 Contribution” sheet.)
These first four sheets (“A1 Costs and Contract”, “A2 Contribution”, “A3 Allocation and Fractions” and
“A4 Investment”) are set up for printing, each as a single letter-size page.
4 Additional Detail
Detailed monthly investment calculations are provided in additional sheets. These calculations appear as
a summary on the “Discounted Increments” and “Nominal Increments” sheets, and then incrementally for
each contract stage on the “Stage (1-10) Investment” sheets. For all incremental contract capacity after
stage (1), “nominal” investment is first calculated based on the capacity and years for each increment.
“Discounted” investment is then calculated back to the date of commercial operation in accordance with
subsection 8(4) of section 8 of the 2014 ISO tariff.
Detail on the calculation of the Rate STS contract capacity used to determine a generating unit owner’s
contribution is provided on the “Generator's Capacity” sheet (the second-last sheet in the workbook).
Information Document No. 2014-012T | Page 3 of 4 | Confidentiality: Public
Information Document
Contribution Calculator for 2014 Tariff (cont’d)
ID No. 2014-012T

## Information Page 4
Revision History
Posting Date | Description |  | Version
2015-10-30 | Correction of visibility control for row numbers in Generating Unit Owner’s Contribution information on the “A1 Costs and Contract” sheet |  | 2014.0.1
2015-07-23 | Initial release |  | 2014.0.0
Information Document No. 2014-012T |  | Page 3 of 3 | Confidentiality: Public
Information Document
Contribution Calculator for 2014 Tariff (cont’d)
ID No. 2014-012T

## A1 Costs and Contract
Attachment A1: Costs and Contract Details
Participant: |  | Name of Market Participant (Customer) |  |  |  |  | Tariff: | AESO 2014
Project: |  | Project Name |  |  |  |  | Effective: | 1 Jul 2015
Number: |  | Project Number |  | Type: | DTS Only |  | To: | Current
Prepared by: |  | Name of Preparer |  | Date: | Date Prepared |  | Version: | 2014.0.1
PROJECT DETAILS
(a) | New Service or Expansion of Existing Service? |  |  |  | New Service
(b) | Is Service at New or Existing Substation? |  |  |  | New Substation
(c) | Will Primary Service Credit Apply to Service? |  |  |  | No
(d) | Any Other Market Participant(s) at Substation? |  |  |  | No
COST OF CONNECTION PROJECT | [6 empty] | Reference
(e) | Cost of New Transmission Facilities:
(f) | Shared Cost of Existing Transmission Facilities:
(g) | Less: System-Related Costs:
(h) | Participant-Related Costs: |  |  |  | 0
(i) | Less: Facilities in Excess of Good Practice:
(j) | Less: Reduction for Replaced Transformer:
(k) | Balance of Participant-Related Costs: |  |  |  | 0
(l) | Estimated Operations and Maintenance:
CONTRACT DETAILS | [6 empty] | Reference
(m) | Date of Commission Permit and Licence:
(n) | Date of AESO Energization Authorization: |  |  |  | 2015-07-01
(o) | Date of Commercial Operation of Project: |  |  |  | 2015-07-01
(p) | Maximum Investment Term (years): |  |  |  | 20
(q) | Discount Rate for Incremental Capacity:
(r) | Prior Contribution (for Final Costs or Adjustment):
Contract Stages |  |  | Contract Capacities at Substation (MW)
|  |  | Contracted After Project |  |  | Contracted Prior to Project
| Start | Duration | This Participant |  | Other | This Participant |  | Other
No | Date | Months | DTS | NA | Participant | NA | NA | Participant
1 | 2015-07-01 | 240
0 |  | 0
0 |  | 0
0 |  | 0
0 |  | 0
0 |  | 0
0 |  | 0
0 |  | 0
0 |  | 0
0 |  | 0
| Total | 240

## A2 Contribution
Attachment A2: Contribution Determination
Participant: |  | Name of Market Participant (Customer) |  |  |  |  | Tariff: | AESO 2014
Project: |  | Project Name |  |  |  |  | Effective: | 1 Jul 2015
Number: |  | Project Number |  | Type: | DTS Only |  | To: | Current
Prepared by: |  | Name of Preparer |  | Date: | Date Prepared |  | Version: | 2014.0.1
Line | Description |  | Reference |  | Amount |  |  | Section
(a) | Cost of New Facilities |  |  |  |  | 0 |  | 8:2
(b) | Plus: Shared Cost of Existing Facilities |  |  |  |  | 0 |  | 8:3(2)(c)
(c) | Less: System-Related Costs |  |  |  |  | 0 |  | 8:3(3)
(d) | Participant-Related Costs |  | (a) + (b) – (c) |  |  | 0 |  | 8:3(2)
(e) | Less: Facilities in Excess of Good Practice |  |  |  |  | 0 |  | 8:4
(f) | Less: Reduction for Replaced Transformer |  |  |  |  | 0 |  | 8:5(2)
(g) | Balance of Participant-Related Costs |  | (d) – (e) – (f) |  |  | 0 |  | 8:6(1)
[5 empty] | Required Facilities |  | In Excess of Good Practice
[5 empty] | Demand-Related | Supply-Related
Line | Description |  | Reference |  |  |  |  | Section
(h) | Participant-Related Costs |  | From (g) and (e) |  | 0 |  | 0 | 8:6(3)
(i) | Operations and Maintenance Charge |  | Estimated by Market Participant |  | NA |  | 0 | 8:9
(j) | Total Costs Allocated to Market Participant |  | (h) + (i) |  | 0 |  | 0 | 8:6
(k) | Substation Fractions |  | Other Participant NA |  | 1 | 0 | NA | 8:6(3)
(l) | Allocated Costs (j) × (k) |  | Other Participant NA |  | 0 | 0 | 0 | 8:6
(m) | Less: Maximum Local Investment |  | Investment Term of 5 Years |  | 0 | NA | NA | 8:8
(n) | Construction Contribution Required |  | (l) – (m) |  | 0 | 0 | 0 | 8:7
(o) | Total Construction Contribution Required |  |  |  |  | 0 |  | 8:7

## A3 Allocation and Fractions
Attachment A3: Allocation of Costs and Substation Fractions
Participant: |  | Name of Market Participant (Customer) |  |  |  |  | Tariff: | AESO 2014
Project: |  | Project Name |  |  |  |  | Effective: | 1 Jul 2015
Number: |  | Project Number |  | Type: | DTS Only |  | To: | Current
ALLOCATION OF COSTS TO SERVICES AT SUBSTATION
Participant-Related Costs of Required Facilities | [5 empty] | 0
Contract Stages |  |  | New Contract Capacity |  |  | Incremental Substation Fractions
| Start | Duration | This Participant |  | Other | This Participant |  | Other
No | Date | Years | DTS | NA | Participant | DTS | NA | Participant
1 | 2015-07-01 | 20 | 0 | 0 | 0 | 1 | 0 | 0
0 |  | 0
0 |  | 0
0 |  | 0
0 |  | 0
0 |  | 0
0 |  | 0
0 |  | 0
0 |  | 0
0 |  | 0
| Total | 20 |  |  | Duration-Weighted Average | 1 | 0 | 0
Allocation of Participant-Related Costs | [5 empty] | 0 | 0 | 0
SUBSTATION FRACTIONS FOR DETERMINATION OF MAXIMUM INVESTMENT
Contract Stages |  |  | Contract Capacity After Project |  |  | Substation Fractions After Project
| Start | Duration | This Participant |  | Other | This Participant |  | Other
No | Date | Years | DTS | NA | Participant | DTS | NA | Participant
1 | 2015-07-01 | 20 | 0 | 0 | 0 | 1 | 0 | 0
0 |  | 0
0 |  | 0
0 |  | 0
0 |  | 0
0 |  | 0
0 |  | 0
0 |  | 0
0 |  | 0
0 |  | 0
| Total | 20

## A4 Investment
Attachment A4: Investment Determination
Participant: |  | Name of Market Participant (Customer) |  |  |  |  | Tariff: | AESO 2014
Project: |  | Project Name |  |  |  |  | Effective: | 1 Jul 2015
Number: |  | Project Number |  | Type: | DTS Only |  | To: | Current
Demand-Related Costs of This Participant Eligible for Investment: | [7 empty] | 0
Investment Amounts From Subsection 8(4) of Section 8 of 2014 ISO Tariff
Tier |  | Tier (a) | Tier (b) | Tier (c) | Tier (d) | Tier (e)
Investment |  | 76050 | 30800 | 19300 | 13450 | 8700
Unit |  | /year | /MW/year | /MW/year | /MW/year | /MW/year
Incremental Rate DTS Contract Capacity Eligible for Investment
Stage |  | Tier (a) | Tier (b) MW | Tier (c) MW | Tier (d) MW | Tier (e) MW | Total
No | Years | Sub Frac | 7.5 × SF | 9.5 × SF | 23 × SF | Remaining | MW
1 | 20 | 1 | 0 | 0 | 0 | 0 | 0
0
0
0
0
0
0
0
0
0
Stage/Year |  | Nominal Investment per Year of Investment Term |  |  |  |  | Discounted | Cumulative
No | Year | Tier (a) | Tier (b) | Tier (c) | Tier (d) | Tier (e) | Increments | Total
(1) | 1 | 76050 | 0 | 0 | 0 | 0 | 76050 | Investment term must be a minimum of 5 years
(1) | 2 | 76050 | 0 | 0 | 0 | 0 | 76050
(1) | 3 | 76050 | 0 | 0 | 0 | 0 | 76050
(1) | 4 | 76050 | 0 | 0 | 0 | 0 | 76050
(1) | 5 | 76050 | 0 | 0 | 0 | 0 | 76050 | 380250
Actual Investment (Not Greater Than Costs Eligible for Investment): | [7 empty] | 0
Investment Term Required to Minimize Construction Contribution: | [7 empty] | 5
Investment Term Begins on: | [7 empty] | 2015-07-01
Investment Term ends on: | [7 empty] | 2020-06-30
Formulas:
Cumulative = DATE(YEAR([Cumulative, row above]-1)+I52,MONTH([Cumulative, row above]-1),DAY([Cumulative, row above]-1))

## Discounted Increments
Additional Detail: Monthly Investment
Participant: |  | Name of Market Participant (Customer) | [5 empty] | Tariff: | AESO 2014
Project: |  | Project Name | [5 empty] | Effective: | 1 Jul 2015
Number: |  | Project Number |  | Type: | DTS Only |  |  | To: | Current
Stage and Month Lookup
Stage | 0 |  | 0
1 | 240 |  | 240
0 | 0
0 | 0
0 | 0
0 | 0
0 | 0
0 | 0
0 | 0
0 | 0
0 | 0
Calculated Nominal Investment per Month of Maximum Investment Term | [8 empty] | Calculated Discounted Incremental Investment per Month of Maximum Investment Term by Contract Stage
|  |  | Nominal Investment per Month by Tier |  |  |  |  | Nominal | Discounted | Discounted Incremental Investment per Month by Stage
Month | Count | Stage | Tier (a) | Tier (b) | Tier (c) | Tier (d) | Tier (e) | Monthly | Monthly | Stage (1) | Stage (2) | Stage (3) | Stage (4) | Stage (5) | Stage (6) | Stage (7) | Stage (8) | Stage (9) | Stage (10)
2015-07-01 | 1 | 1 | 6337.5 | 0 | 0 | 0 | 0 | 6337.5 | 6337.5 | 6337.5 | 0 | 0 | 0 | 0 | 0 | 0 | 0 | 0 | 0
2015-08-01 | 2 | 1 | 6337.5 | 0 | 0 | 0 | 0 | 6337.5 | 6337.5 | 6337.5 | 0 | 0 | 0 | 0 | 0 | 0 | 0 | 0 | 0
2015-09-01 | 3 | 1 | 6337.5 | 0 | 0 | 0 | 0 | 6337.5 | 6337.5 | 6337.5 | 0 | 0 | 0 | 0 | 0 | 0 | 0 | 0 | 0
2015-10-01 | 4 | 1 | 6337.5 | 0 | 0 | 0 | 0 | 6337.5 | 6337.5 | 6337.5 | 0 | 0 | 0 | 0 | 0 | 0 | 0 | 0 | 0
2015-11-01 | 5 | 1 | 6337.5 | 0 | 0 | 0 | 0 | 6337.5 | 6337.5 | 6337.5 | 0 | 0 | 0 | 0 | 0 | 0 | 0 | 0 | 0
2015-12-01 | 6 | 1 | 6337.5 | 0 | 0 | 0 | 0 | 6337.5 | 6337.5 | 6337.5 | 0 | 0 | 0 | 0 | 0 | 0 | 0 | 0 | 0
2016-01-01 | 7 | 1 | 6337.5 | 0 | 0 | 0 | 0 | 6337.5 | 6337.5 | 6337.5 | 0 | 0 | 0 | 0 | 0 | 0 | 0 | 0 | 0
2016-02-01 | 8 | 1 | 6337.5 | 0 | 0 | 0 | 0 | 6337.5 | 6337.5 | 6337.5 | 0 | 0 | 0 | 0 | 0 | 0 | 0 | 0 | 0
2016-03-01 | 9 | 1 | 6337.5 | 0 | 0 | 0 | 0 | 6337.5 | 6337.5 | 6337.5 | 0 | 0 | 0 | 0 | 0 | 0 | 0 | 0 | 0
2016-04-01 | 10 | 1 | 6337.5 | 0 | 0 | 0 | 0 | 6337.5 | 6337.5 | 6337.5 | 0 | 0 | 0 | 0 | 0 | 0 | 0 | 0 | 0
2016-05-01 | 11 | 1 | 6337.5 | 0 | 0 | 0 | 0 | 6337.5 | 6337.5 | 6337.5 | 0 | 0 | 0 | 0 | 0 | 0 | 0 | 0 | 0
2016-06-01 | 12 | 1 | 6337.5 | 0 | 0 | 0 | 0 | 6337.5 | 6337.5 | 6337.5 | 0 | 0 | 0 | 0 | 0 | 0 | 0 | 0 | 0
2016-07-01 | 13 | 1 | 6337.5 | 0 | 0 | 0 | 0 | 6337.5 | 6337.5 | 6337.5 | 0 | 0 | 0 | 0 | 0 | 0 | 0 | 0 | 0
2016-08-01 | 14 | 1 | 6337.5 | 0 | 0 | 0 | 0 | 6337.5 | 6337.5 | 6337.5 | 0 | 0 | 0 | 0 | 0 | 0 | 0 | 0 | 0
2016-09-01 | 15 | 1 | 6337.5 | 0 | 0 | 0 | 0 | 6337.5 | 6337.5 | 6337.5 | 0 | 0 | 0 | 0 | 0 | 0 | 0 | 0 | 0
2016-10-01 | 16 | 1 | 6337.5 | 0 | 0 | 0 | 0 | 6337.5 | 6337.5 | 6337.5 | 0 | 0 | 0 | 0 | 0 | 0 | 0 | 0 | 0
2016-11-01 | 17 | 1 | 6337.5 | 0 | 0 | 0 | 0 | 6337.5 | 6337.5 | 6337.5 | 0 | 0 | 0 | 0 | 0 | 0 | 0 | 0 | 0
2016-12-01 | 18 | 1 | 6337.5 | 0 | 0 | 0 | 0 | 6337.5 | 6337.5 | 6337.5 | 0 | 0 | 0 | 0 | 0 | 0 | 0 | 0 | 0
2017-01-01 | 19 | 1 | 6337.5 | 0 | 0 | 0 | 0 | 6337.5 | 6337.5 | 6337.5 | 0 | 0 | 0 | 0 | 0 | 0 | 0 | 0 | 0
2017-02-01 | 20 | 1 | 6337.5 | 0 | 0 | 0 | 0 | 6337.5 | 6337.5 | 6337.5 | 0 | 0 | 0 | 0 | 0 | 0 | 0 | 0 | 0
2017-03-01 | 21 | 1 | 6337.5 | 0 | 0 | 0 | 0 | 6337.5 | 6337.5 | 6337.5 | 0 | 0 | 0 | 0 | 0 | 0 | 0 | 0 | 0
2017-04-01 | 22 | 1 | 6337.5 | 0 | 0 | 0 | 0 | 6337.5 | 6337.5 | 6337.5 | 0 | 0 | 0 | 0 | 0 | 0 | 0 | 0 | 0
2017-05-01 | 23 | 1 | 6337.5 | 0 | 0 | 0 | 0 | 6337.5 | 6337.5 | 6337.5 | 0 | 0 | 0 | 0 | 0 | 0 | 0 | 0 | 0
2017-06-01 | 24 | 1 | 6337.5 | 0 | 0 | 0 | 0 | 6337.5 | 6337.5 | 6337.5 | 0 | 0 | 0 | 0 | 0 | 0 | 0 | 0 | 0
2017-07-01 | 25 | 1 | 6337.5 | 0 | 0 | 0 | 0 | 6337.5 | 6337.5 | 6337.5 | 0 | 0 | 0 | 0 | 0 | 0 | 0 | 0 | 0
2017-08-01 | 26 | 1 | 6337.5 | 0 | 0 | 0 | 0 | 6337.5 | 6337.5 | 6337.5 | 0 | 0 | 0 | 0 | 0 | 0 | 0 | 0 | 0
2017-09-01 | 27 | 1 | 6337.5 | 0 | 0 | 0 | 0 | 6337.5 | 6337.5 | 6337.5 | 0 | 0 | 0 | 0 | 0 | 0 | 0 | 0 | 0
2017-10-01 | 28 | 1 | 6337.5 | 0 | 0 | 0 | 0 | 6337.5 | 6337.5 | 6337.5 | 0 | 0 | 0 | 0 | 0 | 0 | 0 | 0 | 0
2017-11-01 | 29 | 1 | 6337.5 | 0 | 0 | 0 | 0 | 6337.5 | 6337.5 | 6337.5 | 0 | 0 | 0 | 0 | 0 | 0 | 0 | 0 | 0
2017-12-01 | 30 | 1 | 6337.5 | 0 | 0 | 0 | 0 | 6337.5 | 6337.5 | 6337.5 | 0 | 0 | 0 | 0 | 0 | 0 | 0 | 0 | 0
2018-01-01 | 31 | 1 | 6337.5 | 0 | 0 | 0 | 0 | 6337.5 | 6337.5 | 6337.5 | 0 | 0 | 0 | 0 | 0 | 0 | 0 | 0 | 0
2018-02-01 | 32 | 1 | 6337.5 | 0 | 0 | 0 | 0 | 6337.5 | 6337.5 | 6337.5 | 0 | 0 | 0 | 0 | 0 | 0 | 0 | 0 | 0
2018-03-01 | 33 | 1 | 6337.5 | 0 | 0 | 0 | 0 | 6337.5 | 6337.5 | 6337.5 | 0 | 0 | 0 | 0 | 0 | 0 | 0 | 0 | 0
2018-04-01 | 34 | 1 | 6337.5 | 0 | 0 | 0 | 0 | 6337.5 | 6337.5 | 6337.5 | 0 | 0 | 0 | 0 | 0 | 0 | 0 | 0 | 0
2018-05-01 | 35 | 1 | 6337.5 | 0 | 0 | 0 | 0 | 6337.5 | 6337.5 | 6337.5 | 0 | 0 | 0 | 0 | 0 | 0 | 0 | 0 | 0
2018-06-01 | 36 | 1 | 6337.5 | 0 | 0 | 0 | 0 | 6337.5 | 6337.5 | 6337.5 | 0 | 0 | 0 | 0 | 0 | 0 | 0 | 0 | 0
2018-07-01 | 37 | 1 | 6337.5 | 0 | 0 | 0 | 0 | 6337.5 | 6337.5 | 6337.5 | 0 | 0 | 0 | 0 | 0 | 0 | 0 | 0 | 0
2018-08-01 | 38 | 1 | 6337.5 | 0 | 0 | 0 | 0 | 6337.5 | 6337.5 | 6337.5 | 0 | 0 | 0 | 0 | 0 | 0 | 0 | 0 | 0
2018-09-01 | 39 | 1 | 6337.5 | 0 | 0 | 0 | 0 | 6337.5 | 6337.5 | 6337.5 | 0 | 0 | 0 | 0 | 0 | 0 | 0 | 0 | 0
2018-10-01 | 40 | 1 | 6337.5 | 0 | 0 | 0 | 0 | 6337.5 | 6337.5 | 6337.5 | 0 | 0 | 0 | 0 | 0 | 0 | 0 | 0 | 0
2018-11-01 | 41 | 1 | 6337.5 | 0 | 0 | 0 | 0 | 6337.5 | 6337.5 | 6337.5 | 0 | 0 | 0 | 0 | 0 | 0 | 0 | 0 | 0
2018-12-01 | 42 | 1 | 6337.5 | 0 | 0 | 0 | 0 | 6337.5 | 6337.5 | 6337.5 | 0 | 0 | 0 | 0 | 0 | 0 | 0 | 0 | 0
2019-01-01 | 43 | 1 | 6337.5 | 0 | 0 | 0 | 0 | 6337.5 | 6337.5 | 6337.5 | 0 | 0 | 0 | 0 | 0 | 0 | 0 | 0 | 0
2019-02-01 | 44 | 1 | 6337.5 | 0 | 0 | 0 | 0 | 6337.5 | 6337.5 | 6337.5 | 0 | 0 | 0 | 0 | 0 | 0 | 0 | 0 | 0
2019-03-01 | 45 | 1 | 6337.5 | 0 | 0 | 0 | 0 | 6337.5 | 6337.5 | 6337.5 | 0 | 0 | 0 | 0 | 0 | 0 | 0 | 0 | 0
2019-04-01 | 46 | 1 | 6337.5 | 0 | 0 | 0 | 0 | 6337.5 | 6337.5 | 6337.5 | 0 | 0 | 0 | 0 | 0 | 0 | 0 | 0 | 0
2019-05-01 | 47 | 1 | 6337.5 | 0 | 0 | 0 | 0 | 6337.5 | 6337.5 | 6337.5 | 0 | 0 | 0 | 0 | 0 | 0 | 0 | 0 | 0
2019-06-01 | 48 | 1 | 6337.5 | 0 | 0 | 0 | 0 | 6337.5 | 6337.5 | 6337.5 | 0 | 0 | 0 | 0 | 0 | 0 | 0 | 0 | 0
2019-07-01 | 49 | 1 | 6337.5 | 0 | 0 | 0 | 0 | 6337.5 | 6337.5 | 6337.5 | 0 | 0 | 0 | 0 | 0 | 0 | 0 | 0 | 0
2019-08-01 | 50 | 1 | 6337.5 | 0 | 0 | 0 | 0 | 6337.5 | 6337.5 | 6337.5 | 0 | 0 | 0 | 0 | 0 | 0 | 0 | 0 | 0
2019-09-01 | 51 | 1 | 6337.5 | 0 | 0 | 0 | 0 | 6337.5 | 6337.5 | 6337.5 | 0 | 0 | 0 | 0 | 0 | 0 | 0 | 0 | 0
2019-10-01 | 52 | 1 | 6337.5 | 0 | 0 | 0 | 0 | 6337.5 | 6337.5 | 6337.5 | 0 | 0 | 0 | 0 | 0 | 0 | 0 | 0 | 0
2019-11-01 | 53 | 1 | 6337.5 | 0 | 0 | 0 | 0 | 6337.5 | 6337.5 | 6337.5 | 0 | 0 | 0 | 0 | 0 | 0 | 0 | 0 | 0
2019-12-01 | 54 | 1 | 6337.5 | 0 | 0 | 0 | 0 | 6337.5 | 6337.5 | 6337.5 | 0 | 0 | 0 | 0 | 0 | 0 | 0 | 0 | 0
2020-01-01 | 55 | 1 | 6337.5 | 0 | 0 | 0 | 0 | 6337.5 | 6337.5 | 6337.5 | 0 | 0 | 0 | 0 | 0 | 0 | 0 | 0 | 0
2020-02-01 | 56 | 1 | 6337.5 | 0 | 0 | 0 | 0 | 6337.5 | 6337.5 | 6337.5 | 0 | 0 | 0 | 0 | 0 | 0 | 0 | 0 | 0
2020-03-01 | 57 | 1 | 6337.5 | 0 | 0 | 0 | 0 | 6337.5 | 6337.5 | 6337.5 | 0 | 0 | 0 | 0 | 0 | 0 | 0 | 0 | 0
2020-04-01 | 58 | 1 | 6337.5 | 0 | 0 | 0 | 0 | 6337.5 | 6337.5 | 6337.5 | 0 | 0 | 0 | 0 | 0 | 0 | 0 | 0 | 0
2020-05-01 | 59 | 1 | 6337.5 | 0 | 0 | 0 | 0 | 6337.5 | 6337.5 | 6337.5 | 0 | 0 | 0 | 0 | 0 | 0 | 0 | 0 | 0
2020-06-01 | 60 | 1 | 6337.5 | 0 | 0 | 0 | 0 | 6337.5 | 6337.5 | 6337.5 | 0 | 0 | 0 | 0 | 0 | 0 | 0 | 0 | 0
2020-07-01 | 61 | 1 | 6337.5 | 0 | 0 | 0 | 0 | 6337.5 | 6337.5 | 6337.5 | 0 | 0 | 0 | 0 | 0 | 0 | 0 | 0 | 0
2020-08-01 | 62 | 1 | 6337.5 | 0 | 0 | 0 | 0 | 6337.5 | 6337.5 | 6337.5 | 0 | 0 | 0 | 0 | 0 | 0 | 0 | 0 | 0
2020-09-01 | 63 | 1 | 6337.5 | 0 | 0 | 0 | 0 | 6337.5 | 6337.5 | 6337.5 | 0 | 0 | 0 | 0 | 0 | 0 | 0 | 0 | 0
2020-10-01 | 64 | 1 | 6337.5 | 0 | 0 | 0 | 0 | 6337.5 | 6337.5 | 6337.5 | 0 | 0 | 0 | 0 | 0 | 0 | 0 | 0 | 0
2020-11-01 | 65 | 1 | 6337.5 | 0 | 0 | 0 | 0 | 6337.5 | 6337.5 | 6337.5 | 0 | 0 | 0 | 0 | 0 | 0 | 0 | 0 | 0
2020-12-01 | 66 | 1 | 6337.5 | 0 | 0 | 0 | 0 | 6337.5 | 6337.5 | 6337.5 | 0 | 0 | 0 | 0 | 0 | 0 | 0 | 0 | 0
2021-01-01 | 67 | 1 | 6337.5 | 0 | 0 | 0 | 0 | 6337.5 | 6337.5 | 6337.5 | 0 | 0 | 0 | 0 | 0 | 0 | 0 | 0 | 0
2021-02-01 | 68 | 1 | 6337.5 | 0 | 0 | 0 | 0 | 6337.5 | 6337.5 | 6337.5 | 0 | 0 | 0 | 0 | 0 | 0 | 0 | 0 | 0
2021-03-01 | 69 | 1 | 6337.5 | 0 | 0 | 0 | 0 | 6337.5 | 6337.5 | 6337.5 | 0 | 0 | 0 | 0 | 0 | 0 | 0 | 0 | 0
2021-04-01 | 70 | 1 | 6337.5 | 0 | 0 | 0 | 0 | 6337.5 | 6337.5 | 6337.5 | 0 | 0 | 0 | 0 | 0 | 0 | 0 | 0 | 0
2021-05-01 | 71 | 1 | 6337.5 | 0 | 0 | 0 | 0 | 6337.5 | 6337.5 | 6337.5 | 0 | 0 | 0 | 0 | 0 | 0 | 0 | 0 | 0
2021-06-01 | 72 | 1 | 6337.5 | 0 | 0 | 0 | 0 | 6337.5 | 6337.5 | 6337.5 | 0 | 0 | 0 | 0 | 0 | 0 | 0 | 0 | 0
2021-07-01 | 73 | 1 | 6337.5 | 0 | 0 | 0 | 0 | 6337.5 | 6337.5 | 6337.5 | 0 | 0 | 0 | 0 | 0 | 0 | 0 | 0 | 0
2021-08-01 | 74 | 1 | 6337.5 | 0 | 0 | 0 | 0 | 6337.5 | 6337.5 | 6337.5 | 0 | 0 | 0 | 0 | 0 | 0 | 0 | 0 | 0
2021-09-01 | 75 | 1 | 6337.5 | 0 | 0 | 0 | 0 | 6337.5 | 6337.5 | 6337.5 | 0 | 0 | 0 | 0 | 0 | 0 | 0 | 0 | 0
2021-10-01 | 76 | 1 | 6337.5 | 0 | 0 | 0 | 0 | 6337.5 | 6337.5 | 6337.5 | 0 | 0 | 0 | 0 | 0 | 0 | 0 | 0 | 0
2021-11-01 | 77 | 1 | 6337.5 | 0 | 0 | 0 | 0 | 6337.5 | 6337.5 | 6337.5 | 0 | 0 | 0 | 0 | 0 | 0 | 0 | 0 | 0
2021-12-01 | 78 | 1 | 6337.5 | 0 | 0 | 0 | 0 | 6337.5 | 6337.5 | 6337.5 | 0 | 0 | 0 | 0 | 0 | 0 | 0 | 0 | 0
2022-01-01 | 79 | 1 | 6337.5 | 0 | 0 | 0 | 0 | 6337.5 | 6337.5 | 6337.5 | 0 | 0 | 0 | 0 | 0 | 0 | 0 | 0 | 0
2022-02-01 | 80 | 1 | 6337.5 | 0 | 0 | 0 | 0 | 6337.5 | 6337.5 | 6337.5 | 0 | 0 | 0 | 0 | 0 | 0 | 0 | 0 | 0
2022-03-01 | 81 | 1 | 6337.5 | 0 | 0 | 0 | 0 | 6337.5 | 6337.5 | 6337.5 | 0 | 0 | 0 | 0 | 0 | 0 | 0 | 0 | 0
2022-04-01 | 82 | 1 | 6337.5 | 0 | 0 | 0 | 0 | 6337.5 | 6337.5 | 6337.5 | 0 | 0 | 0 | 0 | 0 | 0 | 0 | 0 | 0
2022-05-01 | 83 | 1 | 6337.5 | 0 | 0 | 0 | 0 | 6337.5 | 6337.5 | 6337.5 | 0 | 0 | 0 | 0 | 0 | 0 | 0 | 0 | 0
2022-06-01 | 84 | 1 | 6337.5 | 0 | 0 | 0 | 0 | 6337.5 | 6337.5 | 6337.5 | 0 | 0 | 0 | 0 | 0 | 0 | 0 | 0 | 0
2022-07-01 | 85 | 1 | 6337.5 | 0 | 0 | 0 | 0 | 6337.5 | 6337.5 | 6337.5 | 0 | 0 | 0 | 0 | 0 | 0 | 0 | 0 | 0
2022-08-01 | 86 | 1 | 6337.5 | 0 | 0 | 0 | 0 | 6337.5 | 6337.5 | 6337.5 | 0 | 0 | 0 | 0 | 0 | 0 | 0 | 0 | 0
2022-09-01 | 87 | 1 | 6337.5 | 0 | 0 | 0 | 0 | 6337.5 | 6337.5 | 6337.5 | 0 | 0 | 0 | 0 | 0 | 0 | 0 | 0 | 0
2022-10-01 | 88 | 1 | 6337.5 | 0 | 0 | 0 | 0 | 6337.5 | 6337.5 | 6337.5 | 0 | 0 | 0 | 0 | 0 | 0 | 0 | 0 | 0
2022-11-01 | 89 | 1 | 6337.5 | 0 | 0 | 0 | 0 | 6337.5 | 6337.5 | 6337.5 | 0 | 0 | 0 | 0 | 0 | 0 | 0 | 0 | 0
2022-12-01 | 90 | 1 | 6337.5 | 0 | 0 | 0 | 0 | 6337.5 | 6337.5 | 6337.5 | 0 | 0 | 0 | 0 | 0 | 0 | 0 | 0 | 0
2023-01-01 | 91 | 1 | 6337.5 | 0 | 0 | 0 | 0 | 6337.5 | 6337.5 | 6337.5 | 0 | 0 | 0 | 0 | 0 | 0 | 0 | 0 | 0
2023-02-01 | 92 | 1 | 6337.5 | 0 | 0 | 0 | 0 | 6337.5 | 6337.5 | 6337.5 | 0 | 0 | 0 | 0 | 0 | 0 | 0 | 0 | 0
2023-03-01 | 93 | 1 | 6337.5 | 0 | 0 | 0 | 0 | 6337.5 | 6337.5 | 6337.5 | 0 | 0 | 0 | 0 | 0 | 0 | 0 | 0 | 0
2023-04-01 | 94 | 1 | 6337.5 | 0 | 0 | 0 | 0 | 6337.5 | 6337.5 | 6337.5 | 0 | 0 | 0 | 0 | 0 | 0 | 0 | 0 | 0
2023-05-01 | 95 | 1 | 6337.5 | 0 | 0 | 0 | 0 | 6337.5 | 6337.5 | 6337.5 | 0 | 0 | 0 | 0 | 0 | 0 | 0 | 0 | 0
2023-06-01 | 96 | 1 | 6337.5 | 0 | 0 | 0 | 0 | 6337.5 | 6337.5 | 6337.5 | 0 | 0 | 0 | 0 | 0 | 0 | 0 | 0 | 0
2023-07-01 | 97 | 1 | 6337.5 | 0 | 0 | 0 | 0 | 6337.5 | 6337.5 | 6337.5 | 0 | 0 | 0 | 0 | 0 | 0 | 0 | 0 | 0
2023-08-01 | 98 | 1 | 6337.5 | 0 | 0 | 0 | 0 | 6337.5 | 6337.5 | 6337.5 | 0 | 0 | 0 | 0 | 0 | 0 | 0 | 0 | 0
2023-09-01 | 99 | 1 | 6337.5 | 0 | 0 | 0 | 0 | 6337.5 | 6337.5 | 6337.5 | 0 | 0 | 0 | 0 | 0 | 0 | 0 | 0 | 0
2023-10-01 | 100 | 1 | 6337.5 | 0 | 0 | 0 | 0 | 6337.5 | 6337.5 | 6337.5 | 0 | 0 | 0 | 0 | 0 | 0 | 0 | 0 | 0
2023-11-01 | 101 | 1 | 6337.5 | 0 | 0 | 0 | 0 | 6337.5 | 6337.5 | 6337.5 | 0 | 0 | 0 | 0 | 0 | 0 | 0 | 0 | 0
2023-12-01 | 102 | 1 | 6337.5 | 0 | 0 | 0 | 0 | 6337.5 | 6337.5 | 6337.5 | 0 | 0 | 0 | 0 | 0 | 0 | 0 | 0 | 0
2024-01-01 | 103 | 1 | 6337.5 | 0 | 0 | 0 | 0 | 6337.5 | 6337.5 | 6337.5 | 0 | 0 | 0 | 0 | 0 | 0 | 0 | 0 | 0
2024-02-01 | 104 | 1 | 6337.5 | 0 | 0 | 0 | 0 | 6337.5 | 6337.5 | 6337.5 | 0 | 0 | 0 | 0 | 0 | 0 | 0 | 0 | 0
2024-03-01 | 105 | 1 | 6337.5 | 0 | 0 | 0 | 0 | 6337.5 | 6337.5 | 6337.5 | 0 | 0 | 0 | 0 | 0 | 0 | 0 | 0 | 0
2024-04-01 | 106 | 1 | 6337.5 | 0 | 0 | 0 | 0 | 6337.5 | 6337.5 | 6337.5 | 0 | 0 | 0 | 0 | 0 | 0 | 0 | 0 | 0
2024-05-01 | 107 | 1 | 6337.5 | 0 | 0 | 0 | 0 | 6337.5 | 6337.5 | 6337.5 | 0 | 0 | 0 | 0 | 0 | 0 | 0 | 0 | 0
2024-06-01 | 108 | 1 | 6337.5 | 0 | 0 | 0 | 0 | 6337.5 | 6337.5 | 6337.5 | 0 | 0 | 0 | 0 | 0 | 0 | 0 | 0 | 0
2024-07-01 | 109 | 1 | 6337.5 | 0 | 0 | 0 | 0 | 6337.5 | 6337.5 | 6337.5 | 0 | 0 | 0 | 0 | 0 | 0 | 0 | 0 | 0
2024-08-01 | 110 | 1 | 6337.5 | 0 | 0 | 0 | 0 | 6337.5 | 6337.5 | 6337.5 | 0 | 0 | 0 | 0 | 0 | 0 | 0 | 0 | 0
2024-09-01 | 111 | 1 | 6337.5 | 0 | 0 | 0 | 0 | 6337.5 | 6337.5 | 6337.5 | 0 | 0 | 0 | 0 | 0 | 0 | 0 | 0 | 0
2024-10-01 | 112 | 1 | 6337.5 | 0 | 0 | 0 | 0 | 6337.5 | 6337.5 | 6337.5 | 0 | 0 | 0 | 0 | 0 | 0 | 0 | 0 | 0
2024-11-01 | 113 | 1 | 6337.5 | 0 | 0 | 0 | 0 | 6337.5 | 6337.5 | 6337.5 | 0 | 0 | 0 | 0 | 0 | 0 | 0 | 0 | 0
2024-12-01 | 114 | 1 | 6337.5 | 0 | 0 | 0 | 0 | 6337.5 | 6337.5 | 6337.5 | 0 | 0 | 0 | 0 | 0 | 0 | 0 | 0 | 0
2025-01-01 | 115 | 1 | 6337.5 | 0 | 0 | 0 | 0 | 6337.5 | 6337.5 | 6337.5 | 0 | 0 | 0 | 0 | 0 | 0 | 0 | 0 | 0
2025-02-01 | 116 | 1 | 6337.5 | 0 | 0 | 0 | 0 | 6337.5 | 6337.5 | 6337.5 | 0 | 0 | 0 | 0 | 0 | 0 | 0 | 0 | 0
2025-03-01 | 117 | 1 | 6337.5 | 0 | 0 | 0 | 0 | 6337.5 | 6337.5 | 6337.5 | 0 | 0 | 0 | 0 | 0 | 0 | 0 | 0 | 0
2025-04-01 | 118 | 1 | 6337.5 | 0 | 0 | 0 | 0 | 6337.5 | 6337.5 | 6337.5 | 0 | 0 | 0 | 0 | 0 | 0 | 0 | 0 | 0
2025-05-01 | 119 | 1 | 6337.5 | 0 | 0 | 0 | 0 | 6337.5 | 6337.5 | 6337.5 | 0 | 0 | 0 | 0 | 0 | 0 | 0 | 0 | 0
2025-06-01 | 120 | 1 | 6337.5 | 0 | 0 | 0 | 0 | 6337.5 | 6337.5 | 6337.5 | 0 | 0 | 0 | 0 | 0 | 0 | 0 | 0 | 0
2025-07-01 | 121 | 1 | 6337.5 | 0 | 0 | 0 | 0 | 6337.5 | 6337.5 | 6337.5 | 0 | 0 | 0 | 0 | 0 | 0 | 0 | 0 | 0
2025-08-01 | 122 | 1 | 6337.5 | 0 | 0 | 0 | 0 | 6337.5 | 6337.5 | 6337.5 | 0 | 0 | 0 | 0 | 0 | 0 | 0 | 0 | 0
2025-09-01 | 123 | 1 | 6337.5 | 0 | 0 | 0 | 0 | 6337.5 | 6337.5 | 6337.5 | 0 | 0 | 0 | 0 | 0 | 0 | 0 | 0 | 0
2025-10-01 | 124 | 1 | 6337.5 | 0 | 0 | 0 | 0 | 6337.5 | 6337.5 | 6337.5 | 0 | 0 | 0 | 0 | 0 | 0 | 0 | 0 | 0
2025-11-01 | 125 | 1 | 6337.5 | 0 | 0 | 0 | 0 | 6337.5 | 6337.5 | 6337.5 | 0 | 0 | 0 | 0 | 0 | 0 | 0 | 0 | 0
2025-12-01 | 126 | 1 | 6337.5 | 0 | 0 | 0 | 0 | 6337.5 | 6337.5 | 6337.5 | 0 | 0 | 0 | 0 | 0 | 0 | 0 | 0 | 0
2026-01-01 | 127 | 1 | 6337.5 | 0 | 0 | 0 | 0 | 6337.5 | 6337.5 | 6337.5 | 0 | 0 | 0 | 0 | 0 | 0 | 0 | 0 | 0
2026-02-01 | 128 | 1 | 6337.5 | 0 | 0 | 0 | 0 | 6337.5 | 6337.5 | 6337.5 | 0 | 0 | 0 | 0 | 0 | 0 | 0 | 0 | 0
2026-03-01 | 129 | 1 | 6337.5 | 0 | 0 | 0 | 0 | 6337.5 | 6337.5 | 6337.5 | 0 | 0 | 0 | 0 | 0 | 0 | 0 | 0 | 0
2026-04-01 | 130 | 1 | 6337.5 | 0 | 0 | 0 | 0 | 6337.5 | 6337.5 | 6337.5 | 0 | 0 | 0 | 0 | 0 | 0 | 0 | 0 | 0
2026-05-01 | 131 | 1 | 6337.5 | 0 | 0 | 0 | 0 | 6337.5 | 6337.5 | 6337.5 | 0 | 0 | 0 | 0 | 0 | 0 | 0 | 0 | 0
2026-06-01 | 132 | 1 | 6337.5 | 0 | 0 | 0 | 0 | 6337.5 | 6337.5 | 6337.5 | 0 | 0 | 0 | 0 | 0 | 0 | 0 | 0 | 0
2026-07-01 | 133 | 1 | 6337.5 | 0 | 0 | 0 | 0 | 6337.5 | 6337.5 | 6337.5 | 0 | 0 | 0 | 0 | 0 | 0 | 0 | 0 | 0
2026-08-01 | 134 | 1 | 6337.5 | 0 | 0 | 0 | 0 | 6337.5 | 6337.5 | 6337.5 | 0 | 0 | 0 | 0 | 0 | 0 | 0 | 0 | 0
2026-09-01 | 135 | 1 | 6337.5 | 0 | 0 | 0 | 0 | 6337.5 | 6337.5 | 6337.5 | 0 | 0 | 0 | 0 | 0 | 0 | 0 | 0 | 0
2026-10-01 | 136 | 1 | 6337.5 | 0 | 0 | 0 | 0 | 6337.5 | 6337.5 | 6337.5 | 0 | 0 | 0 | 0 | 0 | 0 | 0 | 0 | 0
2026-11-01 | 137 | 1 | 6337.5 | 0 | 0 | 0 | 0 | 6337.5 | 6337.5 | 6337.5 | 0 | 0 | 0 | 0 | 0 | 0 | 0 | 0 | 0
2026-12-01 | 138 | 1 | 6337.5 | 0 | 0 | 0 | 0 | 6337.5 | 6337.5 | 6337.5 | 0 | 0 | 0 | 0 | 0 | 0 | 0 | 0 | 0
2027-01-01 | 139 | 1 | 6337.5 | 0 | 0 | 0 | 0 | 6337.5 | 6337.5 | 6337.5 | 0 | 0 | 0 | 0 | 0 | 0 | 0 | 0 | 0
2027-02-01 | 140 | 1 | 6337.5 | 0 | 0 | 0 | 0 | 6337.5 | 6337.5 | 6337.5 | 0 | 0 | 0 | 0 | 0 | 0 | 0 | 0 | 0
2027-03-01 | 141 | 1 | 6337.5 | 0 | 0 | 0 | 0 | 6337.5 | 6337.5 | 6337.5 | 0 | 0 | 0 | 0 | 0 | 0 | 0 | 0 | 0
2027-04-01 | 142 | 1 | 6337.5 | 0 | 0 | 0 | 0 | 6337.5 | 6337.5 | 6337.5 | 0 | 0 | 0 | 0 | 0 | 0 | 0 | 0 | 0
2027-05-01 | 143 | 1 | 6337.5 | 0 | 0 | 0 | 0 | 6337.5 | 6337.5 | 6337.5 | 0 | 0 | 0 | 0 | 0 | 0 | 0 | 0 | 0
2027-06-01 | 144 | 1 | 6337.5 | 0 | 0 | 0 | 0 | 6337.5 | 6337.5 | 6337.5 | 0 | 0 | 0 | 0 | 0 | 0 | 0 | 0 | 0
2027-07-01 | 145 | 1 | 6337.5 | 0 | 0 | 0 | 0 | 6337.5 | 6337.5 | 6337.5 | 0 | 0 | 0 | 0 | 0 | 0 | 0 | 0 | 0
2027-08-01 | 146 | 1 | 6337.5 | 0 | 0 | 0 | 0 | 6337.5 | 6337.5 | 6337.5 | 0 | 0 | 0 | 0 | 0 | 0 | 0 | 0 | 0
2027-09-01 | 147 | 1 | 6337.5 | 0 | 0 | 0 | 0 | 6337.5 | 6337.5 | 6337.5 | 0 | 0 | 0 | 0 | 0 | 0 | 0 | 0 | 0
2027-10-01 | 148 | 1 | 6337.5 | 0 | 0 | 0 | 0 | 6337.5 | 6337.5 | 6337.5 | 0 | 0 | 0 | 0 | 0 | 0 | 0 | 0 | 0
2027-11-01 | 149 | 1 | 6337.5 | 0 | 0 | 0 | 0 | 6337.5 | 6337.5 | 6337.5 | 0 | 0 | 0 | 0 | 0 | 0 | 0 | 0 | 0
2027-12-01 | 150 | 1 | 6337.5 | 0 | 0 | 0 | 0 | 6337.5 | 6337.5 | 6337.5 | 0 | 0 | 0 | 0 | 0 | 0 | 0 | 0 | 0
2028-01-01 | 151 | 1 | 6337.5 | 0 | 0 | 0 | 0 | 6337.5 | 6337.5 | 6337.5 | 0 | 0 | 0 | 0 | 0 | 0 | 0 | 0 | 0
2028-02-01 | 152 | 1 | 6337.5 | 0 | 0 | 0 | 0 | 6337.5 | 6337.5 | 6337.5 | 0 | 0 | 0 | 0 | 0 | 0 | 0 | 0 | 0
2028-03-01 | 153 | 1 | 6337.5 | 0 | 0 | 0 | 0 | 6337.5 | 6337.5 | 6337.5 | 0 | 0 | 0 | 0 | 0 | 0 | 0 | 0 | 0
2028-04-01 | 154 | 1 | 6337.5 | 0 | 0 | 0 | 0 | 6337.5 | 6337.5 | 6337.5 | 0 | 0 | 0 | 0 | 0 | 0 | 0 | 0 | 0
2028-05-01 | 155 | 1 | 6337.5 | 0 | 0 | 0 | 0 | 6337.5 | 6337.5 | 6337.5 | 0 | 0 | 0 | 0 | 0 | 0 | 0 | 0 | 0
2028-06-01 | 156 | 1 | 6337.5 | 0 | 0 | 0 | 0 | 6337.5 | 6337.5 | 6337.5 | 0 | 0 | 0 | 0 | 0 | 0 | 0 | 0 | 0
2028-07-01 | 157 | 1 | 6337.5 | 0 | 0 | 0 | 0 | 6337.5 | 6337.5 | 6337.5 | 0 | 0 | 0 | 0 | 0 | 0 | 0 | 0 | 0
2028-08-01 | 158 | 1 | 6337.5 | 0 | 0 | 0 | 0 | 6337.5 | 6337.5 | 6337.5 | 0 | 0 | 0 | 0 | 0 | 0 | 0 | 0 | 0
2028-09-01 | 159 | 1 | 6337.5 | 0 | 0 | 0 | 0 | 6337.5 | 6337.5 | 6337.5 | 0 | 0 | 0 | 0 | 0 | 0 | 0 | 0 | 0
2028-10-01 | 160 | 1 | 6337.5 | 0 | 0 | 0 | 0 | 6337.5 | 6337.5 | 6337.5 | 0 | 0 | 0 | 0 | 0 | 0 | 0 | 0 | 0
2028-11-01 | 161 | 1 | 6337.5 | 0 | 0 | 0 | 0 | 6337.5 | 6337.5 | 6337.5 | 0 | 0 | 0 | 0 | 0 | 0 | 0 | 0 | 0
2028-12-01 | 162 | 1 | 6337.5 | 0 | 0 | 0 | 0 | 6337.5 | 6337.5 | 6337.5 | 0 | 0 | 0 | 0 | 0 | 0 | 0 | 0 | 0
2029-01-01 | 163 | 1 | 6337.5 | 0 | 0 | 0 | 0 | 6337.5 | 6337.5 | 6337.5 | 0 | 0 | 0 | 0 | 0 | 0 | 0 | 0 | 0
2029-02-01 | 164 | 1 | 6337.5 | 0 | 0 | 0 | 0 | 6337.5 | 6337.5 | 6337.5 | 0 | 0 | 0 | 0 | 0 | 0 | 0 | 0 | 0
2029-03-01 | 165 | 1 | 6337.5 | 0 | 0 | 0 | 0 | 6337.5 | 6337.5 | 6337.5 | 0 | 0 | 0 | 0 | 0 | 0 | 0 | 0 | 0
2029-04-01 | 166 | 1 | 6337.5 | 0 | 0 | 0 | 0 | 6337.5 | 6337.5 | 6337.5 | 0 | 0 | 0 | 0 | 0 | 0 | 0 | 0 | 0
2029-05-01 | 167 | 1 | 6337.5 | 0 | 0 | 0 | 0 | 6337.5 | 6337.5 | 6337.5 | 0 | 0 | 0 | 0 | 0 | 0 | 0 | 0 | 0
2029-06-01 | 168 | 1 | 6337.5 | 0 | 0 | 0 | 0 | 6337.5 | 6337.5 | 6337.5 | 0 | 0 | 0 | 0 | 0 | 0 | 0 | 0 | 0
2029-07-01 | 169 | 1 | 6337.5 | 0 | 0 | 0 | 0 | 6337.5 | 6337.5 | 6337.5 | 0 | 0 | 0 | 0 | 0 | 0 | 0 | 0 | 0
2029-08-01 | 170 | 1 | 6337.5 | 0 | 0 | 0 | 0 | 6337.5 | 6337.5 | 6337.5 | 0 | 0 | 0 | 0 | 0 | 0 | 0 | 0 | 0
2029-09-01 | 171 | 1 | 6337.5 | 0 | 0 | 0 | 0 | 6337.5 | 6337.5 | 6337.5 | 0 | 0 | 0 | 0 | 0 | 0 | 0 | 0 | 0
2029-10-01 | 172 | 1 | 6337.5 | 0 | 0 | 0 | 0 | 6337.5 | 6337.5 | 6337.5 | 0 | 0 | 0 | 0 | 0 | 0 | 0 | 0 | 0
2029-11-01 | 173 | 1 | 6337.5 | 0 | 0 | 0 | 0 | 6337.5 | 6337.5 | 6337.5 | 0 | 0 | 0 | 0 | 0 | 0 | 0 | 0 | 0
2029-12-01 | 174 | 1 | 6337.5 | 0 | 0 | 0 | 0 | 6337.5 | 6337.5 | 6337.5 | 0 | 0 | 0 | 0 | 0 | 0 | 0 | 0 | 0
2030-01-01 | 175 | 1 | 6337.5 | 0 | 0 | 0 | 0 | 6337.5 | 6337.5 | 6337.5 | 0 | 0 | 0 | 0 | 0 | 0 | 0 | 0 | 0
2030-02-01 | 176 | 1 | 6337.5 | 0 | 0 | 0 | 0 | 6337.5 | 6337.5 | 6337.5 | 0 | 0 | 0 | 0 | 0 | 0 | 0 | 0 | 0
2030-03-01 | 177 | 1 | 6337.5 | 0 | 0 | 0 | 0 | 6337.5 | 6337.5 | 6337.5 | 0 | 0 | 0 | 0 | 0 | 0 | 0 | 0 | 0
2030-04-01 | 178 | 1 | 6337.5 | 0 | 0 | 0 | 0 | 6337.5 | 6337.5 | 6337.5 | 0 | 0 | 0 | 0 | 0 | 0 | 0 | 0 | 0
2030-05-01 | 179 | 1 | 6337.5 | 0 | 0 | 0 | 0 | 6337.5 | 6337.5 | 6337.5 | 0 | 0 | 0 | 0 | 0 | 0 | 0 | 0 | 0
2030-06-01 | 180 | 1 | 6337.5 | 0 | 0 | 0 | 0 | 6337.5 | 6337.5 | 6337.5 | 0 | 0 | 0 | 0 | 0 | 0 | 0 | 0 | 0
2030-07-01 | 181 | 1 | 6337.5 | 0 | 0 | 0 | 0 | 6337.5 | 6337.5 | 6337.5 | 0 | 0 | 0 | 0 | 0 | 0 | 0 | 0 | 0
2030-08-01 | 182 | 1 | 6337.5 | 0 | 0 | 0 | 0 | 6337.5 | 6337.5 | 6337.5 | 0 | 0 | 0 | 0 | 0 | 0 | 0 | 0 | 0
2030-09-01 | 183 | 1 | 6337.5 | 0 | 0 | 0 | 0 | 6337.5 | 6337.5 | 6337.5 | 0 | 0 | 0 | 0 | 0 | 0 | 0 | 0 | 0
2030-10-01 | 184 | 1 | 6337.5 | 0 | 0 | 0 | 0 | 6337.5 | 6337.5 | 6337.5 | 0 | 0 | 0 | 0 | 0 | 0 | 0 | 0 | 0
2030-11-01 | 185 | 1 | 6337.5 | 0 | 0 | 0 | 0 | 6337.5 | 6337.5 | 6337.5 | 0 | 0 | 0 | 0 | 0 | 0 | 0 | 0 | 0
2030-12-01 | 186 | 1 | 6337.5 | 0 | 0 | 0 | 0 | 6337.5 | 6337.5 | 6337.5 | 0 | 0 | 0 | 0 | 0 | 0 | 0 | 0 | 0
2031-01-01 | 187 | 1 | 6337.5 | 0 | 0 | 0 | 0 | 6337.5 | 6337.5 | 6337.5 | 0 | 0 | 0 | 0 | 0 | 0 | 0 | 0 | 0
2031-02-01 | 188 | 1 | 6337.5 | 0 | 0 | 0 | 0 | 6337.5 | 6337.5 | 6337.5 | 0 | 0 | 0 | 0 | 0 | 0 | 0 | 0 | 0
2031-03-01 | 189 | 1 | 6337.5 | 0 | 0 | 0 | 0 | 6337.5 | 6337.5 | 6337.5 | 0 | 0 | 0 | 0 | 0 | 0 | 0 | 0 | 0
2031-04-01 | 190 | 1 | 6337.5 | 0 | 0 | 0 | 0 | 6337.5 | 6337.5 | 6337.5 | 0 | 0 | 0 | 0 | 0 | 0 | 0 | 0 | 0
2031-05-01 | 191 | 1 | 6337.5 | 0 | 0 | 0 | 0 | 6337.5 | 6337.5 | 6337.5 | 0 | 0 | 0 | 0 | 0 | 0 | 0 | 0 | 0
2031-06-01 | 192 | 1 | 6337.5 | 0 | 0 | 0 | 0 | 6337.5 | 6337.5 | 6337.5 | 0 | 0 | 0 | 0 | 0 | 0 | 0 | 0 | 0
2031-07-01 | 193 | 1 | 6337.5 | 0 | 0 | 0 | 0 | 6337.5 | 6337.5 | 6337.5 | 0 | 0 | 0 | 0 | 0 | 0 | 0 | 0 | 0
2031-08-01 | 194 | 1 | 6337.5 | 0 | 0 | 0 | 0 | 6337.5 | 6337.5 | 6337.5 | 0 | 0 | 0 | 0 | 0 | 0 | 0 | 0 | 0
2031-09-01 | 195 | 1 | 6337.5 | 0 | 0 | 0 | 0 | 6337.5 | 6337.5 | 6337.5 | 0 | 0 | 0 | 0 | 0 | 0 | 0 | 0 | 0
2031-10-01 | 196 | 1 | 6337.5 | 0 | 0 | 0 | 0 | 6337.5 | 6337.5 | 6337.5 | 0 | 0 | 0 | 0 | 0 | 0 | 0 | 0 | 0
2031-11-01 | 197 | 1 | 6337.5 | 0 | 0 | 0 | 0 | 6337.5 | 6337.5 | 6337.5 | 0 | 0 | 0 | 0 | 0 | 0 | 0 | 0 | 0
2031-12-01 | 198 | 1 | 6337.5 | 0 | 0 | 0 | 0 | 6337.5 | 6337.5 | 6337.5 | 0 | 0 | 0 | 0 | 0 | 0 | 0 | 0 | 0
2032-01-01 | 199 | 1 | 6337.5 | 0 | 0 | 0 | 0 | 6337.5 | 6337.5 | 6337.5 | 0 | 0 | 0 | 0 | 0 | 0 | 0 | 0 | 0
2032-02-01 | 200 | 1 | 6337.5 | 0 | 0 | 0 | 0 | 6337.5 | 6337.5 | 6337.5 | 0 | 0 | 0 | 0 | 0 | 0 | 0 | 0 | 0
2032-03-01 | 201 | 1 | 6337.5 | 0 | 0 | 0 | 0 | 6337.5 | 6337.5 | 6337.5 | 0 | 0 | 0 | 0 | 0 | 0 | 0 | 0 | 0
2032-04-01 | 202 | 1 | 6337.5 | 0 | 0 | 0 | 0 | 6337.5 | 6337.5 | 6337.5 | 0 | 0 | 0 | 0 | 0 | 0 | 0 | 0 | 0
2032-05-01 | 203 | 1 | 6337.5 | 0 | 0 | 0 | 0 | 6337.5 | 6337.5 | 6337.5 | 0 | 0 | 0 | 0 | 0 | 0 | 0 | 0 | 0
2032-06-01 | 204 | 1 | 6337.5 | 0 | 0 | 0 | 0 | 6337.5 | 6337.5 | 6337.5 | 0 | 0 | 0 | 0 | 0 | 0 | 0 | 0 | 0
2032-07-01 | 205 | 1 | 6337.5 | 0 | 0 | 0 | 0 | 6337.5 | 6337.5 | 6337.5 | 0 | 0 | 0 | 0 | 0 | 0 | 0 | 0 | 0
2032-08-01 | 206 | 1 | 6337.5 | 0 | 0 | 0 | 0 | 6337.5 | 6337.5 | 6337.5 | 0 | 0 | 0 | 0 | 0 | 0 | 0 | 0 | 0
2032-09-01 | 207 | 1 | 6337.5 | 0 | 0 | 0 | 0 | 6337.5 | 6337.5 | 6337.5 | 0 | 0 | 0 | 0 | 0 | 0 | 0 | 0 | 0
2032-10-01 | 208 | 1 | 6337.5 | 0 | 0 | 0 | 0 | 6337.5 | 6337.5 | 6337.5 | 0 | 0 | 0 | 0 | 0 | 0 | 0 | 0 | 0
2032-11-01 | 209 | 1 | 6337.5 | 0 | 0 | 0 | 0 | 6337.5 | 6337.5 | 6337.5 | 0 | 0 | 0 | 0 | 0 | 0 | 0 | 0 | 0
2032-12-01 | 210 | 1 | 6337.5 | 0 | 0 | 0 | 0 | 6337.5 | 6337.5 | 6337.5 | 0 | 0 | 0 | 0 | 0 | 0 | 0 | 0 | 0
2033-01-01 | 211 | 1 | 6337.5 | 0 | 0 | 0 | 0 | 6337.5 | 6337.5 | 6337.5 | 0 | 0 | 0 | 0 | 0 | 0 | 0 | 0 | 0
2033-02-01 | 212 | 1 | 6337.5 | 0 | 0 | 0 | 0 | 6337.5 | 6337.5 | 6337.5 | 0 | 0 | 0 | 0 | 0 | 0 | 0 | 0 | 0
2033-03-01 | 213 | 1 | 6337.5 | 0 | 0 | 0 | 0 | 6337.5 | 6337.5 | 6337.5 | 0 | 0 | 0 | 0 | 0 | 0 | 0 | 0 | 0
2033-04-01 | 214 | 1 | 6337.5 | 0 | 0 | 0 | 0 | 6337.5 | 6337.5 | 6337.5 | 0 | 0 | 0 | 0 | 0 | 0 | 0 | 0 | 0
2033-05-01 | 215 | 1 | 6337.5 | 0 | 0 | 0 | 0 | 6337.5 | 6337.5 | 6337.5 | 0 | 0 | 0 | 0 | 0 | 0 | 0 | 0 | 0
2033-06-01 | 216 | 1 | 6337.5 | 0 | 0 | 0 | 0 | 6337.5 | 6337.5 | 6337.5 | 0 | 0 | 0 | 0 | 0 | 0 | 0 | 0 | 0
2033-07-01 | 217 | 1 | 6337.5 | 0 | 0 | 0 | 0 | 6337.5 | 6337.5 | 6337.5 | 0 | 0 | 0 | 0 | 0 | 0 | 0 | 0 | 0
2033-08-01 | 218 | 1 | 6337.5 | 0 | 0 | 0 | 0 | 6337.5 | 6337.5 | 6337.5 | 0 | 0 | 0 | 0 | 0 | 0 | 0 | 0 | 0
2033-09-01 | 219 | 1 | 6337.5 | 0 | 0 | 0 | 0 | 6337.5 | 6337.5 | 6337.5 | 0 | 0 | 0 | 0 | 0 | 0 | 0 | 0 | 0
2033-10-01 | 220 | 1 | 6337.5 | 0 | 0 | 0 | 0 | 6337.5 | 6337.5 | 6337.5 | 0 | 0 | 0 | 0 | 0 | 0 | 0 | 0 | 0
2033-11-01 | 221 | 1 | 6337.5 | 0 | 0 | 0 | 0 | 6337.5 | 6337.5 | 6337.5 | 0 | 0 | 0 | 0 | 0 | 0 | 0 | 0 | 0
2033-12-01 | 222 | 1 | 6337.5 | 0 | 0 | 0 | 0 | 6337.5 | 6337.5 | 6337.5 | 0 | 0 | 0 | 0 | 0 | 0 | 0 | 0 | 0
2034-01-01 | 223 | 1 | 6337.5 | 0 | 0 | 0 | 0 | 6337.5 | 6337.5 | 6337.5 | 0 | 0 | 0 | 0 | 0 | 0 | 0 | 0 | 0
2034-02-01 | 224 | 1 | 6337.5 | 0 | 0 | 0 | 0 | 6337.5 | 6337.5 | 6337.5 | 0 | 0 | 0 | 0 | 0 | 0 | 0 | 0 | 0
2034-03-01 | 225 | 1 | 6337.5 | 0 | 0 | 0 | 0 | 6337.5 | 6337.5 | 6337.5 | 0 | 0 | 0 | 0 | 0 | 0 | 0 | 0 | 0
2034-04-01 | 226 | 1 | 6337.5 | 0 | 0 | 0 | 0 | 6337.5 | 6337.5 | 6337.5 | 0 | 0 | 0 | 0 | 0 | 0 | 0 | 0 | 0
2034-05-01 | 227 | 1 | 6337.5 | 0 | 0 | 0 | 0 | 6337.5 | 6337.5 | 6337.5 | 0 | 0 | 0 | 0 | 0 | 0 | 0 | 0 | 0
2034-06-01 | 228 | 1 | 6337.5 | 0 | 0 | 0 | 0 | 6337.5 | 6337.5 | 6337.5 | 0 | 0 | 0 | 0 | 0 | 0 | 0 | 0 | 0
2034-07-01 | 229 | 1 | 6337.5 | 0 | 0 | 0 | 0 | 6337.5 | 6337.5 | 6337.5 | 0 | 0 | 0 | 0 | 0 | 0 | 0 | 0 | 0
2034-08-01 | 230 | 1 | 6337.5 | 0 | 0 | 0 | 0 | 6337.5 | 6337.5 | 6337.5 | 0 | 0 | 0 | 0 | 0 | 0 | 0 | 0 | 0
2034-09-01 | 231 | 1 | 6337.5 | 0 | 0 | 0 | 0 | 6337.5 | 6337.5 | 6337.5 | 0 | 0 | 0 | 0 | 0 | 0 | 0 | 0 | 0
2034-10-01 | 232 | 1 | 6337.5 | 0 | 0 | 0 | 0 | 6337.5 | 6337.5 | 6337.5 | 0 | 0 | 0 | 0 | 0 | 0 | 0 | 0 | 0
2034-11-01 | 233 | 1 | 6337.5 | 0 | 0 | 0 | 0 | 6337.5 | 6337.5 | 6337.5 | 0 | 0 | 0 | 0 | 0 | 0 | 0 | 0 | 0
2034-12-01 | 234 | 1 | 6337.5 | 0 | 0 | 0 | 0 | 6337.5 | 6337.5 | 6337.5 | 0 | 0 | 0 | 0 | 0 | 0 | 0 | 0 | 0
2035-01-01 | 235 | 1 | 6337.5 | 0 | 0 | 0 | 0 | 6337.5 | 6337.5 | 6337.5 | 0 | 0 | 0 | 0 | 0 | 0 | 0 | 0 | 0
2035-02-01 | 236 | 1 | 6337.5 | 0 | 0 | 0 | 0 | 6337.5 | 6337.5 | 6337.5 | 0 | 0 | 0 | 0 | 0 | 0 | 0 | 0 | 0
2035-03-01 | 237 | 1 | 6337.5 | 0 | 0 | 0 | 0 | 6337.5 | 6337.5 | 6337.5 | 0 | 0 | 0 | 0 | 0 | 0 | 0 | 0 | 0
2035-04-01 | 238 | 1 | 6337.5 | 0 | 0 | 0 | 0 | 6337.5 | 6337.5 | 6337.5 | 0 | 0 | 0 | 0 | 0 | 0 | 0 | 0 | 0
2035-05-01 | 239 | 1 | 6337.5 | 0 | 0 | 0 | 0 | 6337.5 | 6337.5 | 6337.5 | 0 | 0 | 0 | 0 | 0 | 0 | 0 | 0 | 0
2035-06-01 | 240 | 1 | 6337.5 | 0 | 0 | 0 | 0 | 6337.5 | 6337.5 | 6337.5 | 0 | 0 | 0 | 0 | 0 | 0 | 0 | 0 | 0
Formulas:
Month = DATE(YEAR([Month, row above]),MONTH([Month, row above])+1,1)
Month = IF([Count]="NA","NA",DATE(YEAR([Month, row above]),MONTH([Month, row above])+1,1))

## Nominal Increments
Additional Detail: Monthly Investment
Participant: |  | Name of Market Participant (Customer) | [5 empty] | Tariff: | AESO 2014
Project: |  | Project Name | [5 empty] | Effective: | 1 Jul 2015
Number: |  | Project Number |  | Type: | DTS Only |  |  | To: | Current
Stage and Month Lookup
Stage | 0 |  | 0
1 | 240 |  | 240
0 | 0
0 | 0
0 | 0
0 | 0
0 | 0
0 | 0
0 | 0
0 | 0
0 | 0
Calculated Nominal Investment per Month of Maximum Investment Term | [8 empty] | Calculated Nominal Incremental Investment per Month of Maximum Investment Term by Contract Stage
|  |  | Nominal Investment per Month by Tier |  |  |  |  | Total | Total of | Nominal Incremental Investment per Month by Stage
Month | Count | Stage | Tier (a) | Tier (b) | Tier (c) | Tier (d) | Tier (e) | Tiers | Nominal | Stage (1) | Stage (2) | Stage (3) | Stage (4) | Stage (5) | Stage (6) | Stage (7) | Stage (8) | Stage (9) | Stage (10)
2015-07-01 | 1 | 1 | 6337.5 | 0 | 0 | 0 | 0 | 6337.5 | 6337.5 | 6337.5 | 0 | 0 | 0 | 0 | 0 | 0 | 0 | 0 | 0
2015-08-01 | 2 | 1 | 6337.5 | 0 | 0 | 0 | 0 | 6337.5 | 6337.5 | 6337.5 | 0 | 0 | 0 | 0 | 0 | 0 | 0 | 0 | 0
2015-09-01 | 3 | 1 | 6337.5 | 0 | 0 | 0 | 0 | 6337.5 | 6337.5 | 6337.5 | 0 | 0 | 0 | 0 | 0 | 0 | 0 | 0 | 0
2015-10-01 | 4 | 1 | 6337.5 | 0 | 0 | 0 | 0 | 6337.5 | 6337.5 | 6337.5 | 0 | 0 | 0 | 0 | 0 | 0 | 0 | 0 | 0
2015-11-01 | 5 | 1 | 6337.5 | 0 | 0 | 0 | 0 | 6337.5 | 6337.5 | 6337.5 | 0 | 0 | 0 | 0 | 0 | 0 | 0 | 0 | 0
2015-12-01 | 6 | 1 | 6337.5 | 0 | 0 | 0 | 0 | 6337.5 | 6337.5 | 6337.5 | 0 | 0 | 0 | 0 | 0 | 0 | 0 | 0 | 0
2016-01-01 | 7 | 1 | 6337.5 | 0 | 0 | 0 | 0 | 6337.5 | 6337.5 | 6337.5 | 0 | 0 | 0 | 0 | 0 | 0 | 0 | 0 | 0
2016-02-01 | 8 | 1 | 6337.5 | 0 | 0 | 0 | 0 | 6337.5 | 6337.5 | 6337.5 | 0 | 0 | 0 | 0 | 0 | 0 | 0 | 0 | 0
2016-03-01 | 9 | 1 | 6337.5 | 0 | 0 | 0 | 0 | 6337.5 | 6337.5 | 6337.5 | 0 | 0 | 0 | 0 | 0 | 0 | 0 | 0 | 0
2016-04-01 | 10 | 1 | 6337.5 | 0 | 0 | 0 | 0 | 6337.5 | 6337.5 | 6337.5 | 0 | 0 | 0 | 0 | 0 | 0 | 0 | 0 | 0
2016-05-01 | 11 | 1 | 6337.5 | 0 | 0 | 0 | 0 | 6337.5 | 6337.5 | 6337.5 | 0 | 0 | 0 | 0 | 0 | 0 | 0 | 0 | 0
2016-06-01 | 12 | 1 | 6337.5 | 0 | 0 | 0 | 0 | 6337.5 | 6337.5 | 6337.5 | 0 | 0 | 0 | 0 | 0 | 0 | 0 | 0 | 0
2016-07-01 | 13 | 1 | 6337.5 | 0 | 0 | 0 | 0 | 6337.5 | 6337.5 | 6337.5 | 0 | 0 | 0 | 0 | 0 | 0 | 0 | 0 | 0
2016-08-01 | 14 | 1 | 6337.5 | 0 | 0 | 0 | 0 | 6337.5 | 6337.5 | 6337.5 | 0 | 0 | 0 | 0 | 0 | 0 | 0 | 0 | 0
2016-09-01 | 15 | 1 | 6337.5 | 0 | 0 | 0 | 0 | 6337.5 | 6337.5 | 6337.5 | 0 | 0 | 0 | 0 | 0 | 0 | 0 | 0 | 0
2016-10-01 | 16 | 1 | 6337.5 | 0 | 0 | 0 | 0 | 6337.5 | 6337.5 | 6337.5 | 0 | 0 | 0 | 0 | 0 | 0 | 0 | 0 | 0
2016-11-01 | 17 | 1 | 6337.5 | 0 | 0 | 0 | 0 | 6337.5 | 6337.5 | 6337.5 | 0 | 0 | 0 | 0 | 0 | 0 | 0 | 0 | 0
2016-12-01 | 18 | 1 | 6337.5 | 0 | 0 | 0 | 0 | 6337.5 | 6337.5 | 6337.5 | 0 | 0 | 0 | 0 | 0 | 0 | 0 | 0 | 0
2017-01-01 | 19 | 1 | 6337.5 | 0 | 0 | 0 | 0 | 6337.5 | 6337.5 | 6337.5 | 0 | 0 | 0 | 0 | 0 | 0 | 0 | 0 | 0
2017-02-01 | 20 | 1 | 6337.5 | 0 | 0 | 0 | 0 | 6337.5 | 6337.5 | 6337.5 | 0 | 0 | 0 | 0 | 0 | 0 | 0 | 0 | 0
2017-03-01 | 21 | 1 | 6337.5 | 0 | 0 | 0 | 0 | 6337.5 | 6337.5 | 6337.5 | 0 | 0 | 0 | 0 | 0 | 0 | 0 | 0 | 0
2017-04-01 | 22 | 1 | 6337.5 | 0 | 0 | 0 | 0 | 6337.5 | 6337.5 | 6337.5 | 0 | 0 | 0 | 0 | 0 | 0 | 0 | 0 | 0
2017-05-01 | 23 | 1 | 6337.5 | 0 | 0 | 0 | 0 | 6337.5 | 6337.5 | 6337.5 | 0 | 0 | 0 | 0 | 0 | 0 | 0 | 0 | 0
2017-06-01 | 24 | 1 | 6337.5 | 0 | 0 | 0 | 0 | 6337.5 | 6337.5 | 6337.5 | 0 | 0 | 0 | 0 | 0 | 0 | 0 | 0 | 0
2017-07-01 | 25 | 1 | 6337.5 | 0 | 0 | 0 | 0 | 6337.5 | 6337.5 | 6337.5 | 0 | 0 | 0 | 0 | 0 | 0 | 0 | 0 | 0
2017-08-01 | 26 | 1 | 6337.5 | 0 | 0 | 0 | 0 | 6337.5 | 6337.5 | 6337.5 | 0 | 0 | 0 | 0 | 0 | 0 | 0 | 0 | 0
2017-09-01 | 27 | 1 | 6337.5 | 0 | 0 | 0 | 0 | 6337.5 | 6337.5 | 6337.5 | 0 | 0 | 0 | 0 | 0 | 0 | 0 | 0 | 0
2017-10-01 | 28 | 1 | 6337.5 | 0 | 0 | 0 | 0 | 6337.5 | 6337.5 | 6337.5 | 0 | 0 | 0 | 0 | 0 | 0 | 0 | 0 | 0
2017-11-01 | 29 | 1 | 6337.5 | 0 | 0 | 0 | 0 | 6337.5 | 6337.5 | 6337.5 | 0 | 0 | 0 | 0 | 0 | 0 | 0 | 0 | 0
2017-12-01 | 30 | 1 | 6337.5 | 0 | 0 | 0 | 0 | 6337.5 | 6337.5 | 6337.5 | 0 | 0 | 0 | 0 | 0 | 0 | 0 | 0 | 0
2018-01-01 | 31 | 1 | 6337.5 | 0 | 0 | 0 | 0 | 6337.5 | 6337.5 | 6337.5 | 0 | 0 | 0 | 0 | 0 | 0 | 0 | 0 | 0
2018-02-01 | 32 | 1 | 6337.5 | 0 | 0 | 0 | 0 | 6337.5 | 6337.5 | 6337.5 | 0 | 0 | 0 | 0 | 0 | 0 | 0 | 0 | 0
2018-03-01 | 33 | 1 | 6337.5 | 0 | 0 | 0 | 0 | 6337.5 | 6337.5 | 6337.5 | 0 | 0 | 0 | 0 | 0 | 0 | 0 | 0 | 0
2018-04-01 | 34 | 1 | 6337.5 | 0 | 0 | 0 | 0 | 6337.5 | 6337.5 | 6337.5 | 0 | 0 | 0 | 0 | 0 | 0 | 0 | 0 | 0
2018-05-01 | 35 | 1 | 6337.5 | 0 | 0 | 0 | 0 | 6337.5 | 6337.5 | 6337.5 | 0 | 0 | 0 | 0 | 0 | 0 | 0 | 0 | 0
2018-06-01 | 36 | 1 | 6337.5 | 0 | 0 | 0 | 0 | 6337.5 | 6337.5 | 6337.5 | 0 | 0 | 0 | 0 | 0 | 0 | 0 | 0 | 0
2018-07-01 | 37 | 1 | 6337.5 | 0 | 0 | 0 | 0 | 6337.5 | 6337.5 | 6337.5 | 0 | 0 | 0 | 0 | 0 | 0 | 0 | 0 | 0
2018-08-01 | 38 | 1 | 6337.5 | 0 | 0 | 0 | 0 | 6337.5 | 6337.5 | 6337.5 | 0 | 0 | 0 | 0 | 0 | 0 | 0 | 0 | 0
2018-09-01 | 39 | 1 | 6337.5 | 0 | 0 | 0 | 0 | 6337.5 | 6337.5 | 6337.5 | 0 | 0 | 0 | 0 | 0 | 0 | 0 | 0 | 0
2018-10-01 | 40 | 1 | 6337.5 | 0 | 0 | 0 | 0 | 6337.5 | 6337.5 | 6337.5 | 0 | 0 | 0 | 0 | 0 | 0 | 0 | 0 | 0
2018-11-01 | 41 | 1 | 6337.5 | 0 | 0 | 0 | 0 | 6337.5 | 6337.5 | 6337.5 | 0 | 0 | 0 | 0 | 0 | 0 | 0 | 0 | 0
2018-12-01 | 42 | 1 | 6337.5 | 0 | 0 | 0 | 0 | 6337.5 | 6337.5 | 6337.5 | 0 | 0 | 0 | 0 | 0 | 0 | 0 | 0 | 0
2019-01-01 | 43 | 1 | 6337.5 | 0 | 0 | 0 | 0 | 6337.5 | 6337.5 | 6337.5 | 0 | 0 | 0 | 0 | 0 | 0 | 0 | 0 | 0
2019-02-01 | 44 | 1 | 6337.5 | 0 | 0 | 0 | 0 | 6337.5 | 6337.5 | 6337.5 | 0 | 0 | 0 | 0 | 0 | 0 | 0 | 0 | 0
2019-03-01 | 45 | 1 | 6337.5 | 0 | 0 | 0 | 0 | 6337.5 | 6337.5 | 6337.5 | 0 | 0 | 0 | 0 | 0 | 0 | 0 | 0 | 0
2019-04-01 | 46 | 1 | 6337.5 | 0 | 0 | 0 | 0 | 6337.5 | 6337.5 | 6337.5 | 0 | 0 | 0 | 0 | 0 | 0 | 0 | 0 | 0
2019-05-01 | 47 | 1 | 6337.5 | 0 | 0 | 0 | 0 | 6337.5 | 6337.5 | 6337.5 | 0 | 0 | 0 | 0 | 0 | 0 | 0 | 0 | 0
2019-06-01 | 48 | 1 | 6337.5 | 0 | 0 | 0 | 0 | 6337.5 | 6337.5 | 6337.5 | 0 | 0 | 0 | 0 | 0 | 0 | 0 | 0 | 0
2019-07-01 | 49 | 1 | 6337.5 | 0 | 0 | 0 | 0 | 6337.5 | 6337.5 | 6337.5 | 0 | 0 | 0 | 0 | 0 | 0 | 0 | 0 | 0
2019-08-01 | 50 | 1 | 6337.5 | 0 | 0 | 0 | 0 | 6337.5 | 6337.5 | 6337.5 | 0 | 0 | 0 | 0 | 0 | 0 | 0 | 0 | 0
2019-09-01 | 51 | 1 | 6337.5 | 0 | 0 | 0 | 0 | 6337.5 | 6337.5 | 6337.5 | 0 | 0 | 0 | 0 | 0 | 0 | 0 | 0 | 0
2019-10-01 | 52 | 1 | 6337.5 | 0 | 0 | 0 | 0 | 6337.5 | 6337.5 | 6337.5 | 0 | 0 | 0 | 0 | 0 | 0 | 0 | 0 | 0
2019-11-01 | 53 | 1 | 6337.5 | 0 | 0 | 0 | 0 | 6337.5 | 6337.5 | 6337.5 | 0 | 0 | 0 | 0 | 0 | 0 | 0 | 0 | 0
2019-12-01 | 54 | 1 | 6337.5 | 0 | 0 | 0 | 0 | 6337.5 | 6337.5 | 6337.5 | 0 | 0 | 0 | 0 | 0 | 0 | 0 | 0 | 0
2020-01-01 | 55 | 1 | 6337.5 | 0 | 0 | 0 | 0 | 6337.5 | 6337.5 | 6337.5 | 0 | 0 | 0 | 0 | 0 | 0 | 0 | 0 | 0
2020-02-01 | 56 | 1 | 6337.5 | 0 | 0 | 0 | 0 | 6337.5 | 6337.5 | 6337.5 | 0 | 0 | 0 | 0 | 0 | 0 | 0 | 0 | 0
2020-03-01 | 57 | 1 | 6337.5 | 0 | 0 | 0 | 0 | 6337.5 | 6337.5 | 6337.5 | 0 | 0 | 0 | 0 | 0 | 0 | 0 | 0 | 0
2020-04-01 | 58 | 1 | 6337.5 | 0 | 0 | 0 | 0 | 6337.5 | 6337.5 | 6337.5 | 0 | 0 | 0 | 0 | 0 | 0 | 0 | 0 | 0
2020-05-01 | 59 | 1 | 6337.5 | 0 | 0 | 0 | 0 | 6337.5 | 6337.5 | 6337.5 | 0 | 0 | 0 | 0 | 0 | 0 | 0 | 0 | 0
2020-06-01 | 60 | 1 | 6337.5 | 0 | 0 | 0 | 0 | 6337.5 | 6337.5 | 6337.5 | 0 | 0 | 0 | 0 | 0 | 0 | 0 | 0 | 0
2020-07-01 | 61 | 1 | 6337.5 | 0 | 0 | 0 | 0 | 6337.5 | 6337.5 | 6337.5 | 0 | 0 | 0 | 0 | 0 | 0 | 0 | 0 | 0
2020-08-01 | 62 | 1 | 6337.5 | 0 | 0 | 0 | 0 | 6337.5 | 6337.5 | 6337.5 | 0 | 0 | 0 | 0 | 0 | 0 | 0 | 0 | 0
2020-09-01 | 63 | 1 | 6337.5 | 0 | 0 | 0 | 0 | 6337.5 | 6337.5 | 6337.5 | 0 | 0 | 0 | 0 | 0 | 0 | 0 | 0 | 0
2020-10-01 | 64 | 1 | 6337.5 | 0 | 0 | 0 | 0 | 6337.5 | 6337.5 | 6337.5 | 0 | 0 | 0 | 0 | 0 | 0 | 0 | 0 | 0
2020-11-01 | 65 | 1 | 6337.5 | 0 | 0 | 0 | 0 | 6337.5 | 6337.5 | 6337.5 | 0 | 0 | 0 | 0 | 0 | 0 | 0 | 0 | 0
2020-12-01 | 66 | 1 | 6337.5 | 0 | 0 | 0 | 0 | 6337.5 | 6337.5 | 6337.5 | 0 | 0 | 0 | 0 | 0 | 0 | 0 | 0 | 0
2021-01-01 | 67 | 1 | 6337.5 | 0 | 0 | 0 | 0 | 6337.5 | 6337.5 | 6337.5 | 0 | 0 | 0 | 0 | 0 | 0 | 0 | 0 | 0
2021-02-01 | 68 | 1 | 6337.5 | 0 | 0 | 0 | 0 | 6337.5 | 6337.5 | 6337.5 | 0 | 0 | 0 | 0 | 0 | 0 | 0 | 0 | 0
2021-03-01 | 69 | 1 | 6337.5 | 0 | 0 | 0 | 0 | 6337.5 | 6337.5 | 6337.5 | 0 | 0 | 0 | 0 | 0 | 0 | 0 | 0 | 0
2021-04-01 | 70 | 1 | 6337.5 | 0 | 0 | 0 | 0 | 6337.5 | 6337.5 | 6337.5 | 0 | 0 | 0 | 0 | 0 | 0 | 0 | 0 | 0
2021-05-01 | 71 | 1 | 6337.5 | 0 | 0 | 0 | 0 | 6337.5 | 6337.5 | 6337.5 | 0 | 0 | 0 | 0 | 0 | 0 | 0 | 0 | 0
2021-06-01 | 72 | 1 | 6337.5 | 0 | 0 | 0 | 0 | 6337.5 | 6337.5 | 6337.5 | 0 | 0 | 0 | 0 | 0 | 0 | 0 | 0 | 0
2021-07-01 | 73 | 1 | 6337.5 | 0 | 0 | 0 | 0 | 6337.5 | 6337.5 | 6337.5 | 0 | 0 | 0 | 0 | 0 | 0 | 0 | 0 | 0
2021-08-01 | 74 | 1 | 6337.5 | 0 | 0 | 0 | 0 | 6337.5 | 6337.5 | 6337.5 | 0 | 0 | 0 | 0 | 0 | 0 | 0 | 0 | 0
2021-09-01 | 75 | 1 | 6337.5 | 0 | 0 | 0 | 0 | 6337.5 | 6337.5 | 6337.5 | 0 | 0 | 0 | 0 | 0 | 0 | 0 | 0 | 0
2021-10-01 | 76 | 1 | 6337.5 | 0 | 0 | 0 | 0 | 6337.5 | 6337.5 | 6337.5 | 0 | 0 | 0 | 0 | 0 | 0 | 0 | 0 | 0
2021-11-01 | 77 | 1 | 6337.5 | 0 | 0 | 0 | 0 | 6337.5 | 6337.5 | 6337.5 | 0 | 0 | 0 | 0 | 0 | 0 | 0 | 0 | 0
2021-12-01 | 78 | 1 | 6337.5 | 0 | 0 | 0 | 0 | 6337.5 | 6337.5 | 6337.5 | 0 | 0 | 0 | 0 | 0 | 0 | 0 | 0 | 0
2022-01-01 | 79 | 1 | 6337.5 | 0 | 0 | 0 | 0 | 6337.5 | 6337.5 | 6337.5 | 0 | 0 | 0 | 0 | 0 | 0 | 0 | 0 | 0
2022-02-01 | 80 | 1 | 6337.5 | 0 | 0 | 0 | 0 | 6337.5 | 6337.5 | 6337.5 | 0 | 0 | 0 | 0 | 0 | 0 | 0 | 0 | 0
2022-03-01 | 81 | 1 | 6337.5 | 0 | 0 | 0 | 0 | 6337.5 | 6337.5 | 6337.5 | 0 | 0 | 0 | 0 | 0 | 0 | 0 | 0 | 0
2022-04-01 | 82 | 1 | 6337.5 | 0 | 0 | 0 | 0 | 6337.5 | 6337.5 | 6337.5 | 0 | 0 | 0 | 0 | 0 | 0 | 0 | 0 | 0
2022-05-01 | 83 | 1 | 6337.5 | 0 | 0 | 0 | 0 | 6337.5 | 6337.5 | 6337.5 | 0 | 0 | 0 | 0 | 0 | 0 | 0 | 0 | 0
2022-06-01 | 84 | 1 | 6337.5 | 0 | 0 | 0 | 0 | 6337.5 | 6337.5 | 6337.5 | 0 | 0 | 0 | 0 | 0 | 0 | 0 | 0 | 0
2022-07-01 | 85 | 1 | 6337.5 | 0 | 0 | 0 | 0 | 6337.5 | 6337.5 | 6337.5 | 0 | 0 | 0 | 0 | 0 | 0 | 0 | 0 | 0
2022-08-01 | 86 | 1 | 6337.5 | 0 | 0 | 0 | 0 | 6337.5 | 6337.5 | 6337.5 | 0 | 0 | 0 | 0 | 0 | 0 | 0 | 0 | 0
2022-09-01 | 87 | 1 | 6337.5 | 0 | 0 | 0 | 0 | 6337.5 | 6337.5 | 6337.5 | 0 | 0 | 0 | 0 | 0 | 0 | 0 | 0 | 0
2022-10-01 | 88 | 1 | 6337.5 | 0 | 0 | 0 | 0 | 6337.5 | 6337.5 | 6337.5 | 0 | 0 | 0 | 0 | 0 | 0 | 0 | 0 | 0
2022-11-01 | 89 | 1 | 6337.5 | 0 | 0 | 0 | 0 | 6337.5 | 6337.5 | 6337.5 | 0 | 0 | 0 | 0 | 0 | 0 | 0 | 0 | 0
2022-12-01 | 90 | 1 | 6337.5 | 0 | 0 | 0 | 0 | 6337.5 | 6337.5 | 6337.5 | 0 | 0 | 0 | 0 | 0 | 0 | 0 | 0 | 0
2023-01-01 | 91 | 1 | 6337.5 | 0 | 0 | 0 | 0 | 6337.5 | 6337.5 | 6337.5 | 0 | 0 | 0 | 0 | 0 | 0 | 0 | 0 | 0
2023-02-01 | 92 | 1 | 6337.5 | 0 | 0 | 0 | 0 | 6337.5 | 6337.5 | 6337.5 | 0 | 0 | 0 | 0 | 0 | 0 | 0 | 0 | 0
2023-03-01 | 93 | 1 | 6337.5 | 0 | 0 | 0 | 0 | 6337.5 | 6337.5 | 6337.5 | 0 | 0 | 0 | 0 | 0 | 0 | 0 | 0 | 0
2023-04-01 | 94 | 1 | 6337.5 | 0 | 0 | 0 | 0 | 6337.5 | 6337.5 | 6337.5 | 0 | 0 | 0 | 0 | 0 | 0 | 0 | 0 | 0
2023-05-01 | 95 | 1 | 6337.5 | 0 | 0 | 0 | 0 | 6337.5 | 6337.5 | 6337.5 | 0 | 0 | 0 | 0 | 0 | 0 | 0 | 0 | 0
2023-06-01 | 96 | 1 | 6337.5 | 0 | 0 | 0 | 0 | 6337.5 | 6337.5 | 6337.5 | 0 | 0 | 0 | 0 | 0 | 0 | 0 | 0 | 0
2023-07-01 | 97 | 1 | 6337.5 | 0 | 0 | 0 | 0 | 6337.5 | 6337.5 | 6337.5 | 0 | 0 | 0 | 0 | 0 | 0 | 0 | 0 | 0
2023-08-01 | 98 | 1 | 6337.5 | 0 | 0 | 0 | 0 | 6337.5 | 6337.5 | 6337.5 | 0 | 0 | 0 | 0 | 0 | 0 | 0 | 0 | 0
2023-09-01 | 99 | 1 | 6337.5 | 0 | 0 | 0 | 0 | 6337.5 | 6337.5 | 6337.5 | 0 | 0 | 0 | 0 | 0 | 0 | 0 | 0 | 0
2023-10-01 | 100 | 1 | 6337.5 | 0 | 0 | 0 | 0 | 6337.5 | 6337.5 | 6337.5 | 0 | 0 | 0 | 0 | 0 | 0 | 0 | 0 | 0
2023-11-01 | 101 | 1 | 6337.5 | 0 | 0 | 0 | 0 | 6337.5 | 6337.5 | 6337.5 | 0 | 0 | 0 | 0 | 0 | 0 | 0 | 0 | 0
2023-12-01 | 102 | 1 | 6337.5 | 0 | 0 | 0 | 0 | 6337.5 | 6337.5 | 6337.5 | 0 | 0 | 0 | 0 | 0 | 0 | 0 | 0 | 0
2024-01-01 | 103 | 1 | 6337.5 | 0 | 0 | 0 | 0 | 6337.5 | 6337.5 | 6337.5 | 0 | 0 | 0 | 0 | 0 | 0 | 0 | 0 | 0
2024-02-01 | 104 | 1 | 6337.5 | 0 | 0 | 0 | 0 | 6337.5 | 6337.5 | 6337.5 | 0 | 0 | 0 | 0 | 0 | 0 | 0 | 0 | 0
2024-03-01 | 105 | 1 | 6337.5 | 0 | 0 | 0 | 0 | 6337.5 | 6337.5 | 6337.5 | 0 | 0 | 0 | 0 | 0 | 0 | 0 | 0 | 0
2024-04-01 | 106 | 1 | 6337.5 | 0 | 0 | 0 | 0 | 6337.5 | 6337.5 | 6337.5 | 0 | 0 | 0 | 0 | 0 | 0 | 0 | 0 | 0
2024-05-01 | 107 | 1 | 6337.5 | 0 | 0 | 0 | 0 | 6337.5 | 6337.5 | 6337.5 | 0 | 0 | 0 | 0 | 0 | 0 | 0 | 0 | 0
2024-06-01 | 108 | 1 | 6337.5 | 0 | 0 | 0 | 0 | 6337.5 | 6337.5 | 6337.5 | 0 | 0 | 0 | 0 | 0 | 0 | 0 | 0 | 0
2024-07-01 | 109 | 1 | 6337.5 | 0 | 0 | 0 | 0 | 6337.5 | 6337.5 | 6337.5 | 0 | 0 | 0 | 0 | 0 | 0 | 0 | 0 | 0
2024-08-01 | 110 | 1 | 6337.5 | 0 | 0 | 0 | 0 | 6337.5 | 6337.5 | 6337.5 | 0 | 0 | 0 | 0 | 0 | 0 | 0 | 0 | 0
2024-09-01 | 111 | 1 | 6337.5 | 0 | 0 | 0 | 0 | 6337.5 | 6337.5 | 6337.5 | 0 | 0 | 0 | 0 | 0 | 0 | 0 | 0 | 0
2024-10-01 | 112 | 1 | 6337.5 | 0 | 0 | 0 | 0 | 6337.5 | 6337.5 | 6337.5 | 0 | 0 | 0 | 0 | 0 | 0 | 0 | 0 | 0
2024-11-01 | 113 | 1 | 6337.5 | 0 | 0 | 0 | 0 | 6337.5 | 6337.5 | 6337.5 | 0 | 0 | 0 | 0 | 0 | 0 | 0 | 0 | 0
2024-12-01 | 114 | 1 | 6337.5 | 0 | 0 | 0 | 0 | 6337.5 | 6337.5 | 6337.5 | 0 | 0 | 0 | 0 | 0 | 0 | 0 | 0 | 0
2025-01-01 | 115 | 1 | 6337.5 | 0 | 0 | 0 | 0 | 6337.5 | 6337.5 | 6337.5 | 0 | 0 | 0 | 0 | 0 | 0 | 0 | 0 | 0
2025-02-01 | 116 | 1 | 6337.5 | 0 | 0 | 0 | 0 | 6337.5 | 6337.5 | 6337.5 | 0 | 0 | 0 | 0 | 0 | 0 | 0 | 0 | 0
2025-03-01 | 117 | 1 | 6337.5 | 0 | 0 | 0 | 0 | 6337.5 | 6337.5 | 6337.5 | 0 | 0 | 0 | 0 | 0 | 0 | 0 | 0 | 0
2025-04-01 | 118 | 1 | 6337.5 | 0 | 0 | 0 | 0 | 6337.5 | 6337.5 | 6337.5 | 0 | 0 | 0 | 0 | 0 | 0 | 0 | 0 | 0
2025-05-01 | 119 | 1 | 6337.5 | 0 | 0 | 0 | 0 | 6337.5 | 6337.5 | 6337.5 | 0 | 0 | 0 | 0 | 0 | 0 | 0 | 0 | 0
2025-06-01 | 120 | 1 | 6337.5 | 0 | 0 | 0 | 0 | 6337.5 | 6337.5 | 6337.5 | 0 | 0 | 0 | 0 | 0 | 0 | 0 | 0 | 0
2025-07-01 | 121 | 1 | 6337.5 | 0 | 0 | 0 | 0 | 6337.5 | 6337.5 | 6337.5 | 0 | 0 | 0 | 0 | 0 | 0 | 0 | 0 | 0
2025-08-01 | 122 | 1 | 6337.5 | 0 | 0 | 0 | 0 | 6337.5 | 6337.5 | 6337.5 | 0 | 0 | 0 | 0 | 0 | 0 | 0 | 0 | 0
2025-09-01 | 123 | 1 | 6337.5 | 0 | 0 | 0 | 0 | 6337.5 | 6337.5 | 6337.5 | 0 | 0 | 0 | 0 | 0 | 0 | 0 | 0 | 0
2025-10-01 | 124 | 1 | 6337.5 | 0 | 0 | 0 | 0 | 6337.5 | 6337.5 | 6337.5 | 0 | 0 | 0 | 0 | 0 | 0 | 0 | 0 | 0
2025-11-01 | 125 | 1 | 6337.5 | 0 | 0 | 0 | 0 | 6337.5 | 6337.5 | 6337.5 | 0 | 0 | 0 | 0 | 0 | 0 | 0 | 0 | 0
2025-12-01 | 126 | 1 | 6337.5 | 0 | 0 | 0 | 0 | 6337.5 | 6337.5 | 6337.5 | 0 | 0 | 0 | 0 | 0 | 0 | 0 | 0 | 0
2026-01-01 | 127 | 1 | 6337.5 | 0 | 0 | 0 | 0 | 6337.5 | 6337.5 | 6337.5 | 0 | 0 | 0 | 0 | 0 | 0 | 0 | 0 | 0
2026-02-01 | 128 | 1 | 6337.5 | 0 | 0 | 0 | 0 | 6337.5 | 6337.5 | 6337.5 | 0 | 0 | 0 | 0 | 0 | 0 | 0 | 0 | 0
2026-03-01 | 129 | 1 | 6337.5 | 0 | 0 | 0 | 0 | 6337.5 | 6337.5 | 6337.5 | 0 | 0 | 0 | 0 | 0 | 0 | 0 | 0 | 0
2026-04-01 | 130 | 1 | 6337.5 | 0 | 0 | 0 | 0 | 6337.5 | 6337.5 | 6337.5 | 0 | 0 | 0 | 0 | 0 | 0 | 0 | 0 | 0
2026-05-01 | 131 | 1 | 6337.5 | 0 | 0 | 0 | 0 | 6337.5 | 6337.5 | 6337.5 | 0 | 0 | 0 | 0 | 0 | 0 | 0 | 0 | 0
2026-06-01 | 132 | 1 | 6337.5 | 0 | 0 | 0 | 0 | 6337.5 | 6337.5 | 6337.5 | 0 | 0 | 0 | 0 | 0 | 0 | 0 | 0 | 0
2026-07-01 | 133 | 1 | 6337.5 | 0 | 0 | 0 | 0 | 6337.5 | 6337.5 | 6337.5 | 0 | 0 | 0 | 0 | 0 | 0 | 0 | 0 | 0
2026-08-01 | 134 | 1 | 6337.5 | 0 | 0 | 0 | 0 | 6337.5 | 6337.5 | 6337.5 | 0 | 0 | 0 | 0 | 0 | 0 | 0 | 0 | 0
2026-09-01 | 135 | 1 | 6337.5 | 0 | 0 | 0 | 0 | 6337.5 | 6337.5 | 6337.5 | 0 | 0 | 0 | 0 | 0 | 0 | 0 | 0 | 0
2026-10-01 | 136 | 1 | 6337.5 | 0 | 0 | 0 | 0 | 6337.5 | 6337.5 | 6337.5 | 0 | 0 | 0 | 0 | 0 | 0 | 0 | 0 | 0
2026-11-01 | 137 | 1 | 6337.5 | 0 | 0 | 0 | 0 | 6337.5 | 6337.5 | 6337.5 | 0 | 0 | 0 | 0 | 0 | 0 | 0 | 0 | 0
2026-12-01 | 138 | 1 | 6337.5 | 0 | 0 | 0 | 0 | 6337.5 | 6337.5 | 6337.5 | 0 | 0 | 0 | 0 | 0 | 0 | 0 | 0 | 0
2027-01-01 | 139 | 1 | 6337.5 | 0 | 0 | 0 | 0 | 6337.5 | 6337.5 | 6337.5 | 0 | 0 | 0 | 0 | 0 | 0 | 0 | 0 | 0
2027-02-01 | 140 | 1 | 6337.5 | 0 | 0 | 0 | 0 | 6337.5 | 6337.5 | 6337.5 | 0 | 0 | 0 | 0 | 0 | 0 | 0 | 0 | 0
2027-03-01 | 141 | 1 | 6337.5 | 0 | 0 | 0 | 0 | 6337.5 | 6337.5 | 6337.5 | 0 | 0 | 0 | 0 | 0 | 0 | 0 | 0 | 0
2027-04-01 | 142 | 1 | 6337.5 | 0 | 0 | 0 | 0 | 6337.5 | 6337.5 | 6337.5 | 0 | 0 | 0 | 0 | 0 | 0 | 0 | 0 | 0
2027-05-01 | 143 | 1 | 6337.5 | 0 | 0 | 0 | 0 | 6337.5 | 6337.5 | 6337.5 | 0 | 0 | 0 | 0 | 0 | 0 | 0 | 0 | 0
2027-06-01 | 144 | 1 | 6337.5 | 0 | 0 | 0 | 0 | 6337.5 | 6337.5 | 6337.5 | 0 | 0 | 0 | 0 | 0 | 0 | 0 | 0 | 0
2027-07-01 | 145 | 1 | 6337.5 | 0 | 0 | 0 | 0 | 6337.5 | 6337.5 | 6337.5 | 0 | 0 | 0 | 0 | 0 | 0 | 0 | 0 | 0
2027-08-01 | 146 | 1 | 6337.5 | 0 | 0 | 0 | 0 | 6337.5 | 6337.5 | 6337.5 | 0 | 0 | 0 | 0 | 0 | 0 | 0 | 0 | 0
2027-09-01 | 147 | 1 | 6337.5 | 0 | 0 | 0 | 0 | 6337.5 | 6337.5 | 6337.5 | 0 | 0 | 0 | 0 | 0 | 0 | 0 | 0 | 0
2027-10-01 | 148 | 1 | 6337.5 | 0 | 0 | 0 | 0 | 6337.5 | 6337.5 | 6337.5 | 0 | 0 | 0 | 0 | 0 | 0 | 0 | 0 | 0
2027-11-01 | 149 | 1 | 6337.5 | 0 | 0 | 0 | 0 | 6337.5 | 6337.5 | 6337.5 | 0 | 0 | 0 | 0 | 0 | 0 | 0 | 0 | 0
2027-12-01 | 150 | 1 | 6337.5 | 0 | 0 | 0 | 0 | 6337.5 | 6337.5 | 6337.5 | 0 | 0 | 0 | 0 | 0 | 0 | 0 | 0 | 0
2028-01-01 | 151 | 1 | 6337.5 | 0 | 0 | 0 | 0 | 6337.5 | 6337.5 | 6337.5 | 0 | 0 | 0 | 0 | 0 | 0 | 0 | 0 | 0
2028-02-01 | 152 | 1 | 6337.5 | 0 | 0 | 0 | 0 | 6337.5 | 6337.5 | 6337.5 | 0 | 0 | 0 | 0 | 0 | 0 | 0 | 0 | 0
2028-03-01 | 153 | 1 | 6337.5 | 0 | 0 | 0 | 0 | 6337.5 | 6337.5 | 6337.5 | 0 | 0 | 0 | 0 | 0 | 0 | 0 | 0 | 0
2028-04-01 | 154 | 1 | 6337.5 | 0 | 0 | 0 | 0 | 6337.5 | 6337.5 | 6337.5 | 0 | 0 | 0 | 0 | 0 | 0 | 0 | 0 | 0
2028-05-01 | 155 | 1 | 6337.5 | 0 | 0 | 0 | 0 | 6337.5 | 6337.5 | 6337.5 | 0 | 0 | 0 | 0 | 0 | 0 | 0 | 0 | 0
2028-06-01 | 156 | 1 | 6337.5 | 0 | 0 | 0 | 0 | 6337.5 | 6337.5 | 6337.5 | 0 | 0 | 0 | 0 | 0 | 0 | 0 | 0 | 0
2028-07-01 | 157 | 1 | 6337.5 | 0 | 0 | 0 | 0 | 6337.5 | 6337.5 | 6337.5 | 0 | 0 | 0 | 0 | 0 | 0 | 0 | 0 | 0
2028-08-01 | 158 | 1 | 6337.5 | 0 | 0 | 0 | 0 | 6337.5 | 6337.5 | 6337.5 | 0 | 0 | 0 | 0 | 0 | 0 | 0 | 0 | 0
2028-09-01 | 159 | 1 | 6337.5 | 0 | 0 | 0 | 0 | 6337.5 | 6337.5 | 6337.5 | 0 | 0 | 0 | 0 | 0 | 0 | 0 | 0 | 0
2028-10-01 | 160 | 1 | 6337.5 | 0 | 0 | 0 | 0 | 6337.5 | 6337.5 | 6337.5 | 0 | 0 | 0 | 0 | 0 | 0 | 0 | 0 | 0
2028-11-01 | 161 | 1 | 6337.5 | 0 | 0 | 0 | 0 | 6337.5 | 6337.5 | 6337.5 | 0 | 0 | 0 | 0 | 0 | 0 | 0 | 0 | 0
2028-12-01 | 162 | 1 | 6337.5 | 0 | 0 | 0 | 0 | 6337.5 | 6337.5 | 6337.5 | 0 | 0 | 0 | 0 | 0 | 0 | 0 | 0 | 0
2029-01-01 | 163 | 1 | 6337.5 | 0 | 0 | 0 | 0 | 6337.5 | 6337.5 | 6337.5 | 0 | 0 | 0 | 0 | 0 | 0 | 0 | 0 | 0
2029-02-01 | 164 | 1 | 6337.5 | 0 | 0 | 0 | 0 | 6337.5 | 6337.5 | 6337.5 | 0 | 0 | 0 | 0 | 0 | 0 | 0 | 0 | 0
2029-03-01 | 165 | 1 | 6337.5 | 0 | 0 | 0 | 0 | 6337.5 | 6337.5 | 6337.5 | 0 | 0 | 0 | 0 | 0 | 0 | 0 | 0 | 0
2029-04-01 | 166 | 1 | 6337.5 | 0 | 0 | 0 | 0 | 6337.5 | 6337.5 | 6337.5 | 0 | 0 | 0 | 0 | 0 | 0 | 0 | 0 | 0
2029-05-01 | 167 | 1 | 6337.5 | 0 | 0 | 0 | 0 | 6337.5 | 6337.5 | 6337.5 | 0 | 0 | 0 | 0 | 0 | 0 | 0 | 0 | 0
2029-06-01 | 168 | 1 | 6337.5 | 0 | 0 | 0 | 0 | 6337.5 | 6337.5 | 6337.5 | 0 | 0 | 0 | 0 | 0 | 0 | 0 | 0 | 0
2029-07-01 | 169 | 1 | 6337.5 | 0 | 0 | 0 | 0 | 6337.5 | 6337.5 | 6337.5 | 0 | 0 | 0 | 0 | 0 | 0 | 0 | 0 | 0
2029-08-01 | 170 | 1 | 6337.5 | 0 | 0 | 0 | 0 | 6337.5 | 6337.5 | 6337.5 | 0 | 0 | 0 | 0 | 0 | 0 | 0 | 0 | 0
2029-09-01 | 171 | 1 | 6337.5 | 0 | 0 | 0 | 0 | 6337.5 | 6337.5 | 6337.5 | 0 | 0 | 0 | 0 | 0 | 0 | 0 | 0 | 0
2029-10-01 | 172 | 1 | 6337.5 | 0 | 0 | 0 | 0 | 6337.5 | 6337.5 | 6337.5 | 0 | 0 | 0 | 0 | 0 | 0 | 0 | 0 | 0
2029-11-01 | 173 | 1 | 6337.5 | 0 | 0 | 0 | 0 | 6337.5 | 6337.5 | 6337.5 | 0 | 0 | 0 | 0 | 0 | 0 | 0 | 0 | 0
2029-12-01 | 174 | 1 | 6337.5 | 0 | 0 | 0 | 0 | 6337.5 | 6337.5 | 6337.5 | 0 | 0 | 0 | 0 | 0 | 0 | 0 | 0 | 0
2030-01-01 | 175 | 1 | 6337.5 | 0 | 0 | 0 | 0 | 6337.5 | 6337.5 | 6337.5 | 0 | 0 | 0 | 0 | 0 | 0 | 0 | 0 | 0
2030-02-01 | 176 | 1 | 6337.5 | 0 | 0 | 0 | 0 | 6337.5 | 6337.5 | 6337.5 | 0 | 0 | 0 | 0 | 0 | 0 | 0 | 0 | 0
2030-03-01 | 177 | 1 | 6337.5 | 0 | 0 | 0 | 0 | 6337.5 | 6337.5 | 6337.5 | 0 | 0 | 0 | 0 | 0 | 0 | 0 | 0 | 0
2030-04-01 | 178 | 1 | 6337.5 | 0 | 0 | 0 | 0 | 6337.5 | 6337.5 | 6337.5 | 0 | 0 | 0 | 0 | 0 | 0 | 0 | 0 | 0
2030-05-01 | 179 | 1 | 6337.5 | 0 | 0 | 0 | 0 | 6337.5 | 6337.5 | 6337.5 | 0 | 0 | 0 | 0 | 0 | 0 | 0 | 0 | 0
2030-06-01 | 180 | 1 | 6337.5 | 0 | 0 | 0 | 0 | 6337.5 | 6337.5 | 6337.5 | 0 | 0 | 0 | 0 | 0 | 0 | 0 | 0 | 0
2030-07-01 | 181 | 1 | 6337.5 | 0 | 0 | 0 | 0 | 6337.5 | 6337.5 | 6337.5 | 0 | 0 | 0 | 0 | 0 | 0 | 0 | 0 | 0
2030-08-01 | 182 | 1 | 6337.5 | 0 | 0 | 0 | 0 | 6337.5 | 6337.5 | 6337.5 | 0 | 0 | 0 | 0 | 0 | 0 | 0 | 0 | 0
2030-09-01 | 183 | 1 | 6337.5 | 0 | 0 | 0 | 0 | 6337.5 | 6337.5 | 6337.5 | 0 | 0 | 0 | 0 | 0 | 0 | 0 | 0 | 0
2030-10-01 | 184 | 1 | 6337.5 | 0 | 0 | 0 | 0 | 6337.5 | 6337.5 | 6337.5 | 0 | 0 | 0 | 0 | 0 | 0 | 0 | 0 | 0
2030-11-01 | 185 | 1 | 6337.5 | 0 | 0 | 0 | 0 | 6337.5 | 6337.5 | 6337.5 | 0 | 0 | 0 | 0 | 0 | 0 | 0 | 0 | 0
2030-12-01 | 186 | 1 | 6337.5 | 0 | 0 | 0 | 0 | 6337.5 | 6337.5 | 6337.5 | 0 | 0 | 0 | 0 | 0 | 0 | 0 | 0 | 0
2031-01-01 | 187 | 1 | 6337.5 | 0 | 0 | 0 | 0 | 6337.5 | 6337.5 | 6337.5 | 0 | 0 | 0 | 0 | 0 | 0 | 0 | 0 | 0
2031-02-01 | 188 | 1 | 6337.5 | 0 | 0 | 0 | 0 | 6337.5 | 6337.5 | 6337.5 | 0 | 0 | 0 | 0 | 0 | 0 | 0 | 0 | 0
2031-03-01 | 189 | 1 | 6337.5 | 0 | 0 | 0 | 0 | 6337.5 | 6337.5 | 6337.5 | 0 | 0 | 0 | 0 | 0 | 0 | 0 | 0 | 0
2031-04-01 | 190 | 1 | 6337.5 | 0 | 0 | 0 | 0 | 6337.5 | 6337.5 | 6337.5 | 0 | 0 | 0 | 0 | 0 | 0 | 0 | 0 | 0
2031-05-01 | 191 | 1 | 6337.5 | 0 | 0 | 0 | 0 | 6337.5 | 6337.5 | 6337.5 | 0 | 0 | 0 | 0 | 0 | 0 | 0 | 0 | 0
2031-06-01 | 192 | 1 | 6337.5 | 0 | 0 | 0 | 0 | 6337.5 | 6337.5 | 6337.5 | 0 | 0 | 0 | 0 | 0 | 0 | 0 | 0 | 0
2031-07-01 | 193 | 1 | 6337.5 | 0 | 0 | 0 | 0 | 6337.5 | 6337.5 | 6337.5 | 0 | 0 | 0 | 0 | 0 | 0 | 0 | 0 | 0
2031-08-01 | 194 | 1 | 6337.5 | 0 | 0 | 0 | 0 | 6337.5 | 6337.5 | 6337.5 | 0 | 0 | 0 | 0 | 0 | 0 | 0 | 0 | 0
2031-09-01 | 195 | 1 | 6337.5 | 0 | 0 | 0 | 0 | 6337.5 | 6337.5 | 6337.5 | 0 | 0 | 0 | 0 | 0 | 0 | 0 | 0 | 0
2031-10-01 | 196 | 1 | 6337.5 | 0 | 0 | 0 | 0 | 6337.5 | 6337.5 | 6337.5 | 0 | 0 | 0 | 0 | 0 | 0 | 0 | 0 | 0
2031-11-01 | 197 | 1 | 6337.5 | 0 | 0 | 0 | 0 | 6337.5 | 6337.5 | 6337.5 | 0 | 0 | 0 | 0 | 0 | 0 | 0 | 0 | 0
2031-12-01 | 198 | 1 | 6337.5 | 0 | 0 | 0 | 0 | 6337.5 | 6337.5 | 6337.5 | 0 | 0 | 0 | 0 | 0 | 0 | 0 | 0 | 0
2032-01-01 | 199 | 1 | 6337.5 | 0 | 0 | 0 | 0 | 6337.5 | 6337.5 | 6337.5 | 0 | 0 | 0 | 0 | 0 | 0 | 0 | 0 | 0
2032-02-01 | 200 | 1 | 6337.5 | 0 | 0 | 0 | 0 | 6337.5 | 6337.5 | 6337.5 | 0 | 0 | 0 | 0 | 0 | 0 | 0 | 0 | 0
2032-03-01 | 201 | 1 | 6337.5 | 0 | 0 | 0 | 0 | 6337.5 | 6337.5 | 6337.5 | 0 | 0 | 0 | 0 | 0 | 0 | 0 | 0 | 0
2032-04-01 | 202 | 1 | 6337.5 | 0 | 0 | 0 | 0 | 6337.5 | 6337.5 | 6337.5 | 0 | 0 | 0 | 0 | 0 | 0 | 0 | 0 | 0
2032-05-01 | 203 | 1 | 6337.5 | 0 | 0 | 0 | 0 | 6337.5 | 6337.5 | 6337.5 | 0 | 0 | 0 | 0 | 0 | 0 | 0 | 0 | 0
2032-06-01 | 204 | 1 | 6337.5 | 0 | 0 | 0 | 0 | 6337.5 | 6337.5 | 6337.5 | 0 | 0 | 0 | 0 | 0 | 0 | 0 | 0 | 0
2032-07-01 | 205 | 1 | 6337.5 | 0 | 0 | 0 | 0 | 6337.5 | 6337.5 | 6337.5 | 0 | 0 | 0 | 0 | 0 | 0 | 0 | 0 | 0
2032-08-01 | 206 | 1 | 6337.5 | 0 | 0 | 0 | 0 | 6337.5 | 6337.5 | 6337.5 | 0 | 0 | 0 | 0 | 0 | 0 | 0 | 0 | 0
2032-09-01 | 207 | 1 | 6337.5 | 0 | 0 | 0 | 0 | 6337.5 | 6337.5 | 6337.5 | 0 | 0 | 0 | 0 | 0 | 0 | 0 | 0 | 0
2032-10-01 | 208 | 1 | 6337.5 | 0 | 0 | 0 | 0 | 6337.5 | 6337.5 | 6337.5 | 0 | 0 | 0 | 0 | 0 | 0 | 0 | 0 | 0
2032-11-01 | 209 | 1 | 6337.5 | 0 | 0 | 0 | 0 | 6337.5 | 6337.5 | 6337.5 | 0 | 0 | 0 | 0 | 0 | 0 | 0 | 0 | 0
2032-12-01 | 210 | 1 | 6337.5 | 0 | 0 | 0 | 0 | 6337.5 | 6337.5 | 6337.5 | 0 | 0 | 0 | 0 | 0 | 0 | 0 | 0 | 0
2033-01-01 | 211 | 1 | 6337.5 | 0 | 0 | 0 | 0 | 6337.5 | 6337.5 | 6337.5 | 0 | 0 | 0 | 0 | 0 | 0 | 0 | 0 | 0
2033-02-01 | 212 | 1 | 6337.5 | 0 | 0 | 0 | 0 | 6337.5 | 6337.5 | 6337.5 | 0 | 0 | 0 | 0 | 0 | 0 | 0 | 0 | 0
2033-03-01 | 213 | 1 | 6337.5 | 0 | 0 | 0 | 0 | 6337.5 | 6337.5 | 6337.5 | 0 | 0 | 0 | 0 | 0 | 0 | 0 | 0 | 0
2033-04-01 | 214 | 1 | 6337.5 | 0 | 0 | 0 | 0 | 6337.5 | 6337.5 | 6337.5 | 0 | 0 | 0 | 0 | 0 | 0 | 0 | 0 | 0
2033-05-01 | 215 | 1 | 6337.5 | 0 | 0 | 0 | 0 | 6337.5 | 6337.5 | 6337.5 | 0 | 0 | 0 | 0 | 0 | 0 | 0 | 0 | 0
2033-06-01 | 216 | 1 | 6337.5 | 0 | 0 | 0 | 0 | 6337.5 | 6337.5 | 6337.5 | 0 | 0 | 0 | 0 | 0 | 0 | 0 | 0 | 0
2033-07-01 | 217 | 1 | 6337.5 | 0 | 0 | 0 | 0 | 6337.5 | 6337.5 | 6337.5 | 0 | 0 | 0 | 0 | 0 | 0 | 0 | 0 | 0
2033-08-01 | 218 | 1 | 6337.5 | 0 | 0 | 0 | 0 | 6337.5 | 6337.5 | 6337.5 | 0 | 0 | 0 | 0 | 0 | 0 | 0 | 0 | 0
2033-09-01 | 219 | 1 | 6337.5 | 0 | 0 | 0 | 0 | 6337.5 | 6337.5 | 6337.5 | 0 | 0 | 0 | 0 | 0 | 0 | 0 | 0 | 0
2033-10-01 | 220 | 1 | 6337.5 | 0 | 0 | 0 | 0 | 6337.5 | 6337.5 | 6337.5 | 0 | 0 | 0 | 0 | 0 | 0 | 0 | 0 | 0
2033-11-01 | 221 | 1 | 6337.5 | 0 | 0 | 0 | 0 | 6337.5 | 6337.5 | 6337.5 | 0 | 0 | 0 | 0 | 0 | 0 | 0 | 0 | 0
2033-12-01 | 222 | 1 | 6337.5 | 0 | 0 | 0 | 0 | 6337.5 | 6337.5 | 6337.5 | 0 | 0 | 0 | 0 | 0 | 0 | 0 | 0 | 0
2034-01-01 | 223 | 1 | 6337.5 | 0 | 0 | 0 | 0 | 6337.5 | 6337.5 | 6337.5 | 0 | 0 | 0 | 0 | 0 | 0 | 0 | 0 | 0
2034-02-01 | 224 | 1 | 6337.5 | 0 | 0 | 0 | 0 | 6337.5 | 6337.5 | 6337.5 | 0 | 0 | 0 | 0 | 0 | 0 | 0 | 0 | 0
2034-03-01 | 225 | 1 | 6337.5 | 0 | 0 | 0 | 0 | 6337.5 | 6337.5 | 6337.5 | 0 | 0 | 0 | 0 | 0 | 0 | 0 | 0 | 0
2034-04-01 | 226 | 1 | 6337.5 | 0 | 0 | 0 | 0 | 6337.5 | 6337.5 | 6337.5 | 0 | 0 | 0 | 0 | 0 | 0 | 0 | 0 | 0
2034-05-01 | 227 | 1 | 6337.5 | 0 | 0 | 0 | 0 | 6337.5 | 6337.5 | 6337.5 | 0 | 0 | 0 | 0 | 0 | 0 | 0 | 0 | 0
2034-06-01 | 228 | 1 | 6337.5 | 0 | 0 | 0 | 0 | 6337.5 | 6337.5 | 6337.5 | 0 | 0 | 0 | 0 | 0 | 0 | 0 | 0 | 0
2034-07-01 | 229 | 1 | 6337.5 | 0 | 0 | 0 | 0 | 6337.5 | 6337.5 | 6337.5 | 0 | 0 | 0 | 0 | 0 | 0 | 0 | 0 | 0
2034-08-01 | 230 | 1 | 6337.5 | 0 | 0 | 0 | 0 | 6337.5 | 6337.5 | 6337.5 | 0 | 0 | 0 | 0 | 0 | 0 | 0 | 0 | 0
2034-09-01 | 231 | 1 | 6337.5 | 0 | 0 | 0 | 0 | 6337.5 | 6337.5 | 6337.5 | 0 | 0 | 0 | 0 | 0 | 0 | 0 | 0 | 0
2034-10-01 | 232 | 1 | 6337.5 | 0 | 0 | 0 | 0 | 6337.5 | 6337.5 | 6337.5 | 0 | 0 | 0 | 0 | 0 | 0 | 0 | 0 | 0
2034-11-01 | 233 | 1 | 6337.5 | 0 | 0 | 0 | 0 | 6337.5 | 6337.5 | 6337.5 | 0 | 0 | 0 | 0 | 0 | 0 | 0 | 0 | 0
2034-12-01 | 234 | 1 | 6337.5 | 0 | 0 | 0 | 0 | 6337.5 | 6337.5 | 6337.5 | 0 | 0 | 0 | 0 | 0 | 0 | 0 | 0 | 0
2035-01-01 | 235 | 1 | 6337.5 | 0 | 0 | 0 | 0 | 6337.5 | 6337.5 | 6337.5 | 0 | 0 | 0 | 0 | 0 | 0 | 0 | 0 | 0
2035-02-01 | 236 | 1 | 6337.5 | 0 | 0 | 0 | 0 | 6337.5 | 6337.5 | 6337.5 | 0 | 0 | 0 | 0 | 0 | 0 | 0 | 0 | 0
2035-03-01 | 237 | 1 | 6337.5 | 0 | 0 | 0 | 0 | 6337.5 | 6337.5 | 6337.5 | 0 | 0 | 0 | 0 | 0 | 0 | 0 | 0 | 0
2035-04-01 | 238 | 1 | 6337.5 | 0 | 0 | 0 | 0 | 6337.5 | 6337.5 | 6337.5 | 0 | 0 | 0 | 0 | 0 | 0 | 0 | 0 | 0
2035-05-01 | 239 | 1 | 6337.5 | 0 | 0 | 0 | 0 | 6337.5 | 6337.5 | 6337.5 | 0 | 0 | 0 | 0 | 0 | 0 | 0 | 0 | 0
2035-06-01 | 240 | 1 | 6337.5 | 0 | 0 | 0 | 0 | 6337.5 | 6337.5 | 6337.5 | 0 | 0 | 0 | 0 | 0 | 0 | 0 | 0 | 0
Formulas:
Month = DATE(YEAR([Month, row above]),MONTH([Month, row above])+1,1)
Month = IF([Count]="NA","NA",DATE(YEAR([Month, row above]),MONTH([Month, row above])+1,1))

## Stage (1) Investment
Additional Detail: Stage (1) Monthly Investment
Participant: |  | Name of Market Participant (Customer) |  |  |  |  | Tariff: | AESO 2014
Project: |  | Project Name |  |  |  |  | Effective: | 1 Jul 2015
Number: |  | Project Number |  | Type: | DTS Only |  | To: | Current
Stage and Month Lookup
Stage | Months |  | Start | End
1 | 239.9667 |  | 2015-07-01 | 2035-06-30
Stage (1) Calculated Investment per Month of Maximum Investment Term
|  |  | Investment per Month by Tier |  |  |  |  | Nominal
Month | Count | Stage | Tier (a) | Tier (b) | Tier (c) | Tier (d) | Tier (e) | Monthly
2015-07-01 | 1 | 1 | 6337.5 | 0 | 0 | 0 | 0 | 6337.5
2015-08-01 | 2 | 1 | 6337.5 | 0 | 0 | 0 | 0 | 6337.5
2015-09-01 | 3 | 1 | 6337.5 | 0 | 0 | 0 | 0 | 6337.5
2015-10-01 | 4 | 1 | 6337.5 | 0 | 0 | 0 | 0 | 6337.5
2015-11-01 | 5 | 1 | 6337.5 | 0 | 0 | 0 | 0 | 6337.5
2015-12-01 | 6 | 1 | 6337.5 | 0 | 0 | 0 | 0 | 6337.5
2016-01-01 | 7 | 1 | 6337.5 | 0 | 0 | 0 | 0 | 6337.5
2016-02-01 | 8 | 1 | 6337.5 | 0 | 0 | 0 | 0 | 6337.5
2016-03-01 | 9 | 1 | 6337.5 | 0 | 0 | 0 | 0 | 6337.5
2016-04-01 | 10 | 1 | 6337.5 | 0 | 0 | 0 | 0 | 6337.5
2016-05-01 | 11 | 1 | 6337.5 | 0 | 0 | 0 | 0 | 6337.5
2016-06-01 | 12 | 1 | 6337.5 | 0 | 0 | 0 | 0 | 6337.5
2016-07-01 | 13 | 1 | 6337.5 | 0 | 0 | 0 | 0 | 6337.5
2016-08-01 | 14 | 1 | 6337.5 | 0 | 0 | 0 | 0 | 6337.5
2016-09-01 | 15 | 1 | 6337.5 | 0 | 0 | 0 | 0 | 6337.5
2016-10-01 | 16 | 1 | 6337.5 | 0 | 0 | 0 | 0 | 6337.5
2016-11-01 | 17 | 1 | 6337.5 | 0 | 0 | 0 | 0 | 6337.5
2016-12-01 | 18 | 1 | 6337.5 | 0 | 0 | 0 | 0 | 6337.5
2017-01-01 | 19 | 1 | 6337.5 | 0 | 0 | 0 | 0 | 6337.5
2017-02-01 | 20 | 1 | 6337.5 | 0 | 0 | 0 | 0 | 6337.5
2017-03-01 | 21 | 1 | 6337.5 | 0 | 0 | 0 | 0 | 6337.5
2017-04-01 | 22 | 1 | 6337.5 | 0 | 0 | 0 | 0 | 6337.5
2017-05-01 | 23 | 1 | 6337.5 | 0 | 0 | 0 | 0 | 6337.5
2017-06-01 | 24 | 1 | 6337.5 | 0 | 0 | 0 | 0 | 6337.5
2017-07-01 | 25 | 1 | 6337.5 | 0 | 0 | 0 | 0 | 6337.5
2017-08-01 | 26 | 1 | 6337.5 | 0 | 0 | 0 | 0 | 6337.5
2017-09-01 | 27 | 1 | 6337.5 | 0 | 0 | 0 | 0 | 6337.5
2017-10-01 | 28 | 1 | 6337.5 | 0 | 0 | 0 | 0 | 6337.5
2017-11-01 | 29 | 1 | 6337.5 | 0 | 0 | 0 | 0 | 6337.5
2017-12-01 | 30 | 1 | 6337.5 | 0 | 0 | 0 | 0 | 6337.5
2018-01-01 | 31 | 1 | 6337.5 | 0 | 0 | 0 | 0 | 6337.5
2018-02-01 | 32 | 1 | 6337.5 | 0 | 0 | 0 | 0 | 6337.5
2018-03-01 | 33 | 1 | 6337.5 | 0 | 0 | 0 | 0 | 6337.5
2018-04-01 | 34 | 1 | 6337.5 | 0 | 0 | 0 | 0 | 6337.5
2018-05-01 | 35 | 1 | 6337.5 | 0 | 0 | 0 | 0 | 6337.5
2018-06-01 | 36 | 1 | 6337.5 | 0 | 0 | 0 | 0 | 6337.5
2018-07-01 | 37 | 1 | 6337.5 | 0 | 0 | 0 | 0 | 6337.5
2018-08-01 | 38 | 1 | 6337.5 | 0 | 0 | 0 | 0 | 6337.5
2018-09-01 | 39 | 1 | 6337.5 | 0 | 0 | 0 | 0 | 6337.5
2018-10-01 | 40 | 1 | 6337.5 | 0 | 0 | 0 | 0 | 6337.5
2018-11-01 | 41 | 1 | 6337.5 | 0 | 0 | 0 | 0 | 6337.5
2018-12-01 | 42 | 1 | 6337.5 | 0 | 0 | 0 | 0 | 6337.5
2019-01-01 | 43 | 1 | 6337.5 | 0 | 0 | 0 | 0 | 6337.5
2019-02-01 | 44 | 1 | 6337.5 | 0 | 0 | 0 | 0 | 6337.5
2019-03-01 | 45 | 1 | 6337.5 | 0 | 0 | 0 | 0 | 6337.5
2019-04-01 | 46 | 1 | 6337.5 | 0 | 0 | 0 | 0 | 6337.5
2019-05-01 | 47 | 1 | 6337.5 | 0 | 0 | 0 | 0 | 6337.5
2019-06-01 | 48 | 1 | 6337.5 | 0 | 0 | 0 | 0 | 6337.5
2019-07-01 | 49 | 1 | 6337.5 | 0 | 0 | 0 | 0 | 6337.5
2019-08-01 | 50 | 1 | 6337.5 | 0 | 0 | 0 | 0 | 6337.5
2019-09-01 | 51 | 1 | 6337.5 | 0 | 0 | 0 | 0 | 6337.5
2019-10-01 | 52 | 1 | 6337.5 | 0 | 0 | 0 | 0 | 6337.5
2019-11-01 | 53 | 1 | 6337.5 | 0 | 0 | 0 | 0 | 6337.5
2019-12-01 | 54 | 1 | 6337.5 | 0 | 0 | 0 | 0 | 6337.5
2020-01-01 | 55 | 1 | 6337.5 | 0 | 0 | 0 | 0 | 6337.5
2020-02-01 | 56 | 1 | 6337.5 | 0 | 0 | 0 | 0 | 6337.5
2020-03-01 | 57 | 1 | 6337.5 | 0 | 0 | 0 | 0 | 6337.5
2020-04-01 | 58 | 1 | 6337.5 | 0 | 0 | 0 | 0 | 6337.5
2020-05-01 | 59 | 1 | 6337.5 | 0 | 0 | 0 | 0 | 6337.5
2020-06-01 | 60 | 1 | 6337.5 | 0 | 0 | 0 | 0 | 6337.5
2020-07-01 | 61 | 1 | 6337.5 | 0 | 0 | 0 | 0 | 6337.5
2020-08-01 | 62 | 1 | 6337.5 | 0 | 0 | 0 | 0 | 6337.5
2020-09-01 | 63 | 1 | 6337.5 | 0 | 0 | 0 | 0 | 6337.5
2020-10-01 | 64 | 1 | 6337.5 | 0 | 0 | 0 | 0 | 6337.5
2020-11-01 | 65 | 1 | 6337.5 | 0 | 0 | 0 | 0 | 6337.5
2020-12-01 | 66 | 1 | 6337.5 | 0 | 0 | 0 | 0 | 6337.5
2021-01-01 | 67 | 1 | 6337.5 | 0 | 0 | 0 | 0 | 6337.5
2021-02-01 | 68 | 1 | 6337.5 | 0 | 0 | 0 | 0 | 6337.5
2021-03-01 | 69 | 1 | 6337.5 | 0 | 0 | 0 | 0 | 6337.5
2021-04-01 | 70 | 1 | 6337.5 | 0 | 0 | 0 | 0 | 6337.5
2021-05-01 | 71 | 1 | 6337.5 | 0 | 0 | 0 | 0 | 6337.5
2021-06-01 | 72 | 1 | 6337.5 | 0 | 0 | 0 | 0 | 6337.5
2021-07-01 | 73 | 1 | 6337.5 | 0 | 0 | 0 | 0 | 6337.5
2021-08-01 | 74 | 1 | 6337.5 | 0 | 0 | 0 | 0 | 6337.5
2021-09-01 | 75 | 1 | 6337.5 | 0 | 0 | 0 | 0 | 6337.5
2021-10-01 | 76 | 1 | 6337.5 | 0 | 0 | 0 | 0 | 6337.5
2021-11-01 | 77 | 1 | 6337.5 | 0 | 0 | 0 | 0 | 6337.5
2021-12-01 | 78 | 1 | 6337.5 | 0 | 0 | 0 | 0 | 6337.5
2022-01-01 | 79 | 1 | 6337.5 | 0 | 0 | 0 | 0 | 6337.5
2022-02-01 | 80 | 1 | 6337.5 | 0 | 0 | 0 | 0 | 6337.5
2022-03-01 | 81 | 1 | 6337.5 | 0 | 0 | 0 | 0 | 6337.5
2022-04-01 | 82 | 1 | 6337.5 | 0 | 0 | 0 | 0 | 6337.5
2022-05-01 | 83 | 1 | 6337.5 | 0 | 0 | 0 | 0 | 6337.5
2022-06-01 | 84 | 1 | 6337.5 | 0 | 0 | 0 | 0 | 6337.5
2022-07-01 | 85 | 1 | 6337.5 | 0 | 0 | 0 | 0 | 6337.5
2022-08-01 | 86 | 1 | 6337.5 | 0 | 0 | 0 | 0 | 6337.5
2022-09-01 | 87 | 1 | 6337.5 | 0 | 0 | 0 | 0 | 6337.5
2022-10-01 | 88 | 1 | 6337.5 | 0 | 0 | 0 | 0 | 6337.5
2022-11-01 | 89 | 1 | 6337.5 | 0 | 0 | 0 | 0 | 6337.5
2022-12-01 | 90 | 1 | 6337.5 | 0 | 0 | 0 | 0 | 6337.5
2023-01-01 | 91 | 1 | 6337.5 | 0 | 0 | 0 | 0 | 6337.5
2023-02-01 | 92 | 1 | 6337.5 | 0 | 0 | 0 | 0 | 6337.5
2023-03-01 | 93 | 1 | 6337.5 | 0 | 0 | 0 | 0 | 6337.5
2023-04-01 | 94 | 1 | 6337.5 | 0 | 0 | 0 | 0 | 6337.5
2023-05-01 | 95 | 1 | 6337.5 | 0 | 0 | 0 | 0 | 6337.5
2023-06-01 | 96 | 1 | 6337.5 | 0 | 0 | 0 | 0 | 6337.5
2023-07-01 | 97 | 1 | 6337.5 | 0 | 0 | 0 | 0 | 6337.5
2023-08-01 | 98 | 1 | 6337.5 | 0 | 0 | 0 | 0 | 6337.5
2023-09-01 | 99 | 1 | 6337.5 | 0 | 0 | 0 | 0 | 6337.5
2023-10-01 | 100 | 1 | 6337.5 | 0 | 0 | 0 | 0 | 6337.5
2023-11-01 | 101 | 1 | 6337.5 | 0 | 0 | 0 | 0 | 6337.5
2023-12-01 | 102 | 1 | 6337.5 | 0 | 0 | 0 | 0 | 6337.5
2024-01-01 | 103 | 1 | 6337.5 | 0 | 0 | 0 | 0 | 6337.5
2024-02-01 | 104 | 1 | 6337.5 | 0 | 0 | 0 | 0 | 6337.5
2024-03-01 | 105 | 1 | 6337.5 | 0 | 0 | 0 | 0 | 6337.5
2024-04-01 | 106 | 1 | 6337.5 | 0 | 0 | 0 | 0 | 6337.5
2024-05-01 | 107 | 1 | 6337.5 | 0 | 0 | 0 | 0 | 6337.5
2024-06-01 | 108 | 1 | 6337.5 | 0 | 0 | 0 | 0 | 6337.5
2024-07-01 | 109 | 1 | 6337.5 | 0 | 0 | 0 | 0 | 6337.5
2024-08-01 | 110 | 1 | 6337.5 | 0 | 0 | 0 | 0 | 6337.5
2024-09-01 | 111 | 1 | 6337.5 | 0 | 0 | 0 | 0 | 6337.5
2024-10-01 | 112 | 1 | 6337.5 | 0 | 0 | 0 | 0 | 6337.5
2024-11-01 | 113 | 1 | 6337.5 | 0 | 0 | 0 | 0 | 6337.5
2024-12-01 | 114 | 1 | 6337.5 | 0 | 0 | 0 | 0 | 6337.5
2025-01-01 | 115 | 1 | 6337.5 | 0 | 0 | 0 | 0 | 6337.5
2025-02-01 | 116 | 1 | 6337.5 | 0 | 0 | 0 | 0 | 6337.5
2025-03-01 | 117 | 1 | 6337.5 | 0 | 0 | 0 | 0 | 6337.5
2025-04-01 | 118 | 1 | 6337.5 | 0 | 0 | 0 | 0 | 6337.5
2025-05-01 | 119 | 1 | 6337.5 | 0 | 0 | 0 | 0 | 6337.5
2025-06-01 | 120 | 1 | 6337.5 | 0 | 0 | 0 | 0 | 6337.5
2025-07-01 | 121 | 1 | 6337.5 | 0 | 0 | 0 | 0 | 6337.5
2025-08-01 | 122 | 1 | 6337.5 | 0 | 0 | 0 | 0 | 6337.5
2025-09-01 | 123 | 1 | 6337.5 | 0 | 0 | 0 | 0 | 6337.5
2025-10-01 | 124 | 1 | 6337.5 | 0 | 0 | 0 | 0 | 6337.5
2025-11-01 | 125 | 1 | 6337.5 | 0 | 0 | 0 | 0 | 6337.5
2025-12-01 | 126 | 1 | 6337.5 | 0 | 0 | 0 | 0 | 6337.5
2026-01-01 | 127 | 1 | 6337.5 | 0 | 0 | 0 | 0 | 6337.5
2026-02-01 | 128 | 1 | 6337.5 | 0 | 0 | 0 | 0 | 6337.5
2026-03-01 | 129 | 1 | 6337.5 | 0 | 0 | 0 | 0 | 6337.5
2026-04-01 | 130 | 1 | 6337.5 | 0 | 0 | 0 | 0 | 6337.5
2026-05-01 | 131 | 1 | 6337.5 | 0 | 0 | 0 | 0 | 6337.5
2026-06-01 | 132 | 1 | 6337.5 | 0 | 0 | 0 | 0 | 6337.5
2026-07-01 | 133 | 1 | 6337.5 | 0 | 0 | 0 | 0 | 6337.5
2026-08-01 | 134 | 1 | 6337.5 | 0 | 0 | 0 | 0 | 6337.5
2026-09-01 | 135 | 1 | 6337.5 | 0 | 0 | 0 | 0 | 6337.5
2026-10-01 | 136 | 1 | 6337.5 | 0 | 0 | 0 | 0 | 6337.5
2026-11-01 | 137 | 1 | 6337.5 | 0 | 0 | 0 | 0 | 6337.5
2026-12-01 | 138 | 1 | 6337.5 | 0 | 0 | 0 | 0 | 6337.5
2027-01-01 | 139 | 1 | 6337.5 | 0 | 0 | 0 | 0 | 6337.5
2027-02-01 | 140 | 1 | 6337.5 | 0 | 0 | 0 | 0 | 6337.5
2027-03-01 | 141 | 1 | 6337.5 | 0 | 0 | 0 | 0 | 6337.5
2027-04-01 | 142 | 1 | 6337.5 | 0 | 0 | 0 | 0 | 6337.5
2027-05-01 | 143 | 1 | 6337.5 | 0 | 0 | 0 | 0 | 6337.5
2027-06-01 | 144 | 1 | 6337.5 | 0 | 0 | 0 | 0 | 6337.5
2027-07-01 | 145 | 1 | 6337.5 | 0 | 0 | 0 | 0 | 6337.5
2027-08-01 | 146 | 1 | 6337.5 | 0 | 0 | 0 | 0 | 6337.5
2027-09-01 | 147 | 1 | 6337.5 | 0 | 0 | 0 | 0 | 6337.5
2027-10-01 | 148 | 1 | 6337.5 | 0 | 0 | 0 | 0 | 6337.5
2027-11-01 | 149 | 1 | 6337.5 | 0 | 0 | 0 | 0 | 6337.5
2027-12-01 | 150 | 1 | 6337.5 | 0 | 0 | 0 | 0 | 6337.5
2028-01-01 | 151 | 1 | 6337.5 | 0 | 0 | 0 | 0 | 6337.5
2028-02-01 | 152 | 1 | 6337.5 | 0 | 0 | 0 | 0 | 6337.5
2028-03-01 | 153 | 1 | 6337.5 | 0 | 0 | 0 | 0 | 6337.5
2028-04-01 | 154 | 1 | 6337.5 | 0 | 0 | 0 | 0 | 6337.5
2028-05-01 | 155 | 1 | 6337.5 | 0 | 0 | 0 | 0 | 6337.5
2028-06-01 | 156 | 1 | 6337.5 | 0 | 0 | 0 | 0 | 6337.5
2028-07-01 | 157 | 1 | 6337.5 | 0 | 0 | 0 | 0 | 6337.5
2028-08-01 | 158 | 1 | 6337.5 | 0 | 0 | 0 | 0 | 6337.5
2028-09-01 | 159 | 1 | 6337.5 | 0 | 0 | 0 | 0 | 6337.5
2028-10-01 | 160 | 1 | 6337.5 | 0 | 0 | 0 | 0 | 6337.5
2028-11-01 | 161 | 1 | 6337.5 | 0 | 0 | 0 | 0 | 6337.5
2028-12-01 | 162 | 1 | 6337.5 | 0 | 0 | 0 | 0 | 6337.5
2029-01-01 | 163 | 1 | 6337.5 | 0 | 0 | 0 | 0 | 6337.5
2029-02-01 | 164 | 1 | 6337.5 | 0 | 0 | 0 | 0 | 6337.5
2029-03-01 | 165 | 1 | 6337.5 | 0 | 0 | 0 | 0 | 6337.5
2029-04-01 | 166 | 1 | 6337.5 | 0 | 0 | 0 | 0 | 6337.5
2029-05-01 | 167 | 1 | 6337.5 | 0 | 0 | 0 | 0 | 6337.5
2029-06-01 | 168 | 1 | 6337.5 | 0 | 0 | 0 | 0 | 6337.5
2029-07-01 | 169 | 1 | 6337.5 | 0 | 0 | 0 | 0 | 6337.5
2029-08-01 | 170 | 1 | 6337.5 | 0 | 0 | 0 | 0 | 6337.5
2029-09-01 | 171 | 1 | 6337.5 | 0 | 0 | 0 | 0 | 6337.5
2029-10-01 | 172 | 1 | 6337.5 | 0 | 0 | 0 | 0 | 6337.5
2029-11-01 | 173 | 1 | 6337.5 | 0 | 0 | 0 | 0 | 6337.5
2029-12-01 | 174 | 1 | 6337.5 | 0 | 0 | 0 | 0 | 6337.5
2030-01-01 | 175 | 1 | 6337.5 | 0 | 0 | 0 | 0 | 6337.5
2030-02-01 | 176 | 1 | 6337.5 | 0 | 0 | 0 | 0 | 6337.5
2030-03-01 | 177 | 1 | 6337.5 | 0 | 0 | 0 | 0 | 6337.5
2030-04-01 | 178 | 1 | 6337.5 | 0 | 0 | 0 | 0 | 6337.5
2030-05-01 | 179 | 1 | 6337.5 | 0 | 0 | 0 | 0 | 6337.5
2030-06-01 | 180 | 1 | 6337.5 | 0 | 0 | 0 | 0 | 6337.5
2030-07-01 | 181 | 1 | 6337.5 | 0 | 0 | 0 | 0 | 6337.5
2030-08-01 | 182 | 1 | 6337.5 | 0 | 0 | 0 | 0 | 6337.5
2030-09-01 | 183 | 1 | 6337.5 | 0 | 0 | 0 | 0 | 6337.5
2030-10-01 | 184 | 1 | 6337.5 | 0 | 0 | 0 | 0 | 6337.5
2030-11-01 | 185 | 1 | 6337.5 | 0 | 0 | 0 | 0 | 6337.5
2030-12-01 | 186 | 1 | 6337.5 | 0 | 0 | 0 | 0 | 6337.5
2031-01-01 | 187 | 1 | 6337.5 | 0 | 0 | 0 | 0 | 6337.5
2031-02-01 | 188 | 1 | 6337.5 | 0 | 0 | 0 | 0 | 6337.5
2031-03-01 | 189 | 1 | 6337.5 | 0 | 0 | 0 | 0 | 6337.5
2031-04-01 | 190 | 1 | 6337.5 | 0 | 0 | 0 | 0 | 6337.5
2031-05-01 | 191 | 1 | 6337.5 | 0 | 0 | 0 | 0 | 6337.5
2031-06-01 | 192 | 1 | 6337.5 | 0 | 0 | 0 | 0 | 6337.5
2031-07-01 | 193 | 1 | 6337.5 | 0 | 0 | 0 | 0 | 6337.5
2031-08-01 | 194 | 1 | 6337.5 | 0 | 0 | 0 | 0 | 6337.5
2031-09-01 | 195 | 1 | 6337.5 | 0 | 0 | 0 | 0 | 6337.5
2031-10-01 | 196 | 1 | 6337.5 | 0 | 0 | 0 | 0 | 6337.5
2031-11-01 | 197 | 1 | 6337.5 | 0 | 0 | 0 | 0 | 6337.5
2031-12-01 | 198 | 1 | 6337.5 | 0 | 0 | 0 | 0 | 6337.5
2032-01-01 | 199 | 1 | 6337.5 | 0 | 0 | 0 | 0 | 6337.5
2032-02-01 | 200 | 1 | 6337.5 | 0 | 0 | 0 | 0 | 6337.5
2032-03-01 | 201 | 1 | 6337.5 | 0 | 0 | 0 | 0 | 6337.5
2032-04-01 | 202 | 1 | 6337.5 | 0 | 0 | 0 | 0 | 6337.5
2032-05-01 | 203 | 1 | 6337.5 | 0 | 0 | 0 | 0 | 6337.5
2032-06-01 | 204 | 1 | 6337.5 | 0 | 0 | 0 | 0 | 6337.5
2032-07-01 | 205 | 1 | 6337.5 | 0 | 0 | 0 | 0 | 6337.5
2032-08-01 | 206 | 1 | 6337.5 | 0 | 0 | 0 | 0 | 6337.5
2032-09-01 | 207 | 1 | 6337.5 | 0 | 0 | 0 | 0 | 6337.5
2032-10-01 | 208 | 1 | 6337.5 | 0 | 0 | 0 | 0 | 6337.5
2032-11-01 | 209 | 1 | 6337.5 | 0 | 0 | 0 | 0 | 6337.5
2032-12-01 | 210 | 1 | 6337.5 | 0 | 0 | 0 | 0 | 6337.5
2033-01-01 | 211 | 1 | 6337.5 | 0 | 0 | 0 | 0 | 6337.5
2033-02-01 | 212 | 1 | 6337.5 | 0 | 0 | 0 | 0 | 6337.5
2033-03-01 | 213 | 1 | 6337.5 | 0 | 0 | 0 | 0 | 6337.5
2033-04-01 | 214 | 1 | 6337.5 | 0 | 0 | 0 | 0 | 6337.5
2033-05-01 | 215 | 1 | 6337.5 | 0 | 0 | 0 | 0 | 6337.5
2033-06-01 | 216 | 1 | 6337.5 | 0 | 0 | 0 | 0 | 6337.5
2033-07-01 | 217 | 1 | 6337.5 | 0 | 0 | 0 | 0 | 6337.5
2033-08-01 | 218 | 1 | 6337.5 | 0 | 0 | 0 | 0 | 6337.5
2033-09-01 | 219 | 1 | 6337.5 | 0 | 0 | 0 | 0 | 6337.5
2033-10-01 | 220 | 1 | 6337.5 | 0 | 0 | 0 | 0 | 6337.5
2033-11-01 | 221 | 1 | 6337.5 | 0 | 0 | 0 | 0 | 6337.5
2033-12-01 | 222 | 1 | 6337.5 | 0 | 0 | 0 | 0 | 6337.5
2034-01-01 | 223 | 1 | 6337.5 | 0 | 0 | 0 | 0 | 6337.5
2034-02-01 | 224 | 1 | 6337.5 | 0 | 0 | 0 | 0 | 6337.5
2034-03-01 | 225 | 1 | 6337.5 | 0 | 0 | 0 | 0 | 6337.5
2034-04-01 | 226 | 1 | 6337.5 | 0 | 0 | 0 | 0 | 6337.5
2034-05-01 | 227 | 1 | 6337.5 | 0 | 0 | 0 | 0 | 6337.5
2034-06-01 | 228 | 1 | 6337.5 | 0 | 0 | 0 | 0 | 6337.5
2034-07-01 | 229 | 1 | 6337.5 | 0 | 0 | 0 | 0 | 6337.5
2034-08-01 | 230 | 1 | 6337.5 | 0 | 0 | 0 | 0 | 6337.5
2034-09-01 | 231 | 1 | 6337.5 | 0 | 0 | 0 | 0 | 6337.5
2034-10-01 | 232 | 1 | 6337.5 | 0 | 0 | 0 | 0 | 6337.5
2034-11-01 | 233 | 1 | 6337.5 | 0 | 0 | 0 | 0 | 6337.5
2034-12-01 | 234 | 1 | 6337.5 | 0 | 0 | 0 | 0 | 6337.5
2035-01-01 | 235 | 1 | 6337.5 | 0 | 0 | 0 | 0 | 6337.5
2035-02-01 | 236 | 1 | 6337.5 | 0 | 0 | 0 | 0 | 6337.5
2035-03-01 | 237 | 1 | 6337.5 | 0 | 0 | 0 | 0 | 6337.5
2035-04-01 | 238 | 1 | 6337.5 | 0 | 0 | 0 | 0 | 6337.5
2035-05-01 | 239 | 1 | 6337.5 | 0 | 0 | 0 | 0 | 6337.5
NA | NA | NA | NA | NA | NA | NA | NA | NA
Formulas:
End = DATE(YEAR([Start]),MONTH([Start])+'A1 Costs and Contract'!C46,1)-1
Stage = DATE(YEAR([Stage, row above]),MONTH([Stage, row above])+1,1)
Stage = IF([Months]="NA","NA",DATE(YEAR([Stage, row above]),MONTH([Stage, row above])+1,1))

## Stage (2) Investment
Additional Detail: Stage (2) Monthly Investment
Participant: |  | Name of Market Participant (Customer) |  |  |  |  | Tariff: | AESO 2014
Project: |  | Project Name |  |  |  |  | Effective: | 1 Jul 2015
Number: |  | Project Number |  | Type: | DTS Only |  | To: | Current
Stage and Month Lookup
Stage | Months |  | Start | End
1 | 239.9667 |  | 2015-07-01 | 2035-06-30
0 | 0 |  | 0 | 0
Stage (2) Calculated Investment per Month of Maximum Investment Term
|  |  | Investment per Month by Tier |  |  |  |  | Nominal
Month | Count | Stage | Tier (a) | Tier (b) | Tier (c) | Tier (d) | Tier (e) | Monthly
2015-07-01 | 1 | 1 | 6337.5 | 0 | 0 | 0 | 0 | 6337.5
2015-08-01 | 2 | 1 | 6337.5 | 0 | 0 | 0 | 0 | 6337.5
2015-09-01 | 3 | 1 | 6337.5 | 0 | 0 | 0 | 0 | 6337.5
2015-10-01 | 4 | 1 | 6337.5 | 0 | 0 | 0 | 0 | 6337.5
2015-11-01 | 5 | 1 | 6337.5 | 0 | 0 | 0 | 0 | 6337.5
2015-12-01 | 6 | 1 | 6337.5 | 0 | 0 | 0 | 0 | 6337.5
2016-01-01 | 7 | 1 | 6337.5 | 0 | 0 | 0 | 0 | 6337.5
2016-02-01 | 8 | 1 | 6337.5 | 0 | 0 | 0 | 0 | 6337.5
2016-03-01 | 9 | 1 | 6337.5 | 0 | 0 | 0 | 0 | 6337.5
2016-04-01 | 10 | 1 | 6337.5 | 0 | 0 | 0 | 0 | 6337.5
2016-05-01 | 11 | 1 | 6337.5 | 0 | 0 | 0 | 0 | 6337.5
2016-06-01 | 12 | 1 | 6337.5 | 0 | 0 | 0 | 0 | 6337.5
2016-07-01 | 13 | 1 | 6337.5 | 0 | 0 | 0 | 0 | 6337.5
2016-08-01 | 14 | 1 | 6337.5 | 0 | 0 | 0 | 0 | 6337.5
2016-09-01 | 15 | 1 | 6337.5 | 0 | 0 | 0 | 0 | 6337.5
2016-10-01 | 16 | 1 | 6337.5 | 0 | 0 | 0 | 0 | 6337.5
2016-11-01 | 17 | 1 | 6337.5 | 0 | 0 | 0 | 0 | 6337.5
2016-12-01 | 18 | 1 | 6337.5 | 0 | 0 | 0 | 0 | 6337.5
2017-01-01 | 19 | 1 | 6337.5 | 0 | 0 | 0 | 0 | 6337.5
2017-02-01 | 20 | 1 | 6337.5 | 0 | 0 | 0 | 0 | 6337.5
2017-03-01 | 21 | 1 | 6337.5 | 0 | 0 | 0 | 0 | 6337.5
2017-04-01 | 22 | 1 | 6337.5 | 0 | 0 | 0 | 0 | 6337.5
2017-05-01 | 23 | 1 | 6337.5 | 0 | 0 | 0 | 0 | 6337.5
2017-06-01 | 24 | 1 | 6337.5 | 0 | 0 | 0 | 0 | 6337.5
2017-07-01 | 25 | 1 | 6337.5 | 0 | 0 | 0 | 0 | 6337.5
2017-08-01 | 26 | 1 | 6337.5 | 0 | 0 | 0 | 0 | 6337.5
2017-09-01 | 27 | 1 | 6337.5 | 0 | 0 | 0 | 0 | 6337.5
2017-10-01 | 28 | 1 | 6337.5 | 0 | 0 | 0 | 0 | 6337.5
2017-11-01 | 29 | 1 | 6337.5 | 0 | 0 | 0 | 0 | 6337.5
2017-12-01 | 30 | 1 | 6337.5 | 0 | 0 | 0 | 0 | 6337.5
2018-01-01 | 31 | 1 | 6337.5 | 0 | 0 | 0 | 0 | 6337.5
2018-02-01 | 32 | 1 | 6337.5 | 0 | 0 | 0 | 0 | 6337.5
2018-03-01 | 33 | 1 | 6337.5 | 0 | 0 | 0 | 0 | 6337.5
2018-04-01 | 34 | 1 | 6337.5 | 0 | 0 | 0 | 0 | 6337.5
2018-05-01 | 35 | 1 | 6337.5 | 0 | 0 | 0 | 0 | 6337.5
2018-06-01 | 36 | 1 | 6337.5 | 0 | 0 | 0 | 0 | 6337.5
2018-07-01 | 37 | 1 | 6337.5 | 0 | 0 | 0 | 0 | 6337.5
2018-08-01 | 38 | 1 | 6337.5 | 0 | 0 | 0 | 0 | 6337.5
2018-09-01 | 39 | 1 | 6337.5 | 0 | 0 | 0 | 0 | 6337.5
2018-10-01 | 40 | 1 | 6337.5 | 0 | 0 | 0 | 0 | 6337.5
2018-11-01 | 41 | 1 | 6337.5 | 0 | 0 | 0 | 0 | 6337.5
2018-12-01 | 42 | 1 | 6337.5 | 0 | 0 | 0 | 0 | 6337.5
2019-01-01 | 43 | 1 | 6337.5 | 0 | 0 | 0 | 0 | 6337.5
2019-02-01 | 44 | 1 | 6337.5 | 0 | 0 | 0 | 0 | 6337.5
2019-03-01 | 45 | 1 | 6337.5 | 0 | 0 | 0 | 0 | 6337.5
2019-04-01 | 46 | 1 | 6337.5 | 0 | 0 | 0 | 0 | 6337.5
2019-05-01 | 47 | 1 | 6337.5 | 0 | 0 | 0 | 0 | 6337.5
2019-06-01 | 48 | 1 | 6337.5 | 0 | 0 | 0 | 0 | 6337.5
2019-07-01 | 49 | 1 | 6337.5 | 0 | 0 | 0 | 0 | 6337.5
2019-08-01 | 50 | 1 | 6337.5 | 0 | 0 | 0 | 0 | 6337.5
2019-09-01 | 51 | 1 | 6337.5 | 0 | 0 | 0 | 0 | 6337.5
2019-10-01 | 52 | 1 | 6337.5 | 0 | 0 | 0 | 0 | 6337.5
2019-11-01 | 53 | 1 | 6337.5 | 0 | 0 | 0 | 0 | 6337.5
2019-12-01 | 54 | 1 | 6337.5 | 0 | 0 | 0 | 0 | 6337.5
2020-01-01 | 55 | 1 | 6337.5 | 0 | 0 | 0 | 0 | 6337.5
2020-02-01 | 56 | 1 | 6337.5 | 0 | 0 | 0 | 0 | 6337.5
2020-03-01 | 57 | 1 | 6337.5 | 0 | 0 | 0 | 0 | 6337.5
2020-04-01 | 58 | 1 | 6337.5 | 0 | 0 | 0 | 0 | 6337.5
2020-05-01 | 59 | 1 | 6337.5 | 0 | 0 | 0 | 0 | 6337.5
2020-06-01 | 60 | 1 | 6337.5 | 0 | 0 | 0 | 0 | 6337.5
2020-07-01 | 61 | 1 | 6337.5 | 0 | 0 | 0 | 0 | 6337.5
2020-08-01 | 62 | 1 | 6337.5 | 0 | 0 | 0 | 0 | 6337.5
2020-09-01 | 63 | 1 | 6337.5 | 0 | 0 | 0 | 0 | 6337.5
2020-10-01 | 64 | 1 | 6337.5 | 0 | 0 | 0 | 0 | 6337.5
2020-11-01 | 65 | 1 | 6337.5 | 0 | 0 | 0 | 0 | 6337.5
2020-12-01 | 66 | 1 | 6337.5 | 0 | 0 | 0 | 0 | 6337.5
2021-01-01 | 67 | 1 | 6337.5 | 0 | 0 | 0 | 0 | 6337.5
2021-02-01 | 68 | 1 | 6337.5 | 0 | 0 | 0 | 0 | 6337.5
2021-03-01 | 69 | 1 | 6337.5 | 0 | 0 | 0 | 0 | 6337.5
2021-04-01 | 70 | 1 | 6337.5 | 0 | 0 | 0 | 0 | 6337.5
2021-05-01 | 71 | 1 | 6337.5 | 0 | 0 | 0 | 0 | 6337.5
2021-06-01 | 72 | 1 | 6337.5 | 0 | 0 | 0 | 0 | 6337.5
2021-07-01 | 73 | 1 | 6337.5 | 0 | 0 | 0 | 0 | 6337.5
2021-08-01 | 74 | 1 | 6337.5 | 0 | 0 | 0 | 0 | 6337.5
2021-09-01 | 75 | 1 | 6337.5 | 0 | 0 | 0 | 0 | 6337.5
2021-10-01 | 76 | 1 | 6337.5 | 0 | 0 | 0 | 0 | 6337.5
2021-11-01 | 77 | 1 | 6337.5 | 0 | 0 | 0 | 0 | 6337.5
2021-12-01 | 78 | 1 | 6337.5 | 0 | 0 | 0 | 0 | 6337.5
2022-01-01 | 79 | 1 | 6337.5 | 0 | 0 | 0 | 0 | 6337.5
2022-02-01 | 80 | 1 | 6337.5 | 0 | 0 | 0 | 0 | 6337.5
2022-03-01 | 81 | 1 | 6337.5 | 0 | 0 | 0 | 0 | 6337.5
2022-04-01 | 82 | 1 | 6337.5 | 0 | 0 | 0 | 0 | 6337.5
2022-05-01 | 83 | 1 | 6337.5 | 0 | 0 | 0 | 0 | 6337.5
2022-06-01 | 84 | 1 | 6337.5 | 0 | 0 | 0 | 0 | 6337.5
2022-07-01 | 85 | 1 | 6337.5 | 0 | 0 | 0 | 0 | 6337.5
2022-08-01 | 86 | 1 | 6337.5 | 0 | 0 | 0 | 0 | 6337.5
2022-09-01 | 87 | 1 | 6337.5 | 0 | 0 | 0 | 0 | 6337.5
2022-10-01 | 88 | 1 | 6337.5 | 0 | 0 | 0 | 0 | 6337.5
2022-11-01 | 89 | 1 | 6337.5 | 0 | 0 | 0 | 0 | 6337.5
2022-12-01 | 90 | 1 | 6337.5 | 0 | 0 | 0 | 0 | 6337.5
2023-01-01 | 91 | 1 | 6337.5 | 0 | 0 | 0 | 0 | 6337.5
2023-02-01 | 92 | 1 | 6337.5 | 0 | 0 | 0 | 0 | 6337.5
2023-03-01 | 93 | 1 | 6337.5 | 0 | 0 | 0 | 0 | 6337.5
2023-04-01 | 94 | 1 | 6337.5 | 0 | 0 | 0 | 0 | 6337.5
2023-05-01 | 95 | 1 | 6337.5 | 0 | 0 | 0 | 0 | 6337.5
2023-06-01 | 96 | 1 | 6337.5 | 0 | 0 | 0 | 0 | 6337.5
2023-07-01 | 97 | 1 | 6337.5 | 0 | 0 | 0 | 0 | 6337.5
2023-08-01 | 98 | 1 | 6337.5 | 0 | 0 | 0 | 0 | 6337.5
2023-09-01 | 99 | 1 | 6337.5 | 0 | 0 | 0 | 0 | 6337.5
2023-10-01 | 100 | 1 | 6337.5 | 0 | 0 | 0 | 0 | 6337.5
2023-11-01 | 101 | 1 | 6337.5 | 0 | 0 | 0 | 0 | 6337.5
2023-12-01 | 102 | 1 | 6337.5 | 0 | 0 | 0 | 0 | 6337.5
2024-01-01 | 103 | 1 | 6337.5 | 0 | 0 | 0 | 0 | 6337.5
2024-02-01 | 104 | 1 | 6337.5 | 0 | 0 | 0 | 0 | 6337.5
2024-03-01 | 105 | 1 | 6337.5 | 0 | 0 | 0 | 0 | 6337.5
2024-04-01 | 106 | 1 | 6337.5 | 0 | 0 | 0 | 0 | 6337.5
2024-05-01 | 107 | 1 | 6337.5 | 0 | 0 | 0 | 0 | 6337.5
2024-06-01 | 108 | 1 | 6337.5 | 0 | 0 | 0 | 0 | 6337.5
2024-07-01 | 109 | 1 | 6337.5 | 0 | 0 | 0 | 0 | 6337.5
2024-08-01 | 110 | 1 | 6337.5 | 0 | 0 | 0 | 0 | 6337.5
2024-09-01 | 111 | 1 | 6337.5 | 0 | 0 | 0 | 0 | 6337.5
2024-10-01 | 112 | 1 | 6337.5 | 0 | 0 | 0 | 0 | 6337.5
2024-11-01 | 113 | 1 | 6337.5 | 0 | 0 | 0 | 0 | 6337.5
2024-12-01 | 114 | 1 | 6337.5 | 0 | 0 | 0 | 0 | 6337.5
2025-01-01 | 115 | 1 | 6337.5 | 0 | 0 | 0 | 0 | 6337.5
2025-02-01 | 116 | 1 | 6337.5 | 0 | 0 | 0 | 0 | 6337.5
2025-03-01 | 117 | 1 | 6337.5 | 0 | 0 | 0 | 0 | 6337.5
2025-04-01 | 118 | 1 | 6337.5 | 0 | 0 | 0 | 0 | 6337.5
2025-05-01 | 119 | 1 | 6337.5 | 0 | 0 | 0 | 0 | 6337.5
2025-06-01 | 120 | 1 | 6337.5 | 0 | 0 | 0 | 0 | 6337.5
2025-07-01 | 121 | 1 | 6337.5 | 0 | 0 | 0 | 0 | 6337.5
2025-08-01 | 122 | 1 | 6337.5 | 0 | 0 | 0 | 0 | 6337.5
2025-09-01 | 123 | 1 | 6337.5 | 0 | 0 | 0 | 0 | 6337.5
2025-10-01 | 124 | 1 | 6337.5 | 0 | 0 | 0 | 0 | 6337.5
2025-11-01 | 125 | 1 | 6337.5 | 0 | 0 | 0 | 0 | 6337.5
2025-12-01 | 126 | 1 | 6337.5 | 0 | 0 | 0 | 0 | 6337.5
2026-01-01 | 127 | 1 | 6337.5 | 0 | 0 | 0 | 0 | 6337.5
2026-02-01 | 128 | 1 | 6337.5 | 0 | 0 | 0 | 0 | 6337.5
2026-03-01 | 129 | 1 | 6337.5 | 0 | 0 | 0 | 0 | 6337.5
2026-04-01 | 130 | 1 | 6337.5 | 0 | 0 | 0 | 0 | 6337.5
2026-05-01 | 131 | 1 | 6337.5 | 0 | 0 | 0 | 0 | 6337.5
2026-06-01 | 132 | 1 | 6337.5 | 0 | 0 | 0 | 0 | 6337.5
2026-07-01 | 133 | 1 | 6337.5 | 0 | 0 | 0 | 0 | 6337.5
2026-08-01 | 134 | 1 | 6337.5 | 0 | 0 | 0 | 0 | 6337.5
2026-09-01 | 135 | 1 | 6337.5 | 0 | 0 | 0 | 0 | 6337.5
2026-10-01 | 136 | 1 | 6337.5 | 0 | 0 | 0 | 0 | 6337.5
2026-11-01 | 137 | 1 | 6337.5 | 0 | 0 | 0 | 0 | 6337.5
2026-12-01 | 138 | 1 | 6337.5 | 0 | 0 | 0 | 0 | 6337.5
2027-01-01 | 139 | 1 | 6337.5 | 0 | 0 | 0 | 0 | 6337.5
2027-02-01 | 140 | 1 | 6337.5 | 0 | 0 | 0 | 0 | 6337.5
2027-03-01 | 141 | 1 | 6337.5 | 0 | 0 | 0 | 0 | 6337.5
2027-04-01 | 142 | 1 | 6337.5 | 0 | 0 | 0 | 0 | 6337.5
2027-05-01 | 143 | 1 | 6337.5 | 0 | 0 | 0 | 0 | 6337.5
2027-06-01 | 144 | 1 | 6337.5 | 0 | 0 | 0 | 0 | 6337.5
2027-07-01 | 145 | 1 | 6337.5 | 0 | 0 | 0 | 0 | 6337.5
2027-08-01 | 146 | 1 | 6337.5 | 0 | 0 | 0 | 0 | 6337.5
2027-09-01 | 147 | 1 | 6337.5 | 0 | 0 | 0 | 0 | 6337.5
2027-10-01 | 148 | 1 | 6337.5 | 0 | 0 | 0 | 0 | 6337.5
2027-11-01 | 149 | 1 | 6337.5 | 0 | 0 | 0 | 0 | 6337.5
2027-12-01 | 150 | 1 | 6337.5 | 0 | 0 | 0 | 0 | 6337.5
2028-01-01 | 151 | 1 | 6337.5 | 0 | 0 | 0 | 0 | 6337.5
2028-02-01 | 152 | 1 | 6337.5 | 0 | 0 | 0 | 0 | 6337.5
2028-03-01 | 153 | 1 | 6337.5 | 0 | 0 | 0 | 0 | 6337.5
2028-04-01 | 154 | 1 | 6337.5 | 0 | 0 | 0 | 0 | 6337.5
2028-05-01 | 155 | 1 | 6337.5 | 0 | 0 | 0 | 0 | 6337.5
2028-06-01 | 156 | 1 | 6337.5 | 0 | 0 | 0 | 0 | 6337.5
2028-07-01 | 157 | 1 | 6337.5 | 0 | 0 | 0 | 0 | 6337.5
2028-08-01 | 158 | 1 | 6337.5 | 0 | 0 | 0 | 0 | 6337.5
2028-09-01 | 159 | 1 | 6337.5 | 0 | 0 | 0 | 0 | 6337.5
2028-10-01 | 160 | 1 | 6337.5 | 0 | 0 | 0 | 0 | 6337.5
2028-11-01 | 161 | 1 | 6337.5 | 0 | 0 | 0 | 0 | 6337.5
2028-12-01 | 162 | 1 | 6337.5 | 0 | 0 | 0 | 0 | 6337.5
2029-01-01 | 163 | 1 | 6337.5 | 0 | 0 | 0 | 0 | 6337.5
2029-02-01 | 164 | 1 | 6337.5 | 0 | 0 | 0 | 0 | 6337.5
2029-03-01 | 165 | 1 | 6337.5 | 0 | 0 | 0 | 0 | 6337.5
2029-04-01 | 166 | 1 | 6337.5 | 0 | 0 | 0 | 0 | 6337.5
2029-05-01 | 167 | 1 | 6337.5 | 0 | 0 | 0 | 0 | 6337.5
2029-06-01 | 168 | 1 | 6337.5 | 0 | 0 | 0 | 0 | 6337.5
2029-07-01 | 169 | 1 | 6337.5 | 0 | 0 | 0 | 0 | 6337.5
2029-08-01 | 170 | 1 | 6337.5 | 0 | 0 | 0 | 0 | 6337.5
2029-09-01 | 171 | 1 | 6337.5 | 0 | 0 | 0 | 0 | 6337.5
2029-10-01 | 172 | 1 | 6337.5 | 0 | 0 | 0 | 0 | 6337.5
2029-11-01 | 173 | 1 | 6337.5 | 0 | 0 | 0 | 0 | 6337.5
2029-12-01 | 174 | 1 | 6337.5 | 0 | 0 | 0 | 0 | 6337.5
2030-01-01 | 175 | 1 | 6337.5 | 0 | 0 | 0 | 0 | 6337.5
2030-02-01 | 176 | 1 | 6337.5 | 0 | 0 | 0 | 0 | 6337.5
2030-03-01 | 177 | 1 | 6337.5 | 0 | 0 | 0 | 0 | 6337.5
2030-04-01 | 178 | 1 | 6337.5 | 0 | 0 | 0 | 0 | 6337.5
2030-05-01 | 179 | 1 | 6337.5 | 0 | 0 | 0 | 0 | 6337.5
2030-06-01 | 180 | 1 | 6337.5 | 0 | 0 | 0 | 0 | 6337.5
2030-07-01 | 181 | 1 | 6337.5 | 0 | 0 | 0 | 0 | 6337.5
2030-08-01 | 182 | 1 | 6337.5 | 0 | 0 | 0 | 0 | 6337.5
2030-09-01 | 183 | 1 | 6337.5 | 0 | 0 | 0 | 0 | 6337.5
2030-10-01 | 184 | 1 | 6337.5 | 0 | 0 | 0 | 0 | 6337.5
2030-11-01 | 185 | 1 | 6337.5 | 0 | 0 | 0 | 0 | 6337.5
2030-12-01 | 186 | 1 | 6337.5 | 0 | 0 | 0 | 0 | 6337.5
2031-01-01 | 187 | 1 | 6337.5 | 0 | 0 | 0 | 0 | 6337.5
2031-02-01 | 188 | 1 | 6337.5 | 0 | 0 | 0 | 0 | 6337.5
2031-03-01 | 189 | 1 | 6337.5 | 0 | 0 | 0 | 0 | 6337.5
2031-04-01 | 190 | 1 | 6337.5 | 0 | 0 | 0 | 0 | 6337.5
2031-05-01 | 191 | 1 | 6337.5 | 0 | 0 | 0 | 0 | 6337.5
2031-06-01 | 192 | 1 | 6337.5 | 0 | 0 | 0 | 0 | 6337.5
2031-07-01 | 193 | 1 | 6337.5 | 0 | 0 | 0 | 0 | 6337.5
2031-08-01 | 194 | 1 | 6337.5 | 0 | 0 | 0 | 0 | 6337.5
2031-09-01 | 195 | 1 | 6337.5 | 0 | 0 | 0 | 0 | 6337.5
2031-10-01 | 196 | 1 | 6337.5 | 0 | 0 | 0 | 0 | 6337.5
2031-11-01 | 197 | 1 | 6337.5 | 0 | 0 | 0 | 0 | 6337.5
2031-12-01 | 198 | 1 | 6337.5 | 0 | 0 | 0 | 0 | 6337.5
2032-01-01 | 199 | 1 | 6337.5 | 0 | 0 | 0 | 0 | 6337.5
2032-02-01 | 200 | 1 | 6337.5 | 0 | 0 | 0 | 0 | 6337.5
2032-03-01 | 201 | 1 | 6337.5 | 0 | 0 | 0 | 0 | 6337.5
2032-04-01 | 202 | 1 | 6337.5 | 0 | 0 | 0 | 0 | 6337.5
2032-05-01 | 203 | 1 | 6337.5 | 0 | 0 | 0 | 0 | 6337.5
2032-06-01 | 204 | 1 | 6337.5 | 0 | 0 | 0 | 0 | 6337.5
2032-07-01 | 205 | 1 | 6337.5 | 0 | 0 | 0 | 0 | 6337.5
2032-08-01 | 206 | 1 | 6337.5 | 0 | 0 | 0 | 0 | 6337.5
2032-09-01 | 207 | 1 | 6337.5 | 0 | 0 | 0 | 0 | 6337.5
2032-10-01 | 208 | 1 | 6337.5 | 0 | 0 | 0 | 0 | 6337.5
2032-11-01 | 209 | 1 | 6337.5 | 0 | 0 | 0 | 0 | 6337.5
2032-12-01 | 210 | 1 | 6337.5 | 0 | 0 | 0 | 0 | 6337.5
2033-01-01 | 211 | 1 | 6337.5 | 0 | 0 | 0 | 0 | 6337.5
2033-02-01 | 212 | 1 | 6337.5 | 0 | 0 | 0 | 0 | 6337.5
2033-03-01 | 213 | 1 | 6337.5 | 0 | 0 | 0 | 0 | 6337.5
2033-04-01 | 214 | 1 | 6337.5 | 0 | 0 | 0 | 0 | 6337.5
2033-05-01 | 215 | 1 | 6337.5 | 0 | 0 | 0 | 0 | 6337.5
2033-06-01 | 216 | 1 | 6337.5 | 0 | 0 | 0 | 0 | 6337.5
2033-07-01 | 217 | 1 | 6337.5 | 0 | 0 | 0 | 0 | 6337.5
2033-08-01 | 218 | 1 | 6337.5 | 0 | 0 | 0 | 0 | 6337.5
2033-09-01 | 219 | 1 | 6337.5 | 0 | 0 | 0 | 0 | 6337.5
2033-10-01 | 220 | 1 | 6337.5 | 0 | 0 | 0 | 0 | 6337.5
2033-11-01 | 221 | 1 | 6337.5 | 0 | 0 | 0 | 0 | 6337.5
2033-12-01 | 222 | 1 | 6337.5 | 0 | 0 | 0 | 0 | 6337.5
2034-01-01 | 223 | 1 | 6337.5 | 0 | 0 | 0 | 0 | 6337.5
2034-02-01 | 224 | 1 | 6337.5 | 0 | 0 | 0 | 0 | 6337.5
2034-03-01 | 225 | 1 | 6337.5 | 0 | 0 | 0 | 0 | 6337.5
2034-04-01 | 226 | 1 | 6337.5 | 0 | 0 | 0 | 0 | 6337.5
2034-05-01 | 227 | 1 | 6337.5 | 0 | 0 | 0 | 0 | 6337.5
2034-06-01 | 228 | 1 | 6337.5 | 0 | 0 | 0 | 0 | 6337.5
2034-07-01 | 229 | 1 | 6337.5 | 0 | 0 | 0 | 0 | 6337.5
2034-08-01 | 230 | 1 | 6337.5 | 0 | 0 | 0 | 0 | 6337.5
2034-09-01 | 231 | 1 | 6337.5 | 0 | 0 | 0 | 0 | 6337.5
2034-10-01 | 232 | 1 | 6337.5 | 0 | 0 | 0 | 0 | 6337.5
2034-11-01 | 233 | 1 | 6337.5 | 0 | 0 | 0 | 0 | 6337.5
2034-12-01 | 234 | 1 | 6337.5 | 0 | 0 | 0 | 0 | 6337.5
2035-01-01 | 235 | 1 | 6337.5 | 0 | 0 | 0 | 0 | 6337.5
2035-02-01 | 236 | 1 | 6337.5 | 0 | 0 | 0 | 0 | 6337.5
2035-03-01 | 237 | 1 | 6337.5 | 0 | 0 | 0 | 0 | 6337.5
2035-04-01 | 238 | 1 | 6337.5 | 0 | 0 | 0 | 0 | 6337.5
2035-05-01 | 239 | 1 | 6337.5 | 0 | 0 | 0 | 0 | 6337.5
NA | NA | NA | NA | NA | NA | NA | NA | NA
Formulas:
Start = IF([Stage]=0,0,DATE(YEAR('A1 Costs and Contract'!B37),MONTH('A1 Costs and Contract'!B37),1))
End = DATE(YEAR([Start]),MONTH([Start])+'A1 Costs and Contract'!C46,1)-1
End = IF([Stage]=0,0,[End, row above])
Stage = DATE(YEAR([Stage, row above]),MONTH([Stage, row above])+1,1)
Stage = IF([Months]="NA","NA",DATE(YEAR([Stage, row above]),MONTH([Stage, row above])+1,1))

## Stage (3) Investment
Additional Detail: Stage (3) Monthly Investment
Participant: |  | Name of Market Participant (Customer) |  |  |  |  | Tariff: | AESO 2014
Project: |  | Project Name |  |  |  |  | Effective: | 1 Jul 2015
Number: |  | Project Number |  | Type: | DTS Only |  | To: | Current
Stage and Month Lookup
Stage | Months |  | Start | End
1 | 239.9667 |  | 2015-07-01 | 2035-06-30
0 | 0 |  | 0 | 0
0 | 0 |  | 0 | 0
Stage (3) Calculated Investment per Month of Maximum Investment Term
|  |  | Investment per Month by Tier |  |  |  |  | Nominal
Month | Count | Stage | Tier (a) | Tier (b) | Tier (c) | Tier (d) | Tier (e) | Monthly
2015-07-01 | 1 | 1 | 6337.5 | 0 | 0 | 0 | 0 | 6337.5
2015-08-01 | 2 | 1 | 6337.5 | 0 | 0 | 0 | 0 | 6337.5
2015-09-01 | 3 | 1 | 6337.5 | 0 | 0 | 0 | 0 | 6337.5
2015-10-01 | 4 | 1 | 6337.5 | 0 | 0 | 0 | 0 | 6337.5
2015-11-01 | 5 | 1 | 6337.5 | 0 | 0 | 0 | 0 | 6337.5
2015-12-01 | 6 | 1 | 6337.5 | 0 | 0 | 0 | 0 | 6337.5
2016-01-01 | 7 | 1 | 6337.5 | 0 | 0 | 0 | 0 | 6337.5
2016-02-01 | 8 | 1 | 6337.5 | 0 | 0 | 0 | 0 | 6337.5
2016-03-01 | 9 | 1 | 6337.5 | 0 | 0 | 0 | 0 | 6337.5
2016-04-01 | 10 | 1 | 6337.5 | 0 | 0 | 0 | 0 | 6337.5
2016-05-01 | 11 | 1 | 6337.5 | 0 | 0 | 0 | 0 | 6337.5
2016-06-01 | 12 | 1 | 6337.5 | 0 | 0 | 0 | 0 | 6337.5
2016-07-01 | 13 | 1 | 6337.5 | 0 | 0 | 0 | 0 | 6337.5
2016-08-01 | 14 | 1 | 6337.5 | 0 | 0 | 0 | 0 | 6337.5
2016-09-01 | 15 | 1 | 6337.5 | 0 | 0 | 0 | 0 | 6337.5
2016-10-01 | 16 | 1 | 6337.5 | 0 | 0 | 0 | 0 | 6337.5
2016-11-01 | 17 | 1 | 6337.5 | 0 | 0 | 0 | 0 | 6337.5
2016-12-01 | 18 | 1 | 6337.5 | 0 | 0 | 0 | 0 | 6337.5
2017-01-01 | 19 | 1 | 6337.5 | 0 | 0 | 0 | 0 | 6337.5
2017-02-01 | 20 | 1 | 6337.5 | 0 | 0 | 0 | 0 | 6337.5
2017-03-01 | 21 | 1 | 6337.5 | 0 | 0 | 0 | 0 | 6337.5
2017-04-01 | 22 | 1 | 6337.5 | 0 | 0 | 0 | 0 | 6337.5
2017-05-01 | 23 | 1 | 6337.5 | 0 | 0 | 0 | 0 | 6337.5
2017-06-01 | 24 | 1 | 6337.5 | 0 | 0 | 0 | 0 | 6337.5
2017-07-01 | 25 | 1 | 6337.5 | 0 | 0 | 0 | 0 | 6337.5
2017-08-01 | 26 | 1 | 6337.5 | 0 | 0 | 0 | 0 | 6337.5
2017-09-01 | 27 | 1 | 6337.5 | 0 | 0 | 0 | 0 | 6337.5
2017-10-01 | 28 | 1 | 6337.5 | 0 | 0 | 0 | 0 | 6337.5
2017-11-01 | 29 | 1 | 6337.5 | 0 | 0 | 0 | 0 | 6337.5
2017-12-01 | 30 | 1 | 6337.5 | 0 | 0 | 0 | 0 | 6337.5
2018-01-01 | 31 | 1 | 6337.5 | 0 | 0 | 0 | 0 | 6337.5
2018-02-01 | 32 | 1 | 6337.5 | 0 | 0 | 0 | 0 | 6337.5
2018-03-01 | 33 | 1 | 6337.5 | 0 | 0 | 0 | 0 | 6337.5
2018-04-01 | 34 | 1 | 6337.5 | 0 | 0 | 0 | 0 | 6337.5
2018-05-01 | 35 | 1 | 6337.5 | 0 | 0 | 0 | 0 | 6337.5
2018-06-01 | 36 | 1 | 6337.5 | 0 | 0 | 0 | 0 | 6337.5
2018-07-01 | 37 | 1 | 6337.5 | 0 | 0 | 0 | 0 | 6337.5
2018-08-01 | 38 | 1 | 6337.5 | 0 | 0 | 0 | 0 | 6337.5
2018-09-01 | 39 | 1 | 6337.5 | 0 | 0 | 0 | 0 | 6337.5
2018-10-01 | 40 | 1 | 6337.5 | 0 | 0 | 0 | 0 | 6337.5
2018-11-01 | 41 | 1 | 6337.5 | 0 | 0 | 0 | 0 | 6337.5
2018-12-01 | 42 | 1 | 6337.5 | 0 | 0 | 0 | 0 | 6337.5
2019-01-01 | 43 | 1 | 6337.5 | 0 | 0 | 0 | 0 | 6337.5
2019-02-01 | 44 | 1 | 6337.5 | 0 | 0 | 0 | 0 | 6337.5
2019-03-01 | 45 | 1 | 6337.5 | 0 | 0 | 0 | 0 | 6337.5
2019-04-01 | 46 | 1 | 6337.5 | 0 | 0 | 0 | 0 | 6337.5
2019-05-01 | 47 | 1 | 6337.5 | 0 | 0 | 0 | 0 | 6337.5
2019-06-01 | 48 | 1 | 6337.5 | 0 | 0 | 0 | 0 | 6337.5
2019-07-01 | 49 | 1 | 6337.5 | 0 | 0 | 0 | 0 | 6337.5
2019-08-01 | 50 | 1 | 6337.5 | 0 | 0 | 0 | 0 | 6337.5
2019-09-01 | 51 | 1 | 6337.5 | 0 | 0 | 0 | 0 | 6337.5
2019-10-01 | 52 | 1 | 6337.5 | 0 | 0 | 0 | 0 | 6337.5
2019-11-01 | 53 | 1 | 6337.5 | 0 | 0 | 0 | 0 | 6337.5
2019-12-01 | 54 | 1 | 6337.5 | 0 | 0 | 0 | 0 | 6337.5
2020-01-01 | 55 | 1 | 6337.5 | 0 | 0 | 0 | 0 | 6337.5
2020-02-01 | 56 | 1 | 6337.5 | 0 | 0 | 0 | 0 | 6337.5
2020-03-01 | 57 | 1 | 6337.5 | 0 | 0 | 0 | 0 | 6337.5
2020-04-01 | 58 | 1 | 6337.5 | 0 | 0 | 0 | 0 | 6337.5
2020-05-01 | 59 | 1 | 6337.5 | 0 | 0 | 0 | 0 | 6337.5
2020-06-01 | 60 | 1 | 6337.5 | 0 | 0 | 0 | 0 | 6337.5
2020-07-01 | 61 | 1 | 6337.5 | 0 | 0 | 0 | 0 | 6337.5
2020-08-01 | 62 | 1 | 6337.5 | 0 | 0 | 0 | 0 | 6337.5
2020-09-01 | 63 | 1 | 6337.5 | 0 | 0 | 0 | 0 | 6337.5
2020-10-01 | 64 | 1 | 6337.5 | 0 | 0 | 0 | 0 | 6337.5
2020-11-01 | 65 | 1 | 6337.5 | 0 | 0 | 0 | 0 | 6337.5
2020-12-01 | 66 | 1 | 6337.5 | 0 | 0 | 0 | 0 | 6337.5
2021-01-01 | 67 | 1 | 6337.5 | 0 | 0 | 0 | 0 | 6337.5
2021-02-01 | 68 | 1 | 6337.5 | 0 | 0 | 0 | 0 | 6337.5
2021-03-01 | 69 | 1 | 6337.5 | 0 | 0 | 0 | 0 | 6337.5
2021-04-01 | 70 | 1 | 6337.5 | 0 | 0 | 0 | 0 | 6337.5
2021-05-01 | 71 | 1 | 6337.5 | 0 | 0 | 0 | 0 | 6337.5
2021-06-01 | 72 | 1 | 6337.5 | 0 | 0 | 0 | 0 | 6337.5
2021-07-01 | 73 | 1 | 6337.5 | 0 | 0 | 0 | 0 | 6337.5
2021-08-01 | 74 | 1 | 6337.5 | 0 | 0 | 0 | 0 | 6337.5
2021-09-01 | 75 | 1 | 6337.5 | 0 | 0 | 0 | 0 | 6337.5
2021-10-01 | 76 | 1 | 6337.5 | 0 | 0 | 0 | 0 | 6337.5
2021-11-01 | 77 | 1 | 6337.5 | 0 | 0 | 0 | 0 | 6337.5
2021-12-01 | 78 | 1 | 6337.5 | 0 | 0 | 0 | 0 | 6337.5
2022-01-01 | 79 | 1 | 6337.5 | 0 | 0 | 0 | 0 | 6337.5
2022-02-01 | 80 | 1 | 6337.5 | 0 | 0 | 0 | 0 | 6337.5
2022-03-01 | 81 | 1 | 6337.5 | 0 | 0 | 0 | 0 | 6337.5
2022-04-01 | 82 | 1 | 6337.5 | 0 | 0 | 0 | 0 | 6337.5
2022-05-01 | 83 | 1 | 6337.5 | 0 | 0 | 0 | 0 | 6337.5
2022-06-01 | 84 | 1 | 6337.5 | 0 | 0 | 0 | 0 | 6337.5
2022-07-01 | 85 | 1 | 6337.5 | 0 | 0 | 0 | 0 | 6337.5
2022-08-01 | 86 | 1 | 6337.5 | 0 | 0 | 0 | 0 | 6337.5
2022-09-01 | 87 | 1 | 6337.5 | 0 | 0 | 0 | 0 | 6337.5
2022-10-01 | 88 | 1 | 6337.5 | 0 | 0 | 0 | 0 | 6337.5
2022-11-01 | 89 | 1 | 6337.5 | 0 | 0 | 0 | 0 | 6337.5
2022-12-01 | 90 | 1 | 6337.5 | 0 | 0 | 0 | 0 | 6337.5
2023-01-01 | 91 | 1 | 6337.5 | 0 | 0 | 0 | 0 | 6337.5
2023-02-01 | 92 | 1 | 6337.5 | 0 | 0 | 0 | 0 | 6337.5
2023-03-01 | 93 | 1 | 6337.5 | 0 | 0 | 0 | 0 | 6337.5
2023-04-01 | 94 | 1 | 6337.5 | 0 | 0 | 0 | 0 | 6337.5
2023-05-01 | 95 | 1 | 6337.5 | 0 | 0 | 0 | 0 | 6337.5
2023-06-01 | 96 | 1 | 6337.5 | 0 | 0 | 0 | 0 | 6337.5
2023-07-01 | 97 | 1 | 6337.5 | 0 | 0 | 0 | 0 | 6337.5
2023-08-01 | 98 | 1 | 6337.5 | 0 | 0 | 0 | 0 | 6337.5
2023-09-01 | 99 | 1 | 6337.5 | 0 | 0 | 0 | 0 | 6337.5
2023-10-01 | 100 | 1 | 6337.5 | 0 | 0 | 0 | 0 | 6337.5
2023-11-01 | 101 | 1 | 6337.5 | 0 | 0 | 0 | 0 | 6337.5
2023-12-01 | 102 | 1 | 6337.5 | 0 | 0 | 0 | 0 | 6337.5
2024-01-01 | 103 | 1 | 6337.5 | 0 | 0 | 0 | 0 | 6337.5
2024-02-01 | 104 | 1 | 6337.5 | 0 | 0 | 0 | 0 | 6337.5
2024-03-01 | 105 | 1 | 6337.5 | 0 | 0 | 0 | 0 | 6337.5
2024-04-01 | 106 | 1 | 6337.5 | 0 | 0 | 0 | 0 | 6337.5
2024-05-01 | 107 | 1 | 6337.5 | 0 | 0 | 0 | 0 | 6337.5
2024-06-01 | 108 | 1 | 6337.5 | 0 | 0 | 0 | 0 | 6337.5
2024-07-01 | 109 | 1 | 6337.5 | 0 | 0 | 0 | 0 | 6337.5
2024-08-01 | 110 | 1 | 6337.5 | 0 | 0 | 0 | 0 | 6337.5
2024-09-01 | 111 | 1 | 6337.5 | 0 | 0 | 0 | 0 | 6337.5
2024-10-01 | 112 | 1 | 6337.5 | 0 | 0 | 0 | 0 | 6337.5
2024-11-01 | 113 | 1 | 6337.5 | 0 | 0 | 0 | 0 | 6337.5
2024-12-01 | 114 | 1 | 6337.5 | 0 | 0 | 0 | 0 | 6337.5
2025-01-01 | 115 | 1 | 6337.5 | 0 | 0 | 0 | 0 | 6337.5
2025-02-01 | 116 | 1 | 6337.5 | 0 | 0 | 0 | 0 | 6337.5
2025-03-01 | 117 | 1 | 6337.5 | 0 | 0 | 0 | 0 | 6337.5
2025-04-01 | 118 | 1 | 6337.5 | 0 | 0 | 0 | 0 | 6337.5
2025-05-01 | 119 | 1 | 6337.5 | 0 | 0 | 0 | 0 | 6337.5
2025-06-01 | 120 | 1 | 6337.5 | 0 | 0 | 0 | 0 | 6337.5
2025-07-01 | 121 | 1 | 6337.5 | 0 | 0 | 0 | 0 | 6337.5
2025-08-01 | 122 | 1 | 6337.5 | 0 | 0 | 0 | 0 | 6337.5
2025-09-01 | 123 | 1 | 6337.5 | 0 | 0 | 0 | 0 | 6337.5
2025-10-01 | 124 | 1 | 6337.5 | 0 | 0 | 0 | 0 | 6337.5
2025-11-01 | 125 | 1 | 6337.5 | 0 | 0 | 0 | 0 | 6337.5
2025-12-01 | 126 | 1 | 6337.5 | 0 | 0 | 0 | 0 | 6337.5
2026-01-01 | 127 | 1 | 6337.5 | 0 | 0 | 0 | 0 | 6337.5
2026-02-01 | 128 | 1 | 6337.5 | 0 | 0 | 0 | 0 | 6337.5
2026-03-01 | 129 | 1 | 6337.5 | 0 | 0 | 0 | 0 | 6337.5
2026-04-01 | 130 | 1 | 6337.5 | 0 | 0 | 0 | 0 | 6337.5
2026-05-01 | 131 | 1 | 6337.5 | 0 | 0 | 0 | 0 | 6337.5
2026-06-01 | 132 | 1 | 6337.5 | 0 | 0 | 0 | 0 | 6337.5
2026-07-01 | 133 | 1 | 6337.5 | 0 | 0 | 0 | 0 | 6337.5
2026-08-01 | 134 | 1 | 6337.5 | 0 | 0 | 0 | 0 | 6337.5
2026-09-01 | 135 | 1 | 6337.5 | 0 | 0 | 0 | 0 | 6337.5
2026-10-01 | 136 | 1 | 6337.5 | 0 | 0 | 0 | 0 | 6337.5
2026-11-01 | 137 | 1 | 6337.5 | 0 | 0 | 0 | 0 | 6337.5
2026-12-01 | 138 | 1 | 6337.5 | 0 | 0 | 0 | 0 | 6337.5
2027-01-01 | 139 | 1 | 6337.5 | 0 | 0 | 0 | 0 | 6337.5
2027-02-01 | 140 | 1 | 6337.5 | 0 | 0 | 0 | 0 | 6337.5
2027-03-01 | 141 | 1 | 6337.5 | 0 | 0 | 0 | 0 | 6337.5
2027-04-01 | 142 | 1 | 6337.5 | 0 | 0 | 0 | 0 | 6337.5
2027-05-01 | 143 | 1 | 6337.5 | 0 | 0 | 0 | 0 | 6337.5
2027-06-01 | 144 | 1 | 6337.5 | 0 | 0 | 0 | 0 | 6337.5
2027-07-01 | 145 | 1 | 6337.5 | 0 | 0 | 0 | 0 | 6337.5
2027-08-01 | 146 | 1 | 6337.5 | 0 | 0 | 0 | 0 | 6337.5
2027-09-01 | 147 | 1 | 6337.5 | 0 | 0 | 0 | 0 | 6337.5
2027-10-01 | 148 | 1 | 6337.5 | 0 | 0 | 0 | 0 | 6337.5
2027-11-01 | 149 | 1 | 6337.5 | 0 | 0 | 0 | 0 | 6337.5
2027-12-01 | 150 | 1 | 6337.5 | 0 | 0 | 0 | 0 | 6337.5
2028-01-01 | 151 | 1 | 6337.5 | 0 | 0 | 0 | 0 | 6337.5
2028-02-01 | 152 | 1 | 6337.5 | 0 | 0 | 0 | 0 | 6337.5
2028-03-01 | 153 | 1 | 6337.5 | 0 | 0 | 0 | 0 | 6337.5
2028-04-01 | 154 | 1 | 6337.5 | 0 | 0 | 0 | 0 | 6337.5
2028-05-01 | 155 | 1 | 6337.5 | 0 | 0 | 0 | 0 | 6337.5
2028-06-01 | 156 | 1 | 6337.5 | 0 | 0 | 0 | 0 | 6337.5
2028-07-01 | 157 | 1 | 6337.5 | 0 | 0 | 0 | 0 | 6337.5
2028-08-01 | 158 | 1 | 6337.5 | 0 | 0 | 0 | 0 | 6337.5
2028-09-01 | 159 | 1 | 6337.5 | 0 | 0 | 0 | 0 | 6337.5
2028-10-01 | 160 | 1 | 6337.5 | 0 | 0 | 0 | 0 | 6337.5
2028-11-01 | 161 | 1 | 6337.5 | 0 | 0 | 0 | 0 | 6337.5
2028-12-01 | 162 | 1 | 6337.5 | 0 | 0 | 0 | 0 | 6337.5
2029-01-01 | 163 | 1 | 6337.5 | 0 | 0 | 0 | 0 | 6337.5
2029-02-01 | 164 | 1 | 6337.5 | 0 | 0 | 0 | 0 | 6337.5
2029-03-01 | 165 | 1 | 6337.5 | 0 | 0 | 0 | 0 | 6337.5
2029-04-01 | 166 | 1 | 6337.5 | 0 | 0 | 0 | 0 | 6337.5
2029-05-01 | 167 | 1 | 6337.5 | 0 | 0 | 0 | 0 | 6337.5
2029-06-01 | 168 | 1 | 6337.5 | 0 | 0 | 0 | 0 | 6337.5
2029-07-01 | 169 | 1 | 6337.5 | 0 | 0 | 0 | 0 | 6337.5
2029-08-01 | 170 | 1 | 6337.5 | 0 | 0 | 0 | 0 | 6337.5
2029-09-01 | 171 | 1 | 6337.5 | 0 | 0 | 0 | 0 | 6337.5
2029-10-01 | 172 | 1 | 6337.5 | 0 | 0 | 0 | 0 | 6337.5
2029-11-01 | 173 | 1 | 6337.5 | 0 | 0 | 0 | 0 | 6337.5
2029-12-01 | 174 | 1 | 6337.5 | 0 | 0 | 0 | 0 | 6337.5
2030-01-01 | 175 | 1 | 6337.5 | 0 | 0 | 0 | 0 | 6337.5
2030-02-01 | 176 | 1 | 6337.5 | 0 | 0 | 0 | 0 | 6337.5
2030-03-01 | 177 | 1 | 6337.5 | 0 | 0 | 0 | 0 | 6337.5
2030-04-01 | 178 | 1 | 6337.5 | 0 | 0 | 0 | 0 | 6337.5
2030-05-01 | 179 | 1 | 6337.5 | 0 | 0 | 0 | 0 | 6337.5
2030-06-01 | 180 | 1 | 6337.5 | 0 | 0 | 0 | 0 | 6337.5
2030-07-01 | 181 | 1 | 6337.5 | 0 | 0 | 0 | 0 | 6337.5
2030-08-01 | 182 | 1 | 6337.5 | 0 | 0 | 0 | 0 | 6337.5
2030-09-01 | 183 | 1 | 6337.5 | 0 | 0 | 0 | 0 | 6337.5
2030-10-01 | 184 | 1 | 6337.5 | 0 | 0 | 0 | 0 | 6337.5
2030-11-01 | 185 | 1 | 6337.5 | 0 | 0 | 0 | 0 | 6337.5
2030-12-01 | 186 | 1 | 6337.5 | 0 | 0 | 0 | 0 | 6337.5
2031-01-01 | 187 | 1 | 6337.5 | 0 | 0 | 0 | 0 | 6337.5
2031-02-01 | 188 | 1 | 6337.5 | 0 | 0 | 0 | 0 | 6337.5
2031-03-01 | 189 | 1 | 6337.5 | 0 | 0 | 0 | 0 | 6337.5
2031-04-01 | 190 | 1 | 6337.5 | 0 | 0 | 0 | 0 | 6337.5
2031-05-01 | 191 | 1 | 6337.5 | 0 | 0 | 0 | 0 | 6337.5
2031-06-01 | 192 | 1 | 6337.5 | 0 | 0 | 0 | 0 | 6337.5
2031-07-01 | 193 | 1 | 6337.5 | 0 | 0 | 0 | 0 | 6337.5
2031-08-01 | 194 | 1 | 6337.5 | 0 | 0 | 0 | 0 | 6337.5
2031-09-01 | 195 | 1 | 6337.5 | 0 | 0 | 0 | 0 | 6337.5
2031-10-01 | 196 | 1 | 6337.5 | 0 | 0 | 0 | 0 | 6337.5
2031-11-01 | 197 | 1 | 6337.5 | 0 | 0 | 0 | 0 | 6337.5
2031-12-01 | 198 | 1 | 6337.5 | 0 | 0 | 0 | 0 | 6337.5
2032-01-01 | 199 | 1 | 6337.5 | 0 | 0 | 0 | 0 | 6337.5
2032-02-01 | 200 | 1 | 6337.5 | 0 | 0 | 0 | 0 | 6337.5
2032-03-01 | 201 | 1 | 6337.5 | 0 | 0 | 0 | 0 | 6337.5
2032-04-01 | 202 | 1 | 6337.5 | 0 | 0 | 0 | 0 | 6337.5
2032-05-01 | 203 | 1 | 6337.5 | 0 | 0 | 0 | 0 | 6337.5
2032-06-01 | 204 | 1 | 6337.5 | 0 | 0 | 0 | 0 | 6337.5
2032-07-01 | 205 | 1 | 6337.5 | 0 | 0 | 0 | 0 | 6337.5
2032-08-01 | 206 | 1 | 6337.5 | 0 | 0 | 0 | 0 | 6337.5
2032-09-01 | 207 | 1 | 6337.5 | 0 | 0 | 0 | 0 | 6337.5
2032-10-01 | 208 | 1 | 6337.5 | 0 | 0 | 0 | 0 | 6337.5
2032-11-01 | 209 | 1 | 6337.5 | 0 | 0 | 0 | 0 | 6337.5
2032-12-01 | 210 | 1 | 6337.5 | 0 | 0 | 0 | 0 | 6337.5
2033-01-01 | 211 | 1 | 6337.5 | 0 | 0 | 0 | 0 | 6337.5
2033-02-01 | 212 | 1 | 6337.5 | 0 | 0 | 0 | 0 | 6337.5
2033-03-01 | 213 | 1 | 6337.5 | 0 | 0 | 0 | 0 | 6337.5
2033-04-01 | 214 | 1 | 6337.5 | 0 | 0 | 0 | 0 | 6337.5
2033-05-01 | 215 | 1 | 6337.5 | 0 | 0 | 0 | 0 | 6337.5
2033-06-01 | 216 | 1 | 6337.5 | 0 | 0 | 0 | 0 | 6337.5
2033-07-01 | 217 | 1 | 6337.5 | 0 | 0 | 0 | 0 | 6337.5
2033-08-01 | 218 | 1 | 6337.5 | 0 | 0 | 0 | 0 | 6337.5
2033-09-01 | 219 | 1 | 6337.5 | 0 | 0 | 0 | 0 | 6337.5
2033-10-01 | 220 | 1 | 6337.5 | 0 | 0 | 0 | 0 | 6337.5
2033-11-01 | 221 | 1 | 6337.5 | 0 | 0 | 0 | 0 | 6337.5
2033-12-01 | 222 | 1 | 6337.5 | 0 | 0 | 0 | 0 | 6337.5
2034-01-01 | 223 | 1 | 6337.5 | 0 | 0 | 0 | 0 | 6337.5
2034-02-01 | 224 | 1 | 6337.5 | 0 | 0 | 0 | 0 | 6337.5
2034-03-01 | 225 | 1 | 6337.5 | 0 | 0 | 0 | 0 | 6337.5
2034-04-01 | 226 | 1 | 6337.5 | 0 | 0 | 0 | 0 | 6337.5
2034-05-01 | 227 | 1 | 6337.5 | 0 | 0 | 0 | 0 | 6337.5
2034-06-01 | 228 | 1 | 6337.5 | 0 | 0 | 0 | 0 | 6337.5
2034-07-01 | 229 | 1 | 6337.5 | 0 | 0 | 0 | 0 | 6337.5
2034-08-01 | 230 | 1 | 6337.5 | 0 | 0 | 0 | 0 | 6337.5
2034-09-01 | 231 | 1 | 6337.5 | 0 | 0 | 0 | 0 | 6337.5
2034-10-01 | 232 | 1 | 6337.5 | 0 | 0 | 0 | 0 | 6337.5
2034-11-01 | 233 | 1 | 6337.5 | 0 | 0 | 0 | 0 | 6337.5
2034-12-01 | 234 | 1 | 6337.5 | 0 | 0 | 0 | 0 | 6337.5
2035-01-01 | 235 | 1 | 6337.5 | 0 | 0 | 0 | 0 | 6337.5
2035-02-01 | 236 | 1 | 6337.5 | 0 | 0 | 0 | 0 | 6337.5
2035-03-01 | 237 | 1 | 6337.5 | 0 | 0 | 0 | 0 | 6337.5
2035-04-01 | 238 | 1 | 6337.5 | 0 | 0 | 0 | 0 | 6337.5
2035-05-01 | 239 | 1 | 6337.5 | 0 | 0 | 0 | 0 | 6337.5
NA | NA | NA | NA | NA | NA | NA | NA | NA
Formulas:
Start = IF([Stage]=0,0,DATE(YEAR('A1 Costs and Contract'!B37),MONTH('A1 Costs and Contract'!B37),1))
End = DATE(YEAR([Start]),MONTH([Start])+'A1 Costs and Contract'!C46,1)-1
End = IF([Stage]=0,0,[End, row above])
Stage = DATE(YEAR([Stage, row above]),MONTH([Stage, row above])+1,1)
Stage = IF([Months]="NA","NA",DATE(YEAR([Stage, row above]),MONTH([Stage, row above])+1,1))

## Stage (4) Investment
Additional Detail: Stage (4) Monthly Investment
Participant: |  | Name of Market Participant (Customer) |  |  |  |  | Tariff: | AESO 2014
Project: |  | Project Name |  |  |  |  | Effective: | 1 Jul 2015
Number: |  | Project Number |  | Type: | DTS Only |  | To: | Current
Stage and Month Lookup
Stage | Months |  | Start | End
1 | 239.9667 |  | 2015-07-01 | 2035-06-30
0 | 0 |  | 0 | 0
0 | 0 |  | 0 | 0
0 | 0 |  | 0 | 0
Stage (4) Calculated Investment per Month of Maximum Investment Term
|  |  | Investment per Month by Tier |  |  |  |  | Nominal
Month | Count | Stage | Tier (a) | Tier (b) | Tier (c) | Tier (d) | Tier (e) | Monthly
2015-07-01 | 1 | 1 | 6337.5 | 0 | 0 | 0 | 0 | 6337.5
2015-08-01 | 2 | 1 | 6337.5 | 0 | 0 | 0 | 0 | 6337.5
2015-09-01 | 3 | 1 | 6337.5 | 0 | 0 | 0 | 0 | 6337.5
2015-10-01 | 4 | 1 | 6337.5 | 0 | 0 | 0 | 0 | 6337.5
2015-11-01 | 5 | 1 | 6337.5 | 0 | 0 | 0 | 0 | 6337.5
2015-12-01 | 6 | 1 | 6337.5 | 0 | 0 | 0 | 0 | 6337.5
2016-01-01 | 7 | 1 | 6337.5 | 0 | 0 | 0 | 0 | 6337.5
2016-02-01 | 8 | 1 | 6337.5 | 0 | 0 | 0 | 0 | 6337.5
2016-03-01 | 9 | 1 | 6337.5 | 0 | 0 | 0 | 0 | 6337.5
2016-04-01 | 10 | 1 | 6337.5 | 0 | 0 | 0 | 0 | 6337.5
2016-05-01 | 11 | 1 | 6337.5 | 0 | 0 | 0 | 0 | 6337.5
2016-06-01 | 12 | 1 | 6337.5 | 0 | 0 | 0 | 0 | 6337.5
2016-07-01 | 13 | 1 | 6337.5 | 0 | 0 | 0 | 0 | 6337.5
2016-08-01 | 14 | 1 | 6337.5 | 0 | 0 | 0 | 0 | 6337.5
2016-09-01 | 15 | 1 | 6337.5 | 0 | 0 | 0 | 0 | 6337.5
2016-10-01 | 16 | 1 | 6337.5 | 0 | 0 | 0 | 0 | 6337.5
2016-11-01 | 17 | 1 | 6337.5 | 0 | 0 | 0 | 0 | 6337.5
2016-12-01 | 18 | 1 | 6337.5 | 0 | 0 | 0 | 0 | 6337.5
2017-01-01 | 19 | 1 | 6337.5 | 0 | 0 | 0 | 0 | 6337.5
2017-02-01 | 20 | 1 | 6337.5 | 0 | 0 | 0 | 0 | 6337.5
2017-03-01 | 21 | 1 | 6337.5 | 0 | 0 | 0 | 0 | 6337.5
2017-04-01 | 22 | 1 | 6337.5 | 0 | 0 | 0 | 0 | 6337.5
2017-05-01 | 23 | 1 | 6337.5 | 0 | 0 | 0 | 0 | 6337.5
2017-06-01 | 24 | 1 | 6337.5 | 0 | 0 | 0 | 0 | 6337.5
2017-07-01 | 25 | 1 | 6337.5 | 0 | 0 | 0 | 0 | 6337.5
2017-08-01 | 26 | 1 | 6337.5 | 0 | 0 | 0 | 0 | 6337.5
2017-09-01 | 27 | 1 | 6337.5 | 0 | 0 | 0 | 0 | 6337.5
2017-10-01 | 28 | 1 | 6337.5 | 0 | 0 | 0 | 0 | 6337.5
2017-11-01 | 29 | 1 | 6337.5 | 0 | 0 | 0 | 0 | 6337.5
2017-12-01 | 30 | 1 | 6337.5 | 0 | 0 | 0 | 0 | 6337.5
2018-01-01 | 31 | 1 | 6337.5 | 0 | 0 | 0 | 0 | 6337.5
2018-02-01 | 32 | 1 | 6337.5 | 0 | 0 | 0 | 0 | 6337.5
2018-03-01 | 33 | 1 | 6337.5 | 0 | 0 | 0 | 0 | 6337.5
2018-04-01 | 34 | 1 | 6337.5 | 0 | 0 | 0 | 0 | 6337.5
2018-05-01 | 35 | 1 | 6337.5 | 0 | 0 | 0 | 0 | 6337.5
2018-06-01 | 36 | 1 | 6337.5 | 0 | 0 | 0 | 0 | 6337.5
2018-07-01 | 37 | 1 | 6337.5 | 0 | 0 | 0 | 0 | 6337.5
2018-08-01 | 38 | 1 | 6337.5 | 0 | 0 | 0 | 0 | 6337.5
2018-09-01 | 39 | 1 | 6337.5 | 0 | 0 | 0 | 0 | 6337.5
2018-10-01 | 40 | 1 | 6337.5 | 0 | 0 | 0 | 0 | 6337.5
2018-11-01 | 41 | 1 | 6337.5 | 0 | 0 | 0 | 0 | 6337.5
2018-12-01 | 42 | 1 | 6337.5 | 0 | 0 | 0 | 0 | 6337.5
2019-01-01 | 43 | 1 | 6337.5 | 0 | 0 | 0 | 0 | 6337.5
2019-02-01 | 44 | 1 | 6337.5 | 0 | 0 | 0 | 0 | 6337.5
2019-03-01 | 45 | 1 | 6337.5 | 0 | 0 | 0 | 0 | 6337.5
2019-04-01 | 46 | 1 | 6337.5 | 0 | 0 | 0 | 0 | 6337.5
2019-05-01 | 47 | 1 | 6337.5 | 0 | 0 | 0 | 0 | 6337.5
2019-06-01 | 48 | 1 | 6337.5 | 0 | 0 | 0 | 0 | 6337.5
2019-07-01 | 49 | 1 | 6337.5 | 0 | 0 | 0 | 0 | 6337.5
2019-08-01 | 50 | 1 | 6337.5 | 0 | 0 | 0 | 0 | 6337.5
2019-09-01 | 51 | 1 | 6337.5 | 0 | 0 | 0 | 0 | 6337.5
2019-10-01 | 52 | 1 | 6337.5 | 0 | 0 | 0 | 0 | 6337.5
2019-11-01 | 53 | 1 | 6337.5 | 0 | 0 | 0 | 0 | 6337.5
2019-12-01 | 54 | 1 | 6337.5 | 0 | 0 | 0 | 0 | 6337.5
2020-01-01 | 55 | 1 | 6337.5 | 0 | 0 | 0 | 0 | 6337.5
2020-02-01 | 56 | 1 | 6337.5 | 0 | 0 | 0 | 0 | 6337.5
2020-03-01 | 57 | 1 | 6337.5 | 0 | 0 | 0 | 0 | 6337.5
2020-04-01 | 58 | 1 | 6337.5 | 0 | 0 | 0 | 0 | 6337.5
2020-05-01 | 59 | 1 | 6337.5 | 0 | 0 | 0 | 0 | 6337.5
2020-06-01 | 60 | 1 | 6337.5 | 0 | 0 | 0 | 0 | 6337.5
2020-07-01 | 61 | 1 | 6337.5 | 0 | 0 | 0 | 0 | 6337.5
2020-08-01 | 62 | 1 | 6337.5 | 0 | 0 | 0 | 0 | 6337.5
2020-09-01 | 63 | 1 | 6337.5 | 0 | 0 | 0 | 0 | 6337.5
2020-10-01 | 64 | 1 | 6337.5 | 0 | 0 | 0 | 0 | 6337.5
2020-11-01 | 65 | 1 | 6337.5 | 0 | 0 | 0 | 0 | 6337.5
2020-12-01 | 66 | 1 | 6337.5 | 0 | 0 | 0 | 0 | 6337.5
2021-01-01 | 67 | 1 | 6337.5 | 0 | 0 | 0 | 0 | 6337.5
2021-02-01 | 68 | 1 | 6337.5 | 0 | 0 | 0 | 0 | 6337.5
2021-03-01 | 69 | 1 | 6337.5 | 0 | 0 | 0 | 0 | 6337.5
2021-04-01 | 70 | 1 | 6337.5 | 0 | 0 | 0 | 0 | 6337.5
2021-05-01 | 71 | 1 | 6337.5 | 0 | 0 | 0 | 0 | 6337.5
2021-06-01 | 72 | 1 | 6337.5 | 0 | 0 | 0 | 0 | 6337.5
2021-07-01 | 73 | 1 | 6337.5 | 0 | 0 | 0 | 0 | 6337.5
2021-08-01 | 74 | 1 | 6337.5 | 0 | 0 | 0 | 0 | 6337.5
2021-09-01 | 75 | 1 | 6337.5 | 0 | 0 | 0 | 0 | 6337.5
2021-10-01 | 76 | 1 | 6337.5 | 0 | 0 | 0 | 0 | 6337.5
2021-11-01 | 77 | 1 | 6337.5 | 0 | 0 | 0 | 0 | 6337.5
2021-12-01 | 78 | 1 | 6337.5 | 0 | 0 | 0 | 0 | 6337.5
2022-01-01 | 79 | 1 | 6337.5 | 0 | 0 | 0 | 0 | 6337.5
2022-02-01 | 80 | 1 | 6337.5 | 0 | 0 | 0 | 0 | 6337.5
2022-03-01 | 81 | 1 | 6337.5 | 0 | 0 | 0 | 0 | 6337.5
2022-04-01 | 82 | 1 | 6337.5 | 0 | 0 | 0 | 0 | 6337.5
2022-05-01 | 83 | 1 | 6337.5 | 0 | 0 | 0 | 0 | 6337.5
2022-06-01 | 84 | 1 | 6337.5 | 0 | 0 | 0 | 0 | 6337.5
2022-07-01 | 85 | 1 | 6337.5 | 0 | 0 | 0 | 0 | 6337.5
2022-08-01 | 86 | 1 | 6337.5 | 0 | 0 | 0 | 0 | 6337.5
2022-09-01 | 87 | 1 | 6337.5 | 0 | 0 | 0 | 0 | 6337.5
2022-10-01 | 88 | 1 | 6337.5 | 0 | 0 | 0 | 0 | 6337.5
2022-11-01 | 89 | 1 | 6337.5 | 0 | 0 | 0 | 0 | 6337.5
2022-12-01 | 90 | 1 | 6337.5 | 0 | 0 | 0 | 0 | 6337.5
2023-01-01 | 91 | 1 | 6337.5 | 0 | 0 | 0 | 0 | 6337.5
2023-02-01 | 92 | 1 | 6337.5 | 0 | 0 | 0 | 0 | 6337.5
2023-03-01 | 93 | 1 | 6337.5 | 0 | 0 | 0 | 0 | 6337.5
2023-04-01 | 94 | 1 | 6337.5 | 0 | 0 | 0 | 0 | 6337.5
2023-05-01 | 95 | 1 | 6337.5 | 0 | 0 | 0 | 0 | 6337.5
2023-06-01 | 96 | 1 | 6337.5 | 0 | 0 | 0 | 0 | 6337.5
2023-07-01 | 97 | 1 | 6337.5 | 0 | 0 | 0 | 0 | 6337.5
2023-08-01 | 98 | 1 | 6337.5 | 0 | 0 | 0 | 0 | 6337.5
2023-09-01 | 99 | 1 | 6337.5 | 0 | 0 | 0 | 0 | 6337.5
2023-10-01 | 100 | 1 | 6337.5 | 0 | 0 | 0 | 0 | 6337.5
2023-11-01 | 101 | 1 | 6337.5 | 0 | 0 | 0 | 0 | 6337.5
2023-12-01 | 102 | 1 | 6337.5 | 0 | 0 | 0 | 0 | 6337.5
2024-01-01 | 103 | 1 | 6337.5 | 0 | 0 | 0 | 0 | 6337.5
2024-02-01 | 104 | 1 | 6337.5 | 0 | 0 | 0 | 0 | 6337.5
2024-03-01 | 105 | 1 | 6337.5 | 0 | 0 | 0 | 0 | 6337.5
2024-04-01 | 106 | 1 | 6337.5 | 0 | 0 | 0 | 0 | 6337.5
2024-05-01 | 107 | 1 | 6337.5 | 0 | 0 | 0 | 0 | 6337.5
2024-06-01 | 108 | 1 | 6337.5 | 0 | 0 | 0 | 0 | 6337.5
2024-07-01 | 109 | 1 | 6337.5 | 0 | 0 | 0 | 0 | 6337.5
2024-08-01 | 110 | 1 | 6337.5 | 0 | 0 | 0 | 0 | 6337.5
2024-09-01 | 111 | 1 | 6337.5 | 0 | 0 | 0 | 0 | 6337.5
2024-10-01 | 112 | 1 | 6337.5 | 0 | 0 | 0 | 0 | 6337.5
2024-11-01 | 113 | 1 | 6337.5 | 0 | 0 | 0 | 0 | 6337.5
2024-12-01 | 114 | 1 | 6337.5 | 0 | 0 | 0 | 0 | 6337.5
2025-01-01 | 115 | 1 | 6337.5 | 0 | 0 | 0 | 0 | 6337.5
2025-02-01 | 116 | 1 | 6337.5 | 0 | 0 | 0 | 0 | 6337.5
2025-03-01 | 117 | 1 | 6337.5 | 0 | 0 | 0 | 0 | 6337.5
2025-04-01 | 118 | 1 | 6337.5 | 0 | 0 | 0 | 0 | 6337.5
2025-05-01 | 119 | 1 | 6337.5 | 0 | 0 | 0 | 0 | 6337.5
2025-06-01 | 120 | 1 | 6337.5 | 0 | 0 | 0 | 0 | 6337.5
2025-07-01 | 121 | 1 | 6337.5 | 0 | 0 | 0 | 0 | 6337.5
2025-08-01 | 122 | 1 | 6337.5 | 0 | 0 | 0 | 0 | 6337.5
2025-09-01 | 123 | 1 | 6337.5 | 0 | 0 | 0 | 0 | 6337.5
2025-10-01 | 124 | 1 | 6337.5 | 0 | 0 | 0 | 0 | 6337.5
2025-11-01 | 125 | 1 | 6337.5 | 0 | 0 | 0 | 0 | 6337.5
2025-12-01 | 126 | 1 | 6337.5 | 0 | 0 | 0 | 0 | 6337.5
2026-01-01 | 127 | 1 | 6337.5 | 0 | 0 | 0 | 0 | 6337.5
2026-02-01 | 128 | 1 | 6337.5 | 0 | 0 | 0 | 0 | 6337.5
2026-03-01 | 129 | 1 | 6337.5 | 0 | 0 | 0 | 0 | 6337.5
2026-04-01 | 130 | 1 | 6337.5 | 0 | 0 | 0 | 0 | 6337.5
2026-05-01 | 131 | 1 | 6337.5 | 0 | 0 | 0 | 0 | 6337.5
2026-06-01 | 132 | 1 | 6337.5 | 0 | 0 | 0 | 0 | 6337.5
2026-07-01 | 133 | 1 | 6337.5 | 0 | 0 | 0 | 0 | 6337.5
2026-08-01 | 134 | 1 | 6337.5 | 0 | 0 | 0 | 0 | 6337.5
2026-09-01 | 135 | 1 | 6337.5 | 0 | 0 | 0 | 0 | 6337.5
2026-10-01 | 136 | 1 | 6337.5 | 0 | 0 | 0 | 0 | 6337.5
2026-11-01 | 137 | 1 | 6337.5 | 0 | 0 | 0 | 0 | 6337.5
2026-12-01 | 138 | 1 | 6337.5 | 0 | 0 | 0 | 0 | 6337.5
2027-01-01 | 139 | 1 | 6337.5 | 0 | 0 | 0 | 0 | 6337.5
2027-02-01 | 140 | 1 | 6337.5 | 0 | 0 | 0 | 0 | 6337.5
2027-03-01 | 141 | 1 | 6337.5 | 0 | 0 | 0 | 0 | 6337.5
2027-04-01 | 142 | 1 | 6337.5 | 0 | 0 | 0 | 0 | 6337.5
2027-05-01 | 143 | 1 | 6337.5 | 0 | 0 | 0 | 0 | 6337.5
2027-06-01 | 144 | 1 | 6337.5 | 0 | 0 | 0 | 0 | 6337.5
2027-07-01 | 145 | 1 | 6337.5 | 0 | 0 | 0 | 0 | 6337.5
2027-08-01 | 146 | 1 | 6337.5 | 0 | 0 | 0 | 0 | 6337.5
2027-09-01 | 147 | 1 | 6337.5 | 0 | 0 | 0 | 0 | 6337.5
2027-10-01 | 148 | 1 | 6337.5 | 0 | 0 | 0 | 0 | 6337.5
2027-11-01 | 149 | 1 | 6337.5 | 0 | 0 | 0 | 0 | 6337.5
2027-12-01 | 150 | 1 | 6337.5 | 0 | 0 | 0 | 0 | 6337.5
2028-01-01 | 151 | 1 | 6337.5 | 0 | 0 | 0 | 0 | 6337.5
2028-02-01 | 152 | 1 | 6337.5 | 0 | 0 | 0 | 0 | 6337.5
2028-03-01 | 153 | 1 | 6337.5 | 0 | 0 | 0 | 0 | 6337.5
2028-04-01 | 154 | 1 | 6337.5 | 0 | 0 | 0 | 0 | 6337.5
2028-05-01 | 155 | 1 | 6337.5 | 0 | 0 | 0 | 0 | 6337.5
2028-06-01 | 156 | 1 | 6337.5 | 0 | 0 | 0 | 0 | 6337.5
2028-07-01 | 157 | 1 | 6337.5 | 0 | 0 | 0 | 0 | 6337.5
2028-08-01 | 158 | 1 | 6337.5 | 0 | 0 | 0 | 0 | 6337.5
2028-09-01 | 159 | 1 | 6337.5 | 0 | 0 | 0 | 0 | 6337.5
2028-10-01 | 160 | 1 | 6337.5 | 0 | 0 | 0 | 0 | 6337.5
2028-11-01 | 161 | 1 | 6337.5 | 0 | 0 | 0 | 0 | 6337.5
2028-12-01 | 162 | 1 | 6337.5 | 0 | 0 | 0 | 0 | 6337.5
2029-01-01 | 163 | 1 | 6337.5 | 0 | 0 | 0 | 0 | 6337.5
2029-02-01 | 164 | 1 | 6337.5 | 0 | 0 | 0 | 0 | 6337.5
2029-03-01 | 165 | 1 | 6337.5 | 0 | 0 | 0 | 0 | 6337.5
2029-04-01 | 166 | 1 | 6337.5 | 0 | 0 | 0 | 0 | 6337.5
2029-05-01 | 167 | 1 | 6337.5 | 0 | 0 | 0 | 0 | 6337.5
2029-06-01 | 168 | 1 | 6337.5 | 0 | 0 | 0 | 0 | 6337.5
2029-07-01 | 169 | 1 | 6337.5 | 0 | 0 | 0 | 0 | 6337.5
2029-08-01 | 170 | 1 | 6337.5 | 0 | 0 | 0 | 0 | 6337.5
2029-09-01 | 171 | 1 | 6337.5 | 0 | 0 | 0 | 0 | 6337.5
2029-10-01 | 172 | 1 | 6337.5 | 0 | 0 | 0 | 0 | 6337.5
2029-11-01 | 173 | 1 | 6337.5 | 0 | 0 | 0 | 0 | 6337.5
2029-12-01 | 174 | 1 | 6337.5 | 0 | 0 | 0 | 0 | 6337.5
2030-01-01 | 175 | 1 | 6337.5 | 0 | 0 | 0 | 0 | 6337.5
2030-02-01 | 176 | 1 | 6337.5 | 0 | 0 | 0 | 0 | 6337.5
2030-03-01 | 177 | 1 | 6337.5 | 0 | 0 | 0 | 0 | 6337.5
2030-04-01 | 178 | 1 | 6337.5 | 0 | 0 | 0 | 0 | 6337.5
2030-05-01 | 179 | 1 | 6337.5 | 0 | 0 | 0 | 0 | 6337.5
2030-06-01 | 180 | 1 | 6337.5 | 0 | 0 | 0 | 0 | 6337.5
2030-07-01 | 181 | 1 | 6337.5 | 0 | 0 | 0 | 0 | 6337.5
2030-08-01 | 182 | 1 | 6337.5 | 0 | 0 | 0 | 0 | 6337.5
2030-09-01 | 183 | 1 | 6337.5 | 0 | 0 | 0 | 0 | 6337.5
2030-10-01 | 184 | 1 | 6337.5 | 0 | 0 | 0 | 0 | 6337.5
2030-11-01 | 185 | 1 | 6337.5 | 0 | 0 | 0 | 0 | 6337.5
2030-12-01 | 186 | 1 | 6337.5 | 0 | 0 | 0 | 0 | 6337.5
2031-01-01 | 187 | 1 | 6337.5 | 0 | 0 | 0 | 0 | 6337.5
2031-02-01 | 188 | 1 | 6337.5 | 0 | 0 | 0 | 0 | 6337.5
2031-03-01 | 189 | 1 | 6337.5 | 0 | 0 | 0 | 0 | 6337.5
2031-04-01 | 190 | 1 | 6337.5 | 0 | 0 | 0 | 0 | 6337.5
2031-05-01 | 191 | 1 | 6337.5 | 0 | 0 | 0 | 0 | 6337.5
2031-06-01 | 192 | 1 | 6337.5 | 0 | 0 | 0 | 0 | 6337.5
2031-07-01 | 193 | 1 | 6337.5 | 0 | 0 | 0 | 0 | 6337.5
2031-08-01 | 194 | 1 | 6337.5 | 0 | 0 | 0 | 0 | 6337.5
2031-09-01 | 195 | 1 | 6337.5 | 0 | 0 | 0 | 0 | 6337.5
2031-10-01 | 196 | 1 | 6337.5 | 0 | 0 | 0 | 0 | 6337.5
2031-11-01 | 197 | 1 | 6337.5 | 0 | 0 | 0 | 0 | 6337.5
2031-12-01 | 198 | 1 | 6337.5 | 0 | 0 | 0 | 0 | 6337.5
2032-01-01 | 199 | 1 | 6337.5 | 0 | 0 | 0 | 0 | 6337.5
2032-02-01 | 200 | 1 | 6337.5 | 0 | 0 | 0 | 0 | 6337.5
2032-03-01 | 201 | 1 | 6337.5 | 0 | 0 | 0 | 0 | 6337.5
2032-04-01 | 202 | 1 | 6337.5 | 0 | 0 | 0 | 0 | 6337.5
2032-05-01 | 203 | 1 | 6337.5 | 0 | 0 | 0 | 0 | 6337.5
2032-06-01 | 204 | 1 | 6337.5 | 0 | 0 | 0 | 0 | 6337.5
2032-07-01 | 205 | 1 | 6337.5 | 0 | 0 | 0 | 0 | 6337.5
2032-08-01 | 206 | 1 | 6337.5 | 0 | 0 | 0 | 0 | 6337.5
2032-09-01 | 207 | 1 | 6337.5 | 0 | 0 | 0 | 0 | 6337.5
2032-10-01 | 208 | 1 | 6337.5 | 0 | 0 | 0 | 0 | 6337.5
2032-11-01 | 209 | 1 | 6337.5 | 0 | 0 | 0 | 0 | 6337.5
2032-12-01 | 210 | 1 | 6337.5 | 0 | 0 | 0 | 0 | 6337.5
2033-01-01 | 211 | 1 | 6337.5 | 0 | 0 | 0 | 0 | 6337.5
2033-02-01 | 212 | 1 | 6337.5 | 0 | 0 | 0 | 0 | 6337.5
2033-03-01 | 213 | 1 | 6337.5 | 0 | 0 | 0 | 0 | 6337.5
2033-04-01 | 214 | 1 | 6337.5 | 0 | 0 | 0 | 0 | 6337.5
2033-05-01 | 215 | 1 | 6337.5 | 0 | 0 | 0 | 0 | 6337.5
2033-06-01 | 216 | 1 | 6337.5 | 0 | 0 | 0 | 0 | 6337.5
2033-07-01 | 217 | 1 | 6337.5 | 0 | 0 | 0 | 0 | 6337.5
2033-08-01 | 218 | 1 | 6337.5 | 0 | 0 | 0 | 0 | 6337.5
2033-09-01 | 219 | 1 | 6337.5 | 0 | 0 | 0 | 0 | 6337.5
2033-10-01 | 220 | 1 | 6337.5 | 0 | 0 | 0 | 0 | 6337.5
2033-11-01 | 221 | 1 | 6337.5 | 0 | 0 | 0 | 0 | 6337.5
2033-12-01 | 222 | 1 | 6337.5 | 0 | 0 | 0 | 0 | 6337.5
2034-01-01 | 223 | 1 | 6337.5 | 0 | 0 | 0 | 0 | 6337.5
2034-02-01 | 224 | 1 | 6337.5 | 0 | 0 | 0 | 0 | 6337.5
2034-03-01 | 225 | 1 | 6337.5 | 0 | 0 | 0 | 0 | 6337.5
2034-04-01 | 226 | 1 | 6337.5 | 0 | 0 | 0 | 0 | 6337.5
2034-05-01 | 227 | 1 | 6337.5 | 0 | 0 | 0 | 0 | 6337.5
2034-06-01 | 228 | 1 | 6337.5 | 0 | 0 | 0 | 0 | 6337.5
2034-07-01 | 229 | 1 | 6337.5 | 0 | 0 | 0 | 0 | 6337.5
2034-08-01 | 230 | 1 | 6337.5 | 0 | 0 | 0 | 0 | 6337.5
2034-09-01 | 231 | 1 | 6337.5 | 0 | 0 | 0 | 0 | 6337.5
2034-10-01 | 232 | 1 | 6337.5 | 0 | 0 | 0 | 0 | 6337.5
2034-11-01 | 233 | 1 | 6337.5 | 0 | 0 | 0 | 0 | 6337.5
2034-12-01 | 234 | 1 | 6337.5 | 0 | 0 | 0 | 0 | 6337.5
2035-01-01 | 235 | 1 | 6337.5 | 0 | 0 | 0 | 0 | 6337.5
2035-02-01 | 236 | 1 | 6337.5 | 0 | 0 | 0 | 0 | 6337.5
2035-03-01 | 237 | 1 | 6337.5 | 0 | 0 | 0 | 0 | 6337.5
2035-04-01 | 238 | 1 | 6337.5 | 0 | 0 | 0 | 0 | 6337.5
2035-05-01 | 239 | 1 | 6337.5 | 0 | 0 | 0 | 0 | 6337.5
NA | NA | NA | NA | NA | NA | NA | NA | NA
Formulas:
Start = IF([Stage]=0,0,DATE(YEAR('A1 Costs and Contract'!B37),MONTH('A1 Costs and Contract'!B37),1))
End = DATE(YEAR([Start]),MONTH([Start])+'A1 Costs and Contract'!C46,1)-1
End = IF([Stage]=0,0,[End, row above])
Stage = DATE(YEAR([Stage, row above]),MONTH([Stage, row above])+1,1)
Stage = IF([Months]="NA","NA",DATE(YEAR([Stage, row above]),MONTH([Stage, row above])+1,1))

## Stage (5) Investment
Additional Detail: Stage (5) Monthly Investment
Participant: |  | Name of Market Participant (Customer) |  |  |  |  | Tariff: | AESO 2014
Project: |  | Project Name |  |  |  |  | Effective: | 1 Jul 2015
Number: |  | Project Number |  | Type: | DTS Only |  | To: | Current
Stage and Month Lookup
Stage | Months |  | Start | End
1 | 239.9667 |  | 2015-07-01 | 2035-06-30
0 | 0 |  | 0 | 0
0 | 0 |  | 0 | 0
0 | 0 |  | 0 | 0
0 | 0 |  | 0 | 0
Stage (5) Calculated Investment per Month of Maximum Investment Term
|  |  | Investment per Month by Tier |  |  |  |  | Nominal
Month | Count | Stage | Tier (a) | Tier (b) | Tier (c) | Tier (d) | Tier (e) | Monthly
2015-07-01 | 1 | 1 | 6337.5 | 0 | 0 | 0 | 0 | 6337.5
2015-08-01 | 2 | 1 | 6337.5 | 0 | 0 | 0 | 0 | 6337.5
2015-09-01 | 3 | 1 | 6337.5 | 0 | 0 | 0 | 0 | 6337.5
2015-10-01 | 4 | 1 | 6337.5 | 0 | 0 | 0 | 0 | 6337.5
2015-11-01 | 5 | 1 | 6337.5 | 0 | 0 | 0 | 0 | 6337.5
2015-12-01 | 6 | 1 | 6337.5 | 0 | 0 | 0 | 0 | 6337.5
2016-01-01 | 7 | 1 | 6337.5 | 0 | 0 | 0 | 0 | 6337.5
2016-02-01 | 8 | 1 | 6337.5 | 0 | 0 | 0 | 0 | 6337.5
2016-03-01 | 9 | 1 | 6337.5 | 0 | 0 | 0 | 0 | 6337.5
2016-04-01 | 10 | 1 | 6337.5 | 0 | 0 | 0 | 0 | 6337.5
2016-05-01 | 11 | 1 | 6337.5 | 0 | 0 | 0 | 0 | 6337.5
2016-06-01 | 12 | 1 | 6337.5 | 0 | 0 | 0 | 0 | 6337.5
2016-07-01 | 13 | 1 | 6337.5 | 0 | 0 | 0 | 0 | 6337.5
2016-08-01 | 14 | 1 | 6337.5 | 0 | 0 | 0 | 0 | 6337.5
2016-09-01 | 15 | 1 | 6337.5 | 0 | 0 | 0 | 0 | 6337.5
2016-10-01 | 16 | 1 | 6337.5 | 0 | 0 | 0 | 0 | 6337.5
2016-11-01 | 17 | 1 | 6337.5 | 0 | 0 | 0 | 0 | 6337.5
2016-12-01 | 18 | 1 | 6337.5 | 0 | 0 | 0 | 0 | 6337.5
2017-01-01 | 19 | 1 | 6337.5 | 0 | 0 | 0 | 0 | 6337.5
2017-02-01 | 20 | 1 | 6337.5 | 0 | 0 | 0 | 0 | 6337.5
2017-03-01 | 21 | 1 | 6337.5 | 0 | 0 | 0 | 0 | 6337.5
2017-04-01 | 22 | 1 | 6337.5 | 0 | 0 | 0 | 0 | 6337.5
2017-05-01 | 23 | 1 | 6337.5 | 0 | 0 | 0 | 0 | 6337.5
2017-06-01 | 24 | 1 | 6337.5 | 0 | 0 | 0 | 0 | 6337.5
2017-07-01 | 25 | 1 | 6337.5 | 0 | 0 | 0 | 0 | 6337.5
2017-08-01 | 26 | 1 | 6337.5 | 0 | 0 | 0 | 0 | 6337.5
2017-09-01 | 27 | 1 | 6337.5 | 0 | 0 | 0 | 0 | 6337.5
2017-10-01 | 28 | 1 | 6337.5 | 0 | 0 | 0 | 0 | 6337.5
2017-11-01 | 29 | 1 | 6337.5 | 0 | 0 | 0 | 0 | 6337.5
2017-12-01 | 30 | 1 | 6337.5 | 0 | 0 | 0 | 0 | 6337.5
2018-01-01 | 31 | 1 | 6337.5 | 0 | 0 | 0 | 0 | 6337.5
2018-02-01 | 32 | 1 | 6337.5 | 0 | 0 | 0 | 0 | 6337.5
2018-03-01 | 33 | 1 | 6337.5 | 0 | 0 | 0 | 0 | 6337.5
2018-04-01 | 34 | 1 | 6337.5 | 0 | 0 | 0 | 0 | 6337.5
2018-05-01 | 35 | 1 | 6337.5 | 0 | 0 | 0 | 0 | 6337.5
2018-06-01 | 36 | 1 | 6337.5 | 0 | 0 | 0 | 0 | 6337.5
2018-07-01 | 37 | 1 | 6337.5 | 0 | 0 | 0 | 0 | 6337.5
2018-08-01 | 38 | 1 | 6337.5 | 0 | 0 | 0 | 0 | 6337.5
2018-09-01 | 39 | 1 | 6337.5 | 0 | 0 | 0 | 0 | 6337.5
2018-10-01 | 40 | 1 | 6337.5 | 0 | 0 | 0 | 0 | 6337.5
2018-11-01 | 41 | 1 | 6337.5 | 0 | 0 | 0 | 0 | 6337.5
2018-12-01 | 42 | 1 | 6337.5 | 0 | 0 | 0 | 0 | 6337.5
2019-01-01 | 43 | 1 | 6337.5 | 0 | 0 | 0 | 0 | 6337.5
2019-02-01 | 44 | 1 | 6337.5 | 0 | 0 | 0 | 0 | 6337.5
2019-03-01 | 45 | 1 | 6337.5 | 0 | 0 | 0 | 0 | 6337.5
2019-04-01 | 46 | 1 | 6337.5 | 0 | 0 | 0 | 0 | 6337.5
2019-05-01 | 47 | 1 | 6337.5 | 0 | 0 | 0 | 0 | 6337.5
2019-06-01 | 48 | 1 | 6337.5 | 0 | 0 | 0 | 0 | 6337.5
2019-07-01 | 49 | 1 | 6337.5 | 0 | 0 | 0 | 0 | 6337.5
2019-08-01 | 50 | 1 | 6337.5 | 0 | 0 | 0 | 0 | 6337.5
2019-09-01 | 51 | 1 | 6337.5 | 0 | 0 | 0 | 0 | 6337.5
2019-10-01 | 52 | 1 | 6337.5 | 0 | 0 | 0 | 0 | 6337.5
2019-11-01 | 53 | 1 | 6337.5 | 0 | 0 | 0 | 0 | 6337.5
2019-12-01 | 54 | 1 | 6337.5 | 0 | 0 | 0 | 0 | 6337.5
2020-01-01 | 55 | 1 | 6337.5 | 0 | 0 | 0 | 0 | 6337.5
2020-02-01 | 56 | 1 | 6337.5 | 0 | 0 | 0 | 0 | 6337.5
2020-03-01 | 57 | 1 | 6337.5 | 0 | 0 | 0 | 0 | 6337.5
2020-04-01 | 58 | 1 | 6337.5 | 0 | 0 | 0 | 0 | 6337.5
2020-05-01 | 59 | 1 | 6337.5 | 0 | 0 | 0 | 0 | 6337.5
2020-06-01 | 60 | 1 | 6337.5 | 0 | 0 | 0 | 0 | 6337.5
2020-07-01 | 61 | 1 | 6337.5 | 0 | 0 | 0 | 0 | 6337.5
2020-08-01 | 62 | 1 | 6337.5 | 0 | 0 | 0 | 0 | 6337.5
2020-09-01 | 63 | 1 | 6337.5 | 0 | 0 | 0 | 0 | 6337.5
2020-10-01 | 64 | 1 | 6337.5 | 0 | 0 | 0 | 0 | 6337.5
2020-11-01 | 65 | 1 | 6337.5 | 0 | 0 | 0 | 0 | 6337.5
2020-12-01 | 66 | 1 | 6337.5 | 0 | 0 | 0 | 0 | 6337.5
2021-01-01 | 67 | 1 | 6337.5 | 0 | 0 | 0 | 0 | 6337.5
2021-02-01 | 68 | 1 | 6337.5 | 0 | 0 | 0 | 0 | 6337.5
2021-03-01 | 69 | 1 | 6337.5 | 0 | 0 | 0 | 0 | 6337.5
2021-04-01 | 70 | 1 | 6337.5 | 0 | 0 | 0 | 0 | 6337.5
2021-05-01 | 71 | 1 | 6337.5 | 0 | 0 | 0 | 0 | 6337.5
2021-06-01 | 72 | 1 | 6337.5 | 0 | 0 | 0 | 0 | 6337.5
2021-07-01 | 73 | 1 | 6337.5 | 0 | 0 | 0 | 0 | 6337.5
2021-08-01 | 74 | 1 | 6337.5 | 0 | 0 | 0 | 0 | 6337.5
2021-09-01 | 75 | 1 | 6337.5 | 0 | 0 | 0 | 0 | 6337.5
2021-10-01 | 76 | 1 | 6337.5 | 0 | 0 | 0 | 0 | 6337.5
2021-11-01 | 77 | 1 | 6337.5 | 0 | 0 | 0 | 0 | 6337.5
2021-12-01 | 78 | 1 | 6337.5 | 0 | 0 | 0 | 0 | 6337.5
2022-01-01 | 79 | 1 | 6337.5 | 0 | 0 | 0 | 0 | 6337.5
2022-02-01 | 80 | 1 | 6337.5 | 0 | 0 | 0 | 0 | 6337.5
2022-03-01 | 81 | 1 | 6337.5 | 0 | 0 | 0 | 0 | 6337.5
2022-04-01 | 82 | 1 | 6337.5 | 0 | 0 | 0 | 0 | 6337.5
2022-05-01 | 83 | 1 | 6337.5 | 0 | 0 | 0 | 0 | 6337.5
2022-06-01 | 84 | 1 | 6337.5 | 0 | 0 | 0 | 0 | 6337.5
2022-07-01 | 85 | 1 | 6337.5 | 0 | 0 | 0 | 0 | 6337.5
2022-08-01 | 86 | 1 | 6337.5 | 0 | 0 | 0 | 0 | 6337.5
2022-09-01 | 87 | 1 | 6337.5 | 0 | 0 | 0 | 0 | 6337.5
2022-10-01 | 88 | 1 | 6337.5 | 0 | 0 | 0 | 0 | 6337.5
2022-11-01 | 89 | 1 | 6337.5 | 0 | 0 | 0 | 0 | 6337.5
2022-12-01 | 90 | 1 | 6337.5 | 0 | 0 | 0 | 0 | 6337.5
2023-01-01 | 91 | 1 | 6337.5 | 0 | 0 | 0 | 0 | 6337.5
2023-02-01 | 92 | 1 | 6337.5 | 0 | 0 | 0 | 0 | 6337.5
2023-03-01 | 93 | 1 | 6337.5 | 0 | 0 | 0 | 0 | 6337.5
2023-04-01 | 94 | 1 | 6337.5 | 0 | 0 | 0 | 0 | 6337.5
2023-05-01 | 95 | 1 | 6337.5 | 0 | 0 | 0 | 0 | 6337.5
2023-06-01 | 96 | 1 | 6337.5 | 0 | 0 | 0 | 0 | 6337.5
2023-07-01 | 97 | 1 | 6337.5 | 0 | 0 | 0 | 0 | 6337.5
2023-08-01 | 98 | 1 | 6337.5 | 0 | 0 | 0 | 0 | 6337.5
2023-09-01 | 99 | 1 | 6337.5 | 0 | 0 | 0 | 0 | 6337.5
2023-10-01 | 100 | 1 | 6337.5 | 0 | 0 | 0 | 0 | 6337.5
2023-11-01 | 101 | 1 | 6337.5 | 0 | 0 | 0 | 0 | 6337.5
2023-12-01 | 102 | 1 | 6337.5 | 0 | 0 | 0 | 0 | 6337.5
2024-01-01 | 103 | 1 | 6337.5 | 0 | 0 | 0 | 0 | 6337.5
2024-02-01 | 104 | 1 | 6337.5 | 0 | 0 | 0 | 0 | 6337.5
2024-03-01 | 105 | 1 | 6337.5 | 0 | 0 | 0 | 0 | 6337.5
2024-04-01 | 106 | 1 | 6337.5 | 0 | 0 | 0 | 0 | 6337.5
2024-05-01 | 107 | 1 | 6337.5 | 0 | 0 | 0 | 0 | 6337.5
2024-06-01 | 108 | 1 | 6337.5 | 0 | 0 | 0 | 0 | 6337.5
2024-07-01 | 109 | 1 | 6337.5 | 0 | 0 | 0 | 0 | 6337.5
2024-08-01 | 110 | 1 | 6337.5 | 0 | 0 | 0 | 0 | 6337.5
2024-09-01 | 111 | 1 | 6337.5 | 0 | 0 | 0 | 0 | 6337.5
2024-10-01 | 112 | 1 | 6337.5 | 0 | 0 | 0 | 0 | 6337.5
2024-11-01 | 113 | 1 | 6337.5 | 0 | 0 | 0 | 0 | 6337.5
2024-12-01 | 114 | 1 | 6337.5 | 0 | 0 | 0 | 0 | 6337.5
2025-01-01 | 115 | 1 | 6337.5 | 0 | 0 | 0 | 0 | 6337.5
2025-02-01 | 116 | 1 | 6337.5 | 0 | 0 | 0 | 0 | 6337.5
2025-03-01 | 117 | 1 | 6337.5 | 0 | 0 | 0 | 0 | 6337.5
2025-04-01 | 118 | 1 | 6337.5 | 0 | 0 | 0 | 0 | 6337.5
2025-05-01 | 119 | 1 | 6337.5 | 0 | 0 | 0 | 0 | 6337.5
2025-06-01 | 120 | 1 | 6337.5 | 0 | 0 | 0 | 0 | 6337.5
2025-07-01 | 121 | 1 | 6337.5 | 0 | 0 | 0 | 0 | 6337.5
2025-08-01 | 122 | 1 | 6337.5 | 0 | 0 | 0 | 0 | 6337.5
2025-09-01 | 123 | 1 | 6337.5 | 0 | 0 | 0 | 0 | 6337.5
2025-10-01 | 124 | 1 | 6337.5 | 0 | 0 | 0 | 0 | 6337.5
2025-11-01 | 125 | 1 | 6337.5 | 0 | 0 | 0 | 0 | 6337.5
2025-12-01 | 126 | 1 | 6337.5 | 0 | 0 | 0 | 0 | 6337.5
2026-01-01 | 127 | 1 | 6337.5 | 0 | 0 | 0 | 0 | 6337.5
2026-02-01 | 128 | 1 | 6337.5 | 0 | 0 | 0 | 0 | 6337.5
2026-03-01 | 129 | 1 | 6337.5 | 0 | 0 | 0 | 0 | 6337.5
2026-04-01 | 130 | 1 | 6337.5 | 0 | 0 | 0 | 0 | 6337.5
2026-05-01 | 131 | 1 | 6337.5 | 0 | 0 | 0 | 0 | 6337.5
2026-06-01 | 132 | 1 | 6337.5 | 0 | 0 | 0 | 0 | 6337.5
2026-07-01 | 133 | 1 | 6337.5 | 0 | 0 | 0 | 0 | 6337.5
2026-08-01 | 134 | 1 | 6337.5 | 0 | 0 | 0 | 0 | 6337.5
2026-09-01 | 135 | 1 | 6337.5 | 0 | 0 | 0 | 0 | 6337.5
2026-10-01 | 136 | 1 | 6337.5 | 0 | 0 | 0 | 0 | 6337.5
2026-11-01 | 137 | 1 | 6337.5 | 0 | 0 | 0 | 0 | 6337.5
2026-12-01 | 138 | 1 | 6337.5 | 0 | 0 | 0 | 0 | 6337.5
2027-01-01 | 139 | 1 | 6337.5 | 0 | 0 | 0 | 0 | 6337.5
2027-02-01 | 140 | 1 | 6337.5 | 0 | 0 | 0 | 0 | 6337.5
2027-03-01 | 141 | 1 | 6337.5 | 0 | 0 | 0 | 0 | 6337.5
2027-04-01 | 142 | 1 | 6337.5 | 0 | 0 | 0 | 0 | 6337.5
2027-05-01 | 143 | 1 | 6337.5 | 0 | 0 | 0 | 0 | 6337.5
2027-06-01 | 144 | 1 | 6337.5 | 0 | 0 | 0 | 0 | 6337.5
2027-07-01 | 145 | 1 | 6337.5 | 0 | 0 | 0 | 0 | 6337.5
2027-08-01 | 146 | 1 | 6337.5 | 0 | 0 | 0 | 0 | 6337.5
2027-09-01 | 147 | 1 | 6337.5 | 0 | 0 | 0 | 0 | 6337.5
2027-10-01 | 148 | 1 | 6337.5 | 0 | 0 | 0 | 0 | 6337.5
2027-11-01 | 149 | 1 | 6337.5 | 0 | 0 | 0 | 0 | 6337.5
2027-12-01 | 150 | 1 | 6337.5 | 0 | 0 | 0 | 0 | 6337.5
2028-01-01 | 151 | 1 | 6337.5 | 0 | 0 | 0 | 0 | 6337.5
2028-02-01 | 152 | 1 | 6337.5 | 0 | 0 | 0 | 0 | 6337.5
2028-03-01 | 153 | 1 | 6337.5 | 0 | 0 | 0 | 0 | 6337.5
2028-04-01 | 154 | 1 | 6337.5 | 0 | 0 | 0 | 0 | 6337.5
2028-05-01 | 155 | 1 | 6337.5 | 0 | 0 | 0 | 0 | 6337.5
2028-06-01 | 156 | 1 | 6337.5 | 0 | 0 | 0 | 0 | 6337.5
2028-07-01 | 157 | 1 | 6337.5 | 0 | 0 | 0 | 0 | 6337.5
2028-08-01 | 158 | 1 | 6337.5 | 0 | 0 | 0 | 0 | 6337.5
2028-09-01 | 159 | 1 | 6337.5 | 0 | 0 | 0 | 0 | 6337.5
2028-10-01 | 160 | 1 | 6337.5 | 0 | 0 | 0 | 0 | 6337.5
2028-11-01 | 161 | 1 | 6337.5 | 0 | 0 | 0 | 0 | 6337.5
2028-12-01 | 162 | 1 | 6337.5 | 0 | 0 | 0 | 0 | 6337.5
2029-01-01 | 163 | 1 | 6337.5 | 0 | 0 | 0 | 0 | 6337.5
2029-02-01 | 164 | 1 | 6337.5 | 0 | 0 | 0 | 0 | 6337.5
2029-03-01 | 165 | 1 | 6337.5 | 0 | 0 | 0 | 0 | 6337.5
2029-04-01 | 166 | 1 | 6337.5 | 0 | 0 | 0 | 0 | 6337.5
2029-05-01 | 167 | 1 | 6337.5 | 0 | 0 | 0 | 0 | 6337.5
2029-06-01 | 168 | 1 | 6337.5 | 0 | 0 | 0 | 0 | 6337.5
2029-07-01 | 169 | 1 | 6337.5 | 0 | 0 | 0 | 0 | 6337.5
2029-08-01 | 170 | 1 | 6337.5 | 0 | 0 | 0 | 0 | 6337.5
2029-09-01 | 171 | 1 | 6337.5 | 0 | 0 | 0 | 0 | 6337.5
2029-10-01 | 172 | 1 | 6337.5 | 0 | 0 | 0 | 0 | 6337.5
2029-11-01 | 173 | 1 | 6337.5 | 0 | 0 | 0 | 0 | 6337.5
2029-12-01 | 174 | 1 | 6337.5 | 0 | 0 | 0 | 0 | 6337.5
2030-01-01 | 175 | 1 | 6337.5 | 0 | 0 | 0 | 0 | 6337.5
2030-02-01 | 176 | 1 | 6337.5 | 0 | 0 | 0 | 0 | 6337.5
2030-03-01 | 177 | 1 | 6337.5 | 0 | 0 | 0 | 0 | 6337.5
2030-04-01 | 178 | 1 | 6337.5 | 0 | 0 | 0 | 0 | 6337.5
2030-05-01 | 179 | 1 | 6337.5 | 0 | 0 | 0 | 0 | 6337.5
2030-06-01 | 180 | 1 | 6337.5 | 0 | 0 | 0 | 0 | 6337.5
2030-07-01 | 181 | 1 | 6337.5 | 0 | 0 | 0 | 0 | 6337.5
2030-08-01 | 182 | 1 | 6337.5 | 0 | 0 | 0 | 0 | 6337.5
2030-09-01 | 183 | 1 | 6337.5 | 0 | 0 | 0 | 0 | 6337.5
2030-10-01 | 184 | 1 | 6337.5 | 0 | 0 | 0 | 0 | 6337.5
2030-11-01 | 185 | 1 | 6337.5 | 0 | 0 | 0 | 0 | 6337.5
2030-12-01 | 186 | 1 | 6337.5 | 0 | 0 | 0 | 0 | 6337.5
2031-01-01 | 187 | 1 | 6337.5 | 0 | 0 | 0 | 0 | 6337.5
2031-02-01 | 188 | 1 | 6337.5 | 0 | 0 | 0 | 0 | 6337.5
2031-03-01 | 189 | 1 | 6337.5 | 0 | 0 | 0 | 0 | 6337.5
2031-04-01 | 190 | 1 | 6337.5 | 0 | 0 | 0 | 0 | 6337.5
2031-05-01 | 191 | 1 | 6337.5 | 0 | 0 | 0 | 0 | 6337.5
2031-06-01 | 192 | 1 | 6337.5 | 0 | 0 | 0 | 0 | 6337.5
2031-07-01 | 193 | 1 | 6337.5 | 0 | 0 | 0 | 0 | 6337.5
2031-08-01 | 194 | 1 | 6337.5 | 0 | 0 | 0 | 0 | 6337.5
2031-09-01 | 195 | 1 | 6337.5 | 0 | 0 | 0 | 0 | 6337.5
2031-10-01 | 196 | 1 | 6337.5 | 0 | 0 | 0 | 0 | 6337.5
2031-11-01 | 197 | 1 | 6337.5 | 0 | 0 | 0 | 0 | 6337.5
2031-12-01 | 198 | 1 | 6337.5 | 0 | 0 | 0 | 0 | 6337.5
2032-01-01 | 199 | 1 | 6337.5 | 0 | 0 | 0 | 0 | 6337.5
2032-02-01 | 200 | 1 | 6337.5 | 0 | 0 | 0 | 0 | 6337.5
2032-03-01 | 201 | 1 | 6337.5 | 0 | 0 | 0 | 0 | 6337.5
2032-04-01 | 202 | 1 | 6337.5 | 0 | 0 | 0 | 0 | 6337.5
2032-05-01 | 203 | 1 | 6337.5 | 0 | 0 | 0 | 0 | 6337.5
2032-06-01 | 204 | 1 | 6337.5 | 0 | 0 | 0 | 0 | 6337.5
2032-07-01 | 205 | 1 | 6337.5 | 0 | 0 | 0 | 0 | 6337.5
2032-08-01 | 206 | 1 | 6337.5 | 0 | 0 | 0 | 0 | 6337.5
2032-09-01 | 207 | 1 | 6337.5 | 0 | 0 | 0 | 0 | 6337.5
2032-10-01 | 208 | 1 | 6337.5 | 0 | 0 | 0 | 0 | 6337.5
2032-11-01 | 209 | 1 | 6337.5 | 0 | 0 | 0 | 0 | 6337.5
2032-12-01 | 210 | 1 | 6337.5 | 0 | 0 | 0 | 0 | 6337.5
2033-01-01 | 211 | 1 | 6337.5 | 0 | 0 | 0 | 0 | 6337.5
2033-02-01 | 212 | 1 | 6337.5 | 0 | 0 | 0 | 0 | 6337.5
2033-03-01 | 213 | 1 | 6337.5 | 0 | 0 | 0 | 0 | 6337.5
2033-04-01 | 214 | 1 | 6337.5 | 0 | 0 | 0 | 0 | 6337.5
2033-05-01 | 215 | 1 | 6337.5 | 0 | 0 | 0 | 0 | 6337.5
2033-06-01 | 216 | 1 | 6337.5 | 0 | 0 | 0 | 0 | 6337.5
2033-07-01 | 217 | 1 | 6337.5 | 0 | 0 | 0 | 0 | 6337.5
2033-08-01 | 218 | 1 | 6337.5 | 0 | 0 | 0 | 0 | 6337.5
2033-09-01 | 219 | 1 | 6337.5 | 0 | 0 | 0 | 0 | 6337.5
2033-10-01 | 220 | 1 | 6337.5 | 0 | 0 | 0 | 0 | 6337.5
2033-11-01 | 221 | 1 | 6337.5 | 0 | 0 | 0 | 0 | 6337.5
2033-12-01 | 222 | 1 | 6337.5 | 0 | 0 | 0 | 0 | 6337.5
2034-01-01 | 223 | 1 | 6337.5 | 0 | 0 | 0 | 0 | 6337.5
2034-02-01 | 224 | 1 | 6337.5 | 0 | 0 | 0 | 0 | 6337.5
2034-03-01 | 225 | 1 | 6337.5 | 0 | 0 | 0 | 0 | 6337.5
2034-04-01 | 226 | 1 | 6337.5 | 0 | 0 | 0 | 0 | 6337.5
2034-05-01 | 227 | 1 | 6337.5 | 0 | 0 | 0 | 0 | 6337.5
2034-06-01 | 228 | 1 | 6337.5 | 0 | 0 | 0 | 0 | 6337.5
2034-07-01 | 229 | 1 | 6337.5 | 0 | 0 | 0 | 0 | 6337.5
2034-08-01 | 230 | 1 | 6337.5 | 0 | 0 | 0 | 0 | 6337.5
2034-09-01 | 231 | 1 | 6337.5 | 0 | 0 | 0 | 0 | 6337.5
2034-10-01 | 232 | 1 | 6337.5 | 0 | 0 | 0 | 0 | 6337.5
2034-11-01 | 233 | 1 | 6337.5 | 0 | 0 | 0 | 0 | 6337.5
2034-12-01 | 234 | 1 | 6337.5 | 0 | 0 | 0 | 0 | 6337.5
2035-01-01 | 235 | 1 | 6337.5 | 0 | 0 | 0 | 0 | 6337.5
2035-02-01 | 236 | 1 | 6337.5 | 0 | 0 | 0 | 0 | 6337.5
2035-03-01 | 237 | 1 | 6337.5 | 0 | 0 | 0 | 0 | 6337.5
2035-04-01 | 238 | 1 | 6337.5 | 0 | 0 | 0 | 0 | 6337.5
2035-05-01 | 239 | 1 | 6337.5 | 0 | 0 | 0 | 0 | 6337.5
NA | NA | NA | NA | NA | NA | NA | NA | NA
Formulas:
Start = IF([Stage]=0,0,DATE(YEAR('A1 Costs and Contract'!B37),MONTH('A1 Costs and Contract'!B37),1))
End = DATE(YEAR([Start]),MONTH([Start])+'A1 Costs and Contract'!C46,1)-1
End = IF([Stage]=0,0,[End, row above])
Stage = DATE(YEAR([Stage, row above]),MONTH([Stage, row above])+1,1)
Stage = IF([Months]="NA","NA",DATE(YEAR([Stage, row above]),MONTH([Stage, row above])+1,1))

## Stage (6) Investment
Additional Detail: Stage (6) Monthly Investment
Participant: |  | Name of Market Participant (Customer) |  |  |  |  | Tariff: | AESO 2014
Project: |  | Project Name |  |  |  |  | Effective: | 1 Jul 2015
Number: |  | Project Number |  | Type: | DTS Only |  | To: | Current
Stage and Month Lookup
Stage | Months |  | Start | End
1 | 239.9667 |  | 2015-07-01 | 2035-06-30
0 | 0 |  | 0 | 0
0 | 0 |  | 0 | 0
0 | 0 |  | 0 | 0
0 | 0 |  | 0 | 0
0 | 0 |  | 0 | 0
Stage (6) Calculated Investment per Month of Maximum Investment Term
|  |  | Investment per Month by Tier |  |  |  |  | Nominal
Month | Count | Stage | Tier (a) | Tier (b) | Tier (c) | Tier (d) | Tier (e) | Monthly
2015-07-01 | 1 | 1 | 6337.5 | 0 | 0 | 0 | 0 | 6337.5
2015-08-01 | 2 | 1 | 6337.5 | 0 | 0 | 0 | 0 | 6337.5
2015-09-01 | 3 | 1 | 6337.5 | 0 | 0 | 0 | 0 | 6337.5
2015-10-01 | 4 | 1 | 6337.5 | 0 | 0 | 0 | 0 | 6337.5
2015-11-01 | 5 | 1 | 6337.5 | 0 | 0 | 0 | 0 | 6337.5
2015-12-01 | 6 | 1 | 6337.5 | 0 | 0 | 0 | 0 | 6337.5
2016-01-01 | 7 | 1 | 6337.5 | 0 | 0 | 0 | 0 | 6337.5
2016-02-01 | 8 | 1 | 6337.5 | 0 | 0 | 0 | 0 | 6337.5
2016-03-01 | 9 | 1 | 6337.5 | 0 | 0 | 0 | 0 | 6337.5
2016-04-01 | 10 | 1 | 6337.5 | 0 | 0 | 0 | 0 | 6337.5
2016-05-01 | 11 | 1 | 6337.5 | 0 | 0 | 0 | 0 | 6337.5
2016-06-01 | 12 | 1 | 6337.5 | 0 | 0 | 0 | 0 | 6337.5
2016-07-01 | 13 | 1 | 6337.5 | 0 | 0 | 0 | 0 | 6337.5
2016-08-01 | 14 | 1 | 6337.5 | 0 | 0 | 0 | 0 | 6337.5
2016-09-01 | 15 | 1 | 6337.5 | 0 | 0 | 0 | 0 | 6337.5
2016-10-01 | 16 | 1 | 6337.5 | 0 | 0 | 0 | 0 | 6337.5
2016-11-01 | 17 | 1 | 6337.5 | 0 | 0 | 0 | 0 | 6337.5
2016-12-01 | 18 | 1 | 6337.5 | 0 | 0 | 0 | 0 | 6337.5
2017-01-01 | 19 | 1 | 6337.5 | 0 | 0 | 0 | 0 | 6337.5
2017-02-01 | 20 | 1 | 6337.5 | 0 | 0 | 0 | 0 | 6337.5
2017-03-01 | 21 | 1 | 6337.5 | 0 | 0 | 0 | 0 | 6337.5
2017-04-01 | 22 | 1 | 6337.5 | 0 | 0 | 0 | 0 | 6337.5
2017-05-01 | 23 | 1 | 6337.5 | 0 | 0 | 0 | 0 | 6337.5
2017-06-01 | 24 | 1 | 6337.5 | 0 | 0 | 0 | 0 | 6337.5
2017-07-01 | 25 | 1 | 6337.5 | 0 | 0 | 0 | 0 | 6337.5
2017-08-01 | 26 | 1 | 6337.5 | 0 | 0 | 0 | 0 | 6337.5
2017-09-01 | 27 | 1 | 6337.5 | 0 | 0 | 0 | 0 | 6337.5
2017-10-01 | 28 | 1 | 6337.5 | 0 | 0 | 0 | 0 | 6337.5
2017-11-01 | 29 | 1 | 6337.5 | 0 | 0 | 0 | 0 | 6337.5
2017-12-01 | 30 | 1 | 6337.5 | 0 | 0 | 0 | 0 | 6337.5
2018-01-01 | 31 | 1 | 6337.5 | 0 | 0 | 0 | 0 | 6337.5
2018-02-01 | 32 | 1 | 6337.5 | 0 | 0 | 0 | 0 | 6337.5
2018-03-01 | 33 | 1 | 6337.5 | 0 | 0 | 0 | 0 | 6337.5
2018-04-01 | 34 | 1 | 6337.5 | 0 | 0 | 0 | 0 | 6337.5
2018-05-01 | 35 | 1 | 6337.5 | 0 | 0 | 0 | 0 | 6337.5
2018-06-01 | 36 | 1 | 6337.5 | 0 | 0 | 0 | 0 | 6337.5
2018-07-01 | 37 | 1 | 6337.5 | 0 | 0 | 0 | 0 | 6337.5
2018-08-01 | 38 | 1 | 6337.5 | 0 | 0 | 0 | 0 | 6337.5
2018-09-01 | 39 | 1 | 6337.5 | 0 | 0 | 0 | 0 | 6337.5
2018-10-01 | 40 | 1 | 6337.5 | 0 | 0 | 0 | 0 | 6337.5
2018-11-01 | 41 | 1 | 6337.5 | 0 | 0 | 0 | 0 | 6337.5
2018-12-01 | 42 | 1 | 6337.5 | 0 | 0 | 0 | 0 | 6337.5
2019-01-01 | 43 | 1 | 6337.5 | 0 | 0 | 0 | 0 | 6337.5
2019-02-01 | 44 | 1 | 6337.5 | 0 | 0 | 0 | 0 | 6337.5
2019-03-01 | 45 | 1 | 6337.5 | 0 | 0 | 0 | 0 | 6337.5
2019-04-01 | 46 | 1 | 6337.5 | 0 | 0 | 0 | 0 | 6337.5
2019-05-01 | 47 | 1 | 6337.5 | 0 | 0 | 0 | 0 | 6337.5
2019-06-01 | 48 | 1 | 6337.5 | 0 | 0 | 0 | 0 | 6337.5
2019-07-01 | 49 | 1 | 6337.5 | 0 | 0 | 0 | 0 | 6337.5
2019-08-01 | 50 | 1 | 6337.5 | 0 | 0 | 0 | 0 | 6337.5
2019-09-01 | 51 | 1 | 6337.5 | 0 | 0 | 0 | 0 | 6337.5
2019-10-01 | 52 | 1 | 6337.5 | 0 | 0 | 0 | 0 | 6337.5
2019-11-01 | 53 | 1 | 6337.5 | 0 | 0 | 0 | 0 | 6337.5
2019-12-01 | 54 | 1 | 6337.5 | 0 | 0 | 0 | 0 | 6337.5
2020-01-01 | 55 | 1 | 6337.5 | 0 | 0 | 0 | 0 | 6337.5
2020-02-01 | 56 | 1 | 6337.5 | 0 | 0 | 0 | 0 | 6337.5
2020-03-01 | 57 | 1 | 6337.5 | 0 | 0 | 0 | 0 | 6337.5
2020-04-01 | 58 | 1 | 6337.5 | 0 | 0 | 0 | 0 | 6337.5
2020-05-01 | 59 | 1 | 6337.5 | 0 | 0 | 0 | 0 | 6337.5
2020-06-01 | 60 | 1 | 6337.5 | 0 | 0 | 0 | 0 | 6337.5
2020-07-01 | 61 | 1 | 6337.5 | 0 | 0 | 0 | 0 | 6337.5
2020-08-01 | 62 | 1 | 6337.5 | 0 | 0 | 0 | 0 | 6337.5
2020-09-01 | 63 | 1 | 6337.5 | 0 | 0 | 0 | 0 | 6337.5
2020-10-01 | 64 | 1 | 6337.5 | 0 | 0 | 0 | 0 | 6337.5
2020-11-01 | 65 | 1 | 6337.5 | 0 | 0 | 0 | 0 | 6337.5
2020-12-01 | 66 | 1 | 6337.5 | 0 | 0 | 0 | 0 | 6337.5
2021-01-01 | 67 | 1 | 6337.5 | 0 | 0 | 0 | 0 | 6337.5
2021-02-01 | 68 | 1 | 6337.5 | 0 | 0 | 0 | 0 | 6337.5
2021-03-01 | 69 | 1 | 6337.5 | 0 | 0 | 0 | 0 | 6337.5
2021-04-01 | 70 | 1 | 6337.5 | 0 | 0 | 0 | 0 | 6337.5
2021-05-01 | 71 | 1 | 6337.5 | 0 | 0 | 0 | 0 | 6337.5
2021-06-01 | 72 | 1 | 6337.5 | 0 | 0 | 0 | 0 | 6337.5
2021-07-01 | 73 | 1 | 6337.5 | 0 | 0 | 0 | 0 | 6337.5
2021-08-01 | 74 | 1 | 6337.5 | 0 | 0 | 0 | 0 | 6337.5
2021-09-01 | 75 | 1 | 6337.5 | 0 | 0 | 0 | 0 | 6337.5
2021-10-01 | 76 | 1 | 6337.5 | 0 | 0 | 0 | 0 | 6337.5
2021-11-01 | 77 | 1 | 6337.5 | 0 | 0 | 0 | 0 | 6337.5
2021-12-01 | 78 | 1 | 6337.5 | 0 | 0 | 0 | 0 | 6337.5
2022-01-01 | 79 | 1 | 6337.5 | 0 | 0 | 0 | 0 | 6337.5
2022-02-01 | 80 | 1 | 6337.5 | 0 | 0 | 0 | 0 | 6337.5
2022-03-01 | 81 | 1 | 6337.5 | 0 | 0 | 0 | 0 | 6337.5
2022-04-01 | 82 | 1 | 6337.5 | 0 | 0 | 0 | 0 | 6337.5
2022-05-01 | 83 | 1 | 6337.5 | 0 | 0 | 0 | 0 | 6337.5
2022-06-01 | 84 | 1 | 6337.5 | 0 | 0 | 0 | 0 | 6337.5
2022-07-01 | 85 | 1 | 6337.5 | 0 | 0 | 0 | 0 | 6337.5
2022-08-01 | 86 | 1 | 6337.5 | 0 | 0 | 0 | 0 | 6337.5
2022-09-01 | 87 | 1 | 6337.5 | 0 | 0 | 0 | 0 | 6337.5
2022-10-01 | 88 | 1 | 6337.5 | 0 | 0 | 0 | 0 | 6337.5
2022-11-01 | 89 | 1 | 6337.5 | 0 | 0 | 0 | 0 | 6337.5
2022-12-01 | 90 | 1 | 6337.5 | 0 | 0 | 0 | 0 | 6337.5
2023-01-01 | 91 | 1 | 6337.5 | 0 | 0 | 0 | 0 | 6337.5
2023-02-01 | 92 | 1 | 6337.5 | 0 | 0 | 0 | 0 | 6337.5
2023-03-01 | 93 | 1 | 6337.5 | 0 | 0 | 0 | 0 | 6337.5
2023-04-01 | 94 | 1 | 6337.5 | 0 | 0 | 0 | 0 | 6337.5
2023-05-01 | 95 | 1 | 6337.5 | 0 | 0 | 0 | 0 | 6337.5
2023-06-01 | 96 | 1 | 6337.5 | 0 | 0 | 0 | 0 | 6337.5
2023-07-01 | 97 | 1 | 6337.5 | 0 | 0 | 0 | 0 | 6337.5
2023-08-01 | 98 | 1 | 6337.5 | 0 | 0 | 0 | 0 | 6337.5
2023-09-01 | 99 | 1 | 6337.5 | 0 | 0 | 0 | 0 | 6337.5
2023-10-01 | 100 | 1 | 6337.5 | 0 | 0 | 0 | 0 | 6337.5
2023-11-01 | 101 | 1 | 6337.5 | 0 | 0 | 0 | 0 | 6337.5
2023-12-01 | 102 | 1 | 6337.5 | 0 | 0 | 0 | 0 | 6337.5
2024-01-01 | 103 | 1 | 6337.5 | 0 | 0 | 0 | 0 | 6337.5
2024-02-01 | 104 | 1 | 6337.5 | 0 | 0 | 0 | 0 | 6337.5
2024-03-01 | 105 | 1 | 6337.5 | 0 | 0 | 0 | 0 | 6337.5
2024-04-01 | 106 | 1 | 6337.5 | 0 | 0 | 0 | 0 | 6337.5
2024-05-01 | 107 | 1 | 6337.5 | 0 | 0 | 0 | 0 | 6337.5
2024-06-01 | 108 | 1 | 6337.5 | 0 | 0 | 0 | 0 | 6337.5
2024-07-01 | 109 | 1 | 6337.5 | 0 | 0 | 0 | 0 | 6337.5
2024-08-01 | 110 | 1 | 6337.5 | 0 | 0 | 0 | 0 | 6337.5
2024-09-01 | 111 | 1 | 6337.5 | 0 | 0 | 0 | 0 | 6337.5
2024-10-01 | 112 | 1 | 6337.5 | 0 | 0 | 0 | 0 | 6337.5
2024-11-01 | 113 | 1 | 6337.5 | 0 | 0 | 0 | 0 | 6337.5
2024-12-01 | 114 | 1 | 6337.5 | 0 | 0 | 0 | 0 | 6337.5
2025-01-01 | 115 | 1 | 6337.5 | 0 | 0 | 0 | 0 | 6337.5
2025-02-01 | 116 | 1 | 6337.5 | 0 | 0 | 0 | 0 | 6337.5
2025-03-01 | 117 | 1 | 6337.5 | 0 | 0 | 0 | 0 | 6337.5
2025-04-01 | 118 | 1 | 6337.5 | 0 | 0 | 0 | 0 | 6337.5
2025-05-01 | 119 | 1 | 6337.5 | 0 | 0 | 0 | 0 | 6337.5
2025-06-01 | 120 | 1 | 6337.5 | 0 | 0 | 0 | 0 | 6337.5
2025-07-01 | 121 | 1 | 6337.5 | 0 | 0 | 0 | 0 | 6337.5
2025-08-01 | 122 | 1 | 6337.5 | 0 | 0 | 0 | 0 | 6337.5
2025-09-01 | 123 | 1 | 6337.5 | 0 | 0 | 0 | 0 | 6337.5
2025-10-01 | 124 | 1 | 6337.5 | 0 | 0 | 0 | 0 | 6337.5
2025-11-01 | 125 | 1 | 6337.5 | 0 | 0 | 0 | 0 | 6337.5
2025-12-01 | 126 | 1 | 6337.5 | 0 | 0 | 0 | 0 | 6337.5
2026-01-01 | 127 | 1 | 6337.5 | 0 | 0 | 0 | 0 | 6337.5
2026-02-01 | 128 | 1 | 6337.5 | 0 | 0 | 0 | 0 | 6337.5
2026-03-01 | 129 | 1 | 6337.5 | 0 | 0 | 0 | 0 | 6337.5
2026-04-01 | 130 | 1 | 6337.5 | 0 | 0 | 0 | 0 | 6337.5
2026-05-01 | 131 | 1 | 6337.5 | 0 | 0 | 0 | 0 | 6337.5
2026-06-01 | 132 | 1 | 6337.5 | 0 | 0 | 0 | 0 | 6337.5
2026-07-01 | 133 | 1 | 6337.5 | 0 | 0 | 0 | 0 | 6337.5
2026-08-01 | 134 | 1 | 6337.5 | 0 | 0 | 0 | 0 | 6337.5
2026-09-01 | 135 | 1 | 6337.5 | 0 | 0 | 0 | 0 | 6337.5
2026-10-01 | 136 | 1 | 6337.5 | 0 | 0 | 0 | 0 | 6337.5
2026-11-01 | 137 | 1 | 6337.5 | 0 | 0 | 0 | 0 | 6337.5
2026-12-01 | 138 | 1 | 6337.5 | 0 | 0 | 0 | 0 | 6337.5
2027-01-01 | 139 | 1 | 6337.5 | 0 | 0 | 0 | 0 | 6337.5
2027-02-01 | 140 | 1 | 6337.5 | 0 | 0 | 0 | 0 | 6337.5
2027-03-01 | 141 | 1 | 6337.5 | 0 | 0 | 0 | 0 | 6337.5
2027-04-01 | 142 | 1 | 6337.5 | 0 | 0 | 0 | 0 | 6337.5
2027-05-01 | 143 | 1 | 6337.5 | 0 | 0 | 0 | 0 | 6337.5
2027-06-01 | 144 | 1 | 6337.5 | 0 | 0 | 0 | 0 | 6337.5
2027-07-01 | 145 | 1 | 6337.5 | 0 | 0 | 0 | 0 | 6337.5
2027-08-01 | 146 | 1 | 6337.5 | 0 | 0 | 0 | 0 | 6337.5
2027-09-01 | 147 | 1 | 6337.5 | 0 | 0 | 0 | 0 | 6337.5
2027-10-01 | 148 | 1 | 6337.5 | 0 | 0 | 0 | 0 | 6337.5
2027-11-01 | 149 | 1 | 6337.5 | 0 | 0 | 0 | 0 | 6337.5
2027-12-01 | 150 | 1 | 6337.5 | 0 | 0 | 0 | 0 | 6337.5
2028-01-01 | 151 | 1 | 6337.5 | 0 | 0 | 0 | 0 | 6337.5
2028-02-01 | 152 | 1 | 6337.5 | 0 | 0 | 0 | 0 | 6337.5
2028-03-01 | 153 | 1 | 6337.5 | 0 | 0 | 0 | 0 | 6337.5
2028-04-01 | 154 | 1 | 6337.5 | 0 | 0 | 0 | 0 | 6337.5
2028-05-01 | 155 | 1 | 6337.5 | 0 | 0 | 0 | 0 | 6337.5
2028-06-01 | 156 | 1 | 6337.5 | 0 | 0 | 0 | 0 | 6337.5
2028-07-01 | 157 | 1 | 6337.5 | 0 | 0 | 0 | 0 | 6337.5
2028-08-01 | 158 | 1 | 6337.5 | 0 | 0 | 0 | 0 | 6337.5
2028-09-01 | 159 | 1 | 6337.5 | 0 | 0 | 0 | 0 | 6337.5
2028-10-01 | 160 | 1 | 6337.5 | 0 | 0 | 0 | 0 | 6337.5
2028-11-01 | 161 | 1 | 6337.5 | 0 | 0 | 0 | 0 | 6337.5
2028-12-01 | 162 | 1 | 6337.5 | 0 | 0 | 0 | 0 | 6337.5
2029-01-01 | 163 | 1 | 6337.5 | 0 | 0 | 0 | 0 | 6337.5
2029-02-01 | 164 | 1 | 6337.5 | 0 | 0 | 0 | 0 | 6337.5
2029-03-01 | 165 | 1 | 6337.5 | 0 | 0 | 0 | 0 | 6337.5
2029-04-01 | 166 | 1 | 6337.5 | 0 | 0 | 0 | 0 | 6337.5
2029-05-01 | 167 | 1 | 6337.5 | 0 | 0 | 0 | 0 | 6337.5
2029-06-01 | 168 | 1 | 6337.5 | 0 | 0 | 0 | 0 | 6337.5
2029-07-01 | 169 | 1 | 6337.5 | 0 | 0 | 0 | 0 | 6337.5
2029-08-01 | 170 | 1 | 6337.5 | 0 | 0 | 0 | 0 | 6337.5
2029-09-01 | 171 | 1 | 6337.5 | 0 | 0 | 0 | 0 | 6337.5
2029-10-01 | 172 | 1 | 6337.5 | 0 | 0 | 0 | 0 | 6337.5
2029-11-01 | 173 | 1 | 6337.5 | 0 | 0 | 0 | 0 | 6337.5
2029-12-01 | 174 | 1 | 6337.5 | 0 | 0 | 0 | 0 | 6337.5
2030-01-01 | 175 | 1 | 6337.5 | 0 | 0 | 0 | 0 | 6337.5
2030-02-01 | 176 | 1 | 6337.5 | 0 | 0 | 0 | 0 | 6337.5
2030-03-01 | 177 | 1 | 6337.5 | 0 | 0 | 0 | 0 | 6337.5
2030-04-01 | 178 | 1 | 6337.5 | 0 | 0 | 0 | 0 | 6337.5
2030-05-01 | 179 | 1 | 6337.5 | 0 | 0 | 0 | 0 | 6337.5
2030-06-01 | 180 | 1 | 6337.5 | 0 | 0 | 0 | 0 | 6337.5
2030-07-01 | 181 | 1 | 6337.5 | 0 | 0 | 0 | 0 | 6337.5
2030-08-01 | 182 | 1 | 6337.5 | 0 | 0 | 0 | 0 | 6337.5
2030-09-01 | 183 | 1 | 6337.5 | 0 | 0 | 0 | 0 | 6337.5
2030-10-01 | 184 | 1 | 6337.5 | 0 | 0 | 0 | 0 | 6337.5
2030-11-01 | 185 | 1 | 6337.5 | 0 | 0 | 0 | 0 | 6337.5
2030-12-01 | 186 | 1 | 6337.5 | 0 | 0 | 0 | 0 | 6337.5
2031-01-01 | 187 | 1 | 6337.5 | 0 | 0 | 0 | 0 | 6337.5
2031-02-01 | 188 | 1 | 6337.5 | 0 | 0 | 0 | 0 | 6337.5
2031-03-01 | 189 | 1 | 6337.5 | 0 | 0 | 0 | 0 | 6337.5
2031-04-01 | 190 | 1 | 6337.5 | 0 | 0 | 0 | 0 | 6337.5
2031-05-01 | 191 | 1 | 6337.5 | 0 | 0 | 0 | 0 | 6337.5
2031-06-01 | 192 | 1 | 6337.5 | 0 | 0 | 0 | 0 | 6337.5
2031-07-01 | 193 | 1 | 6337.5 | 0 | 0 | 0 | 0 | 6337.5
2031-08-01 | 194 | 1 | 6337.5 | 0 | 0 | 0 | 0 | 6337.5
2031-09-01 | 195 | 1 | 6337.5 | 0 | 0 | 0 | 0 | 6337.5
2031-10-01 | 196 | 1 | 6337.5 | 0 | 0 | 0 | 0 | 6337.5
2031-11-01 | 197 | 1 | 6337.5 | 0 | 0 | 0 | 0 | 6337.5
2031-12-01 | 198 | 1 | 6337.5 | 0 | 0 | 0 | 0 | 6337.5
2032-01-01 | 199 | 1 | 6337.5 | 0 | 0 | 0 | 0 | 6337.5
2032-02-01 | 200 | 1 | 6337.5 | 0 | 0 | 0 | 0 | 6337.5
2032-03-01 | 201 | 1 | 6337.5 | 0 | 0 | 0 | 0 | 6337.5
2032-04-01 | 202 | 1 | 6337.5 | 0 | 0 | 0 | 0 | 6337.5
2032-05-01 | 203 | 1 | 6337.5 | 0 | 0 | 0 | 0 | 6337.5
2032-06-01 | 204 | 1 | 6337.5 | 0 | 0 | 0 | 0 | 6337.5
2032-07-01 | 205 | 1 | 6337.5 | 0 | 0 | 0 | 0 | 6337.5
2032-08-01 | 206 | 1 | 6337.5 | 0 | 0 | 0 | 0 | 6337.5
2032-09-01 | 207 | 1 | 6337.5 | 0 | 0 | 0 | 0 | 6337.5
2032-10-01 | 208 | 1 | 6337.5 | 0 | 0 | 0 | 0 | 6337.5
2032-11-01 | 209 | 1 | 6337.5 | 0 | 0 | 0 | 0 | 6337.5
2032-12-01 | 210 | 1 | 6337.5 | 0 | 0 | 0 | 0 | 6337.5
2033-01-01 | 211 | 1 | 6337.5 | 0 | 0 | 0 | 0 | 6337.5
2033-02-01 | 212 | 1 | 6337.5 | 0 | 0 | 0 | 0 | 6337.5
2033-03-01 | 213 | 1 | 6337.5 | 0 | 0 | 0 | 0 | 6337.5
2033-04-01 | 214 | 1 | 6337.5 | 0 | 0 | 0 | 0 | 6337.5
2033-05-01 | 215 | 1 | 6337.5 | 0 | 0 | 0 | 0 | 6337.5
2033-06-01 | 216 | 1 | 6337.5 | 0 | 0 | 0 | 0 | 6337.5
2033-07-01 | 217 | 1 | 6337.5 | 0 | 0 | 0 | 0 | 6337.5
2033-08-01 | 218 | 1 | 6337.5 | 0 | 0 | 0 | 0 | 6337.5
2033-09-01 | 219 | 1 | 6337.5 | 0 | 0 | 0 | 0 | 6337.5
2033-10-01 | 220 | 1 | 6337.5 | 0 | 0 | 0 | 0 | 6337.5
2033-11-01 | 221 | 1 | 6337.5 | 0 | 0 | 0 | 0 | 6337.5
2033-12-01 | 222 | 1 | 6337.5 | 0 | 0 | 0 | 0 | 6337.5
2034-01-01 | 223 | 1 | 6337.5 | 0 | 0 | 0 | 0 | 6337.5
2034-02-01 | 224 | 1 | 6337.5 | 0 | 0 | 0 | 0 | 6337.5
2034-03-01 | 225 | 1 | 6337.5 | 0 | 0 | 0 | 0 | 6337.5
2034-04-01 | 226 | 1 | 6337.5 | 0 | 0 | 0 | 0 | 6337.5
2034-05-01 | 227 | 1 | 6337.5 | 0 | 0 | 0 | 0 | 6337.5
2034-06-01 | 228 | 1 | 6337.5 | 0 | 0 | 0 | 0 | 6337.5
2034-07-01 | 229 | 1 | 6337.5 | 0 | 0 | 0 | 0 | 6337.5
2034-08-01 | 230 | 1 | 6337.5 | 0 | 0 | 0 | 0 | 6337.5
2034-09-01 | 231 | 1 | 6337.5 | 0 | 0 | 0 | 0 | 6337.5
2034-10-01 | 232 | 1 | 6337.5 | 0 | 0 | 0 | 0 | 6337.5
2034-11-01 | 233 | 1 | 6337.5 | 0 | 0 | 0 | 0 | 6337.5
2034-12-01 | 234 | 1 | 6337.5 | 0 | 0 | 0 | 0 | 6337.5
2035-01-01 | 235 | 1 | 6337.5 | 0 | 0 | 0 | 0 | 6337.5
2035-02-01 | 236 | 1 | 6337.5 | 0 | 0 | 0 | 0 | 6337.5
2035-03-01 | 237 | 1 | 6337.5 | 0 | 0 | 0 | 0 | 6337.5
2035-04-01 | 238 | 1 | 6337.5 | 0 | 0 | 0 | 0 | 6337.5
2035-05-01 | 239 | 1 | 6337.5 | 0 | 0 | 0 | 0 | 6337.5
NA | NA | NA | NA | NA | NA | NA | NA | NA
Formulas:
Start = IF([Stage]=0,0,DATE(YEAR('A1 Costs and Contract'!B37),MONTH('A1 Costs and Contract'!B37),1))
End = DATE(YEAR([Start]),MONTH([Start])+'A1 Costs and Contract'!C46,1)-1
End = IF([Stage]=0,0,[End, row above])
Stage = DATE(YEAR([Stage, row above]),MONTH([Stage, row above])+1,1)
Stage = IF([Months]="NA","NA",DATE(YEAR([Stage, row above]),MONTH([Stage, row above])+1,1))

## Stage (7) Investment
Additional Detail: Stage (7) Monthly Investment
Participant: |  | Name of Market Participant (Customer) |  |  |  |  | Tariff: | AESO 2014
Project: |  | Project Name |  |  |  |  | Effective: | 1 Jul 2015
Number: |  | Project Number |  | Type: | DTS Only |  | To: | Current
Stage and Month Lookup
Stage | Months |  | Start | End
1 | 239.9667 |  | 2015-07-01 | 2035-06-30
0 | 0 |  | 0 | 0
0 | 0 |  | 0 | 0
0 | 0 |  | 0 | 0
0 | 0 |  | 0 | 0
0 | 0 |  | 0 | 0
0 | 0 |  | 0 | 0
Stage (7) Calculated Investment per Month of Maximum Investment Term
|  |  | Investment per Month by Tier |  |  |  |  | Nominal
Month | Count | Stage | Tier (a) | Tier (b) | Tier (c) | Tier (d) | Tier (e) | Monthly
2015-07-01 | 1 | 1 | 6337.5 | 0 | 0 | 0 | 0 | 6337.5
2015-08-01 | 2 | 1 | 6337.5 | 0 | 0 | 0 | 0 | 6337.5
2015-09-01 | 3 | 1 | 6337.5 | 0 | 0 | 0 | 0 | 6337.5
2015-10-01 | 4 | 1 | 6337.5 | 0 | 0 | 0 | 0 | 6337.5
2015-11-01 | 5 | 1 | 6337.5 | 0 | 0 | 0 | 0 | 6337.5
2015-12-01 | 6 | 1 | 6337.5 | 0 | 0 | 0 | 0 | 6337.5
2016-01-01 | 7 | 1 | 6337.5 | 0 | 0 | 0 | 0 | 6337.5
2016-02-01 | 8 | 1 | 6337.5 | 0 | 0 | 0 | 0 | 6337.5
2016-03-01 | 9 | 1 | 6337.5 | 0 | 0 | 0 | 0 | 6337.5
2016-04-01 | 10 | 1 | 6337.5 | 0 | 0 | 0 | 0 | 6337.5
2016-05-01 | 11 | 1 | 6337.5 | 0 | 0 | 0 | 0 | 6337.5
2016-06-01 | 12 | 1 | 6337.5 | 0 | 0 | 0 | 0 | 6337.5
2016-07-01 | 13 | 1 | 6337.5 | 0 | 0 | 0 | 0 | 6337.5
2016-08-01 | 14 | 1 | 6337.5 | 0 | 0 | 0 | 0 | 6337.5
2016-09-01 | 15 | 1 | 6337.5 | 0 | 0 | 0 | 0 | 6337.5
2016-10-01 | 16 | 1 | 6337.5 | 0 | 0 | 0 | 0 | 6337.5
2016-11-01 | 17 | 1 | 6337.5 | 0 | 0 | 0 | 0 | 6337.5
2016-12-01 | 18 | 1 | 6337.5 | 0 | 0 | 0 | 0 | 6337.5
2017-01-01 | 19 | 1 | 6337.5 | 0 | 0 | 0 | 0 | 6337.5
2017-02-01 | 20 | 1 | 6337.5 | 0 | 0 | 0 | 0 | 6337.5
2017-03-01 | 21 | 1 | 6337.5 | 0 | 0 | 0 | 0 | 6337.5
2017-04-01 | 22 | 1 | 6337.5 | 0 | 0 | 0 | 0 | 6337.5
2017-05-01 | 23 | 1 | 6337.5 | 0 | 0 | 0 | 0 | 6337.5
2017-06-01 | 24 | 1 | 6337.5 | 0 | 0 | 0 | 0 | 6337.5
2017-07-01 | 25 | 1 | 6337.5 | 0 | 0 | 0 | 0 | 6337.5
2017-08-01 | 26 | 1 | 6337.5 | 0 | 0 | 0 | 0 | 6337.5
2017-09-01 | 27 | 1 | 6337.5 | 0 | 0 | 0 | 0 | 6337.5
2017-10-01 | 28 | 1 | 6337.5 | 0 | 0 | 0 | 0 | 6337.5
2017-11-01 | 29 | 1 | 6337.5 | 0 | 0 | 0 | 0 | 6337.5
2017-12-01 | 30 | 1 | 6337.5 | 0 | 0 | 0 | 0 | 6337.5
2018-01-01 | 31 | 1 | 6337.5 | 0 | 0 | 0 | 0 | 6337.5
2018-02-01 | 32 | 1 | 6337.5 | 0 | 0 | 0 | 0 | 6337.5
2018-03-01 | 33 | 1 | 6337.5 | 0 | 0 | 0 | 0 | 6337.5
2018-04-01 | 34 | 1 | 6337.5 | 0 | 0 | 0 | 0 | 6337.5
2018-05-01 | 35 | 1 | 6337.5 | 0 | 0 | 0 | 0 | 6337.5
2018-06-01 | 36 | 1 | 6337.5 | 0 | 0 | 0 | 0 | 6337.5
2018-07-01 | 37 | 1 | 6337.5 | 0 | 0 | 0 | 0 | 6337.5
2018-08-01 | 38 | 1 | 6337.5 | 0 | 0 | 0 | 0 | 6337.5
2018-09-01 | 39 | 1 | 6337.5 | 0 | 0 | 0 | 0 | 6337.5
2018-10-01 | 40 | 1 | 6337.5 | 0 | 0 | 0 | 0 | 6337.5
2018-11-01 | 41 | 1 | 6337.5 | 0 | 0 | 0 | 0 | 6337.5
2018-12-01 | 42 | 1 | 6337.5 | 0 | 0 | 0 | 0 | 6337.5
2019-01-01 | 43 | 1 | 6337.5 | 0 | 0 | 0 | 0 | 6337.5
2019-02-01 | 44 | 1 | 6337.5 | 0 | 0 | 0 | 0 | 6337.5
2019-03-01 | 45 | 1 | 6337.5 | 0 | 0 | 0 | 0 | 6337.5
2019-04-01 | 46 | 1 | 6337.5 | 0 | 0 | 0 | 0 | 6337.5
2019-05-01 | 47 | 1 | 6337.5 | 0 | 0 | 0 | 0 | 6337.5
2019-06-01 | 48 | 1 | 6337.5 | 0 | 0 | 0 | 0 | 6337.5
2019-07-01 | 49 | 1 | 6337.5 | 0 | 0 | 0 | 0 | 6337.5
2019-08-01 | 50 | 1 | 6337.5 | 0 | 0 | 0 | 0 | 6337.5
2019-09-01 | 51 | 1 | 6337.5 | 0 | 0 | 0 | 0 | 6337.5
2019-10-01 | 52 | 1 | 6337.5 | 0 | 0 | 0 | 0 | 6337.5
2019-11-01 | 53 | 1 | 6337.5 | 0 | 0 | 0 | 0 | 6337.5
2019-12-01 | 54 | 1 | 6337.5 | 0 | 0 | 0 | 0 | 6337.5
2020-01-01 | 55 | 1 | 6337.5 | 0 | 0 | 0 | 0 | 6337.5
2020-02-01 | 56 | 1 | 6337.5 | 0 | 0 | 0 | 0 | 6337.5
2020-03-01 | 57 | 1 | 6337.5 | 0 | 0 | 0 | 0 | 6337.5
2020-04-01 | 58 | 1 | 6337.5 | 0 | 0 | 0 | 0 | 6337.5
2020-05-01 | 59 | 1 | 6337.5 | 0 | 0 | 0 | 0 | 6337.5
2020-06-01 | 60 | 1 | 6337.5 | 0 | 0 | 0 | 0 | 6337.5
2020-07-01 | 61 | 1 | 6337.5 | 0 | 0 | 0 | 0 | 6337.5
2020-08-01 | 62 | 1 | 6337.5 | 0 | 0 | 0 | 0 | 6337.5
2020-09-01 | 63 | 1 | 6337.5 | 0 | 0 | 0 | 0 | 6337.5
2020-10-01 | 64 | 1 | 6337.5 | 0 | 0 | 0 | 0 | 6337.5
2020-11-01 | 65 | 1 | 6337.5 | 0 | 0 | 0 | 0 | 6337.5
2020-12-01 | 66 | 1 | 6337.5 | 0 | 0 | 0 | 0 | 6337.5
2021-01-01 | 67 | 1 | 6337.5 | 0 | 0 | 0 | 0 | 6337.5
2021-02-01 | 68 | 1 | 6337.5 | 0 | 0 | 0 | 0 | 6337.5
2021-03-01 | 69 | 1 | 6337.5 | 0 | 0 | 0 | 0 | 6337.5
2021-04-01 | 70 | 1 | 6337.5 | 0 | 0 | 0 | 0 | 6337.5
2021-05-01 | 71 | 1 | 6337.5 | 0 | 0 | 0 | 0 | 6337.5
2021-06-01 | 72 | 1 | 6337.5 | 0 | 0 | 0 | 0 | 6337.5
2021-07-01 | 73 | 1 | 6337.5 | 0 | 0 | 0 | 0 | 6337.5
2021-08-01 | 74 | 1 | 6337.5 | 0 | 0 | 0 | 0 | 6337.5
2021-09-01 | 75 | 1 | 6337.5 | 0 | 0 | 0 | 0 | 6337.5
2021-10-01 | 76 | 1 | 6337.5 | 0 | 0 | 0 | 0 | 6337.5
2021-11-01 | 77 | 1 | 6337.5 | 0 | 0 | 0 | 0 | 6337.5
2021-12-01 | 78 | 1 | 6337.5 | 0 | 0 | 0 | 0 | 6337.5
2022-01-01 | 79 | 1 | 6337.5 | 0 | 0 | 0 | 0 | 6337.5
2022-02-01 | 80 | 1 | 6337.5 | 0 | 0 | 0 | 0 | 6337.5
2022-03-01 | 81 | 1 | 6337.5 | 0 | 0 | 0 | 0 | 6337.5
2022-04-01 | 82 | 1 | 6337.5 | 0 | 0 | 0 | 0 | 6337.5
2022-05-01 | 83 | 1 | 6337.5 | 0 | 0 | 0 | 0 | 6337.5
2022-06-01 | 84 | 1 | 6337.5 | 0 | 0 | 0 | 0 | 6337.5
2022-07-01 | 85 | 1 | 6337.5 | 0 | 0 | 0 | 0 | 6337.5
2022-08-01 | 86 | 1 | 6337.5 | 0 | 0 | 0 | 0 | 6337.5
2022-09-01 | 87 | 1 | 6337.5 | 0 | 0 | 0 | 0 | 6337.5
2022-10-01 | 88 | 1 | 6337.5 | 0 | 0 | 0 | 0 | 6337.5
2022-11-01 | 89 | 1 | 6337.5 | 0 | 0 | 0 | 0 | 6337.5
2022-12-01 | 90 | 1 | 6337.5 | 0 | 0 | 0 | 0 | 6337.5
2023-01-01 | 91 | 1 | 6337.5 | 0 | 0 | 0 | 0 | 6337.5
2023-02-01 | 92 | 1 | 6337.5 | 0 | 0 | 0 | 0 | 6337.5
2023-03-01 | 93 | 1 | 6337.5 | 0 | 0 | 0 | 0 | 6337.5
2023-04-01 | 94 | 1 | 6337.5 | 0 | 0 | 0 | 0 | 6337.5
2023-05-01 | 95 | 1 | 6337.5 | 0 | 0 | 0 | 0 | 6337.5
2023-06-01 | 96 | 1 | 6337.5 | 0 | 0 | 0 | 0 | 6337.5
2023-07-01 | 97 | 1 | 6337.5 | 0 | 0 | 0 | 0 | 6337.5
2023-08-01 | 98 | 1 | 6337.5 | 0 | 0 | 0 | 0 | 6337.5
2023-09-01 | 99 | 1 | 6337.5 | 0 | 0 | 0 | 0 | 6337.5
2023-10-01 | 100 | 1 | 6337.5 | 0 | 0 | 0 | 0 | 6337.5
2023-11-01 | 101 | 1 | 6337.5 | 0 | 0 | 0 | 0 | 6337.5
2023-12-01 | 102 | 1 | 6337.5 | 0 | 0 | 0 | 0 | 6337.5
2024-01-01 | 103 | 1 | 6337.5 | 0 | 0 | 0 | 0 | 6337.5
2024-02-01 | 104 | 1 | 6337.5 | 0 | 0 | 0 | 0 | 6337.5
2024-03-01 | 105 | 1 | 6337.5 | 0 | 0 | 0 | 0 | 6337.5
2024-04-01 | 106 | 1 | 6337.5 | 0 | 0 | 0 | 0 | 6337.5
2024-05-01 | 107 | 1 | 6337.5 | 0 | 0 | 0 | 0 | 6337.5
2024-06-01 | 108 | 1 | 6337.5 | 0 | 0 | 0 | 0 | 6337.5
2024-07-01 | 109 | 1 | 6337.5 | 0 | 0 | 0 | 0 | 6337.5
2024-08-01 | 110 | 1 | 6337.5 | 0 | 0 | 0 | 0 | 6337.5
2024-09-01 | 111 | 1 | 6337.5 | 0 | 0 | 0 | 0 | 6337.5
2024-10-01 | 112 | 1 | 6337.5 | 0 | 0 | 0 | 0 | 6337.5
2024-11-01 | 113 | 1 | 6337.5 | 0 | 0 | 0 | 0 | 6337.5
2024-12-01 | 114 | 1 | 6337.5 | 0 | 0 | 0 | 0 | 6337.5
2025-01-01 | 115 | 1 | 6337.5 | 0 | 0 | 0 | 0 | 6337.5
2025-02-01 | 116 | 1 | 6337.5 | 0 | 0 | 0 | 0 | 6337.5
2025-03-01 | 117 | 1 | 6337.5 | 0 | 0 | 0 | 0 | 6337.5
2025-04-01 | 118 | 1 | 6337.5 | 0 | 0 | 0 | 0 | 6337.5
2025-05-01 | 119 | 1 | 6337.5 | 0 | 0 | 0 | 0 | 6337.5
2025-06-01 | 120 | 1 | 6337.5 | 0 | 0 | 0 | 0 | 6337.5
2025-07-01 | 121 | 1 | 6337.5 | 0 | 0 | 0 | 0 | 6337.5
2025-08-01 | 122 | 1 | 6337.5 | 0 | 0 | 0 | 0 | 6337.5
2025-09-01 | 123 | 1 | 6337.5 | 0 | 0 | 0 | 0 | 6337.5
2025-10-01 | 124 | 1 | 6337.5 | 0 | 0 | 0 | 0 | 6337.5
2025-11-01 | 125 | 1 | 6337.5 | 0 | 0 | 0 | 0 | 6337.5
2025-12-01 | 126 | 1 | 6337.5 | 0 | 0 | 0 | 0 | 6337.5
2026-01-01 | 127 | 1 | 6337.5 | 0 | 0 | 0 | 0 | 6337.5
2026-02-01 | 128 | 1 | 6337.5 | 0 | 0 | 0 | 0 | 6337.5
2026-03-01 | 129 | 1 | 6337.5 | 0 | 0 | 0 | 0 | 6337.5
2026-04-01 | 130 | 1 | 6337.5 | 0 | 0 | 0 | 0 | 6337.5
2026-05-01 | 131 | 1 | 6337.5 | 0 | 0 | 0 | 0 | 6337.5
2026-06-01 | 132 | 1 | 6337.5 | 0 | 0 | 0 | 0 | 6337.5
2026-07-01 | 133 | 1 | 6337.5 | 0 | 0 | 0 | 0 | 6337.5
2026-08-01 | 134 | 1 | 6337.5 | 0 | 0 | 0 | 0 | 6337.5
2026-09-01 | 135 | 1 | 6337.5 | 0 | 0 | 0 | 0 | 6337.5
2026-10-01 | 136 | 1 | 6337.5 | 0 | 0 | 0 | 0 | 6337.5
2026-11-01 | 137 | 1 | 6337.5 | 0 | 0 | 0 | 0 | 6337.5
2026-12-01 | 138 | 1 | 6337.5 | 0 | 0 | 0 | 0 | 6337.5
2027-01-01 | 139 | 1 | 6337.5 | 0 | 0 | 0 | 0 | 6337.5
2027-02-01 | 140 | 1 | 6337.5 | 0 | 0 | 0 | 0 | 6337.5
2027-03-01 | 141 | 1 | 6337.5 | 0 | 0 | 0 | 0 | 6337.5
2027-04-01 | 142 | 1 | 6337.5 | 0 | 0 | 0 | 0 | 6337.5
2027-05-01 | 143 | 1 | 6337.5 | 0 | 0 | 0 | 0 | 6337.5
2027-06-01 | 144 | 1 | 6337.5 | 0 | 0 | 0 | 0 | 6337.5
2027-07-01 | 145 | 1 | 6337.5 | 0 | 0 | 0 | 0 | 6337.5
2027-08-01 | 146 | 1 | 6337.5 | 0 | 0 | 0 | 0 | 6337.5
2027-09-01 | 147 | 1 | 6337.5 | 0 | 0 | 0 | 0 | 6337.5
2027-10-01 | 148 | 1 | 6337.5 | 0 | 0 | 0 | 0 | 6337.5
2027-11-01 | 149 | 1 | 6337.5 | 0 | 0 | 0 | 0 | 6337.5
2027-12-01 | 150 | 1 | 6337.5 | 0 | 0 | 0 | 0 | 6337.5
2028-01-01 | 151 | 1 | 6337.5 | 0 | 0 | 0 | 0 | 6337.5
2028-02-01 | 152 | 1 | 6337.5 | 0 | 0 | 0 | 0 | 6337.5
2028-03-01 | 153 | 1 | 6337.5 | 0 | 0 | 0 | 0 | 6337.5
2028-04-01 | 154 | 1 | 6337.5 | 0 | 0 | 0 | 0 | 6337.5
2028-05-01 | 155 | 1 | 6337.5 | 0 | 0 | 0 | 0 | 6337.5
2028-06-01 | 156 | 1 | 6337.5 | 0 | 0 | 0 | 0 | 6337.5
2028-07-01 | 157 | 1 | 6337.5 | 0 | 0 | 0 | 0 | 6337.5
2028-08-01 | 158 | 1 | 6337.5 | 0 | 0 | 0 | 0 | 6337.5
2028-09-01 | 159 | 1 | 6337.5 | 0 | 0 | 0 | 0 | 6337.5
2028-10-01 | 160 | 1 | 6337.5 | 0 | 0 | 0 | 0 | 6337.5
2028-11-01 | 161 | 1 | 6337.5 | 0 | 0 | 0 | 0 | 6337.5
2028-12-01 | 162 | 1 | 6337.5 | 0 | 0 | 0 | 0 | 6337.5
2029-01-01 | 163 | 1 | 6337.5 | 0 | 0 | 0 | 0 | 6337.5
2029-02-01 | 164 | 1 | 6337.5 | 0 | 0 | 0 | 0 | 6337.5
2029-03-01 | 165 | 1 | 6337.5 | 0 | 0 | 0 | 0 | 6337.5
2029-04-01 | 166 | 1 | 6337.5 | 0 | 0 | 0 | 0 | 6337.5
2029-05-01 | 167 | 1 | 6337.5 | 0 | 0 | 0 | 0 | 6337.5
2029-06-01 | 168 | 1 | 6337.5 | 0 | 0 | 0 | 0 | 6337.5
2029-07-01 | 169 | 1 | 6337.5 | 0 | 0 | 0 | 0 | 6337.5
2029-08-01 | 170 | 1 | 6337.5 | 0 | 0 | 0 | 0 | 6337.5
2029-09-01 | 171 | 1 | 6337.5 | 0 | 0 | 0 | 0 | 6337.5
2029-10-01 | 172 | 1 | 6337.5 | 0 | 0 | 0 | 0 | 6337.5
2029-11-01 | 173 | 1 | 6337.5 | 0 | 0 | 0 | 0 | 6337.5
2029-12-01 | 174 | 1 | 6337.5 | 0 | 0 | 0 | 0 | 6337.5
2030-01-01 | 175 | 1 | 6337.5 | 0 | 0 | 0 | 0 | 6337.5
2030-02-01 | 176 | 1 | 6337.5 | 0 | 0 | 0 | 0 | 6337.5
2030-03-01 | 177 | 1 | 6337.5 | 0 | 0 | 0 | 0 | 6337.5
2030-04-01 | 178 | 1 | 6337.5 | 0 | 0 | 0 | 0 | 6337.5
2030-05-01 | 179 | 1 | 6337.5 | 0 | 0 | 0 | 0 | 6337.5
2030-06-01 | 180 | 1 | 6337.5 | 0 | 0 | 0 | 0 | 6337.5
2030-07-01 | 181 | 1 | 6337.5 | 0 | 0 | 0 | 0 | 6337.5
2030-08-01 | 182 | 1 | 6337.5 | 0 | 0 | 0 | 0 | 6337.5
2030-09-01 | 183 | 1 | 6337.5 | 0 | 0 | 0 | 0 | 6337.5
2030-10-01 | 184 | 1 | 6337.5 | 0 | 0 | 0 | 0 | 6337.5
2030-11-01 | 185 | 1 | 6337.5 | 0 | 0 | 0 | 0 | 6337.5
2030-12-01 | 186 | 1 | 6337.5 | 0 | 0 | 0 | 0 | 6337.5
2031-01-01 | 187 | 1 | 6337.5 | 0 | 0 | 0 | 0 | 6337.5
2031-02-01 | 188 | 1 | 6337.5 | 0 | 0 | 0 | 0 | 6337.5
2031-03-01 | 189 | 1 | 6337.5 | 0 | 0 | 0 | 0 | 6337.5
2031-04-01 | 190 | 1 | 6337.5 | 0 | 0 | 0 | 0 | 6337.5
2031-05-01 | 191 | 1 | 6337.5 | 0 | 0 | 0 | 0 | 6337.5
2031-06-01 | 192 | 1 | 6337.5 | 0 | 0 | 0 | 0 | 6337.5
2031-07-01 | 193 | 1 | 6337.5 | 0 | 0 | 0 | 0 | 6337.5
2031-08-01 | 194 | 1 | 6337.5 | 0 | 0 | 0 | 0 | 6337.5
2031-09-01 | 195 | 1 | 6337.5 | 0 | 0 | 0 | 0 | 6337.5
2031-10-01 | 196 | 1 | 6337.5 | 0 | 0 | 0 | 0 | 6337.5
2031-11-01 | 197 | 1 | 6337.5 | 0 | 0 | 0 | 0 | 6337.5
2031-12-01 | 198 | 1 | 6337.5 | 0 | 0 | 0 | 0 | 6337.5
2032-01-01 | 199 | 1 | 6337.5 | 0 | 0 | 0 | 0 | 6337.5
2032-02-01 | 200 | 1 | 6337.5 | 0 | 0 | 0 | 0 | 6337.5
2032-03-01 | 201 | 1 | 6337.5 | 0 | 0 | 0 | 0 | 6337.5
2032-04-01 | 202 | 1 | 6337.5 | 0 | 0 | 0 | 0 | 6337.5
2032-05-01 | 203 | 1 | 6337.5 | 0 | 0 | 0 | 0 | 6337.5
2032-06-01 | 204 | 1 | 6337.5 | 0 | 0 | 0 | 0 | 6337.5
2032-07-01 | 205 | 1 | 6337.5 | 0 | 0 | 0 | 0 | 6337.5
2032-08-01 | 206 | 1 | 6337.5 | 0 | 0 | 0 | 0 | 6337.5
2032-09-01 | 207 | 1 | 6337.5 | 0 | 0 | 0 | 0 | 6337.5
2032-10-01 | 208 | 1 | 6337.5 | 0 | 0 | 0 | 0 | 6337.5
2032-11-01 | 209 | 1 | 6337.5 | 0 | 0 | 0 | 0 | 6337.5
2032-12-01 | 210 | 1 | 6337.5 | 0 | 0 | 0 | 0 | 6337.5
2033-01-01 | 211 | 1 | 6337.5 | 0 | 0 | 0 | 0 | 6337.5
2033-02-01 | 212 | 1 | 6337.5 | 0 | 0 | 0 | 0 | 6337.5
2033-03-01 | 213 | 1 | 6337.5 | 0 | 0 | 0 | 0 | 6337.5
2033-04-01 | 214 | 1 | 6337.5 | 0 | 0 | 0 | 0 | 6337.5
2033-05-01 | 215 | 1 | 6337.5 | 0 | 0 | 0 | 0 | 6337.5
2033-06-01 | 216 | 1 | 6337.5 | 0 | 0 | 0 | 0 | 6337.5
2033-07-01 | 217 | 1 | 6337.5 | 0 | 0 | 0 | 0 | 6337.5
2033-08-01 | 218 | 1 | 6337.5 | 0 | 0 | 0 | 0 | 6337.5
2033-09-01 | 219 | 1 | 6337.5 | 0 | 0 | 0 | 0 | 6337.5
2033-10-01 | 220 | 1 | 6337.5 | 0 | 0 | 0 | 0 | 6337.5
2033-11-01 | 221 | 1 | 6337.5 | 0 | 0 | 0 | 0 | 6337.5
2033-12-01 | 222 | 1 | 6337.5 | 0 | 0 | 0 | 0 | 6337.5
2034-01-01 | 223 | 1 | 6337.5 | 0 | 0 | 0 | 0 | 6337.5
2034-02-01 | 224 | 1 | 6337.5 | 0 | 0 | 0 | 0 | 6337.5
2034-03-01 | 225 | 1 | 6337.5 | 0 | 0 | 0 | 0 | 6337.5
2034-04-01 | 226 | 1 | 6337.5 | 0 | 0 | 0 | 0 | 6337.5
2034-05-01 | 227 | 1 | 6337.5 | 0 | 0 | 0 | 0 | 6337.5
2034-06-01 | 228 | 1 | 6337.5 | 0 | 0 | 0 | 0 | 6337.5
2034-07-01 | 229 | 1 | 6337.5 | 0 | 0 | 0 | 0 | 6337.5
2034-08-01 | 230 | 1 | 6337.5 | 0 | 0 | 0 | 0 | 6337.5
2034-09-01 | 231 | 1 | 6337.5 | 0 | 0 | 0 | 0 | 6337.5
2034-10-01 | 232 | 1 | 6337.5 | 0 | 0 | 0 | 0 | 6337.5
2034-11-01 | 233 | 1 | 6337.5 | 0 | 0 | 0 | 0 | 6337.5
2034-12-01 | 234 | 1 | 6337.5 | 0 | 0 | 0 | 0 | 6337.5
2035-01-01 | 235 | 1 | 6337.5 | 0 | 0 | 0 | 0 | 6337.5
2035-02-01 | 236 | 1 | 6337.5 | 0 | 0 | 0 | 0 | 6337.5
2035-03-01 | 237 | 1 | 6337.5 | 0 | 0 | 0 | 0 | 6337.5
2035-04-01 | 238 | 1 | 6337.5 | 0 | 0 | 0 | 0 | 6337.5
2035-05-01 | 239 | 1 | 6337.5 | 0 | 0 | 0 | 0 | 6337.5
NA | NA | NA | NA | NA | NA | NA | NA | NA
Formulas:
Start = IF([Stage]=0,0,DATE(YEAR('A1 Costs and Contract'!B37),MONTH('A1 Costs and Contract'!B37),1))
End = DATE(YEAR([Start]),MONTH([Start])+'A1 Costs and Contract'!C46,1)-1
End = IF([Stage]=0,0,[End, row above])
Stage = DATE(YEAR([Stage, row above]),MONTH([Stage, row above])+1,1)
Stage = IF([Months]="NA","NA",DATE(YEAR([Stage, row above]),MONTH([Stage, row above])+1,1))

## Stage (8) Investment
Additional Detail: Stage (8) Monthly Investment
Participant: |  | Name of Market Participant (Customer) |  |  |  |  | Tariff: | AESO 2014
Project: |  | Project Name |  |  |  |  | Effective: | 1 Jul 2015
Number: |  | Project Number |  | Type: | DTS Only |  | To: | Current
Stage and Month Lookup
Stage | Months |  | Start | End
1 | 239.9667 |  | 2015-07-01 | 2035-06-30
0 | 0 |  | 0 | 0
0 | 0 |  | 0 | 0
0 | 0 |  | 0 | 0
0 | 0 |  | 0 | 0
0 | 0 |  | 0 | 0
0 | 0 |  | 0 | 0
0 | 0 |  | 0 | 0
Stage (8) Calculated Investment per Month of Maximum Investment Term
|  |  | Investment per Month by Tier |  |  |  |  | Nominal
Month | Count | Stage | Tier (a) | Tier (b) | Tier (c) | Tier (d) | Tier (e) | Monthly
2015-07-01 | 1 | 1 | 6337.5 | 0 | 0 | 0 | 0 | 6337.5
2015-08-01 | 2 | 1 | 6337.5 | 0 | 0 | 0 | 0 | 6337.5
2015-09-01 | 3 | 1 | 6337.5 | 0 | 0 | 0 | 0 | 6337.5
2015-10-01 | 4 | 1 | 6337.5 | 0 | 0 | 0 | 0 | 6337.5
2015-11-01 | 5 | 1 | 6337.5 | 0 | 0 | 0 | 0 | 6337.5
2015-12-01 | 6 | 1 | 6337.5 | 0 | 0 | 0 | 0 | 6337.5
2016-01-01 | 7 | 1 | 6337.5 | 0 | 0 | 0 | 0 | 6337.5
2016-02-01 | 8 | 1 | 6337.5 | 0 | 0 | 0 | 0 | 6337.5
2016-03-01 | 9 | 1 | 6337.5 | 0 | 0 | 0 | 0 | 6337.5
2016-04-01 | 10 | 1 | 6337.5 | 0 | 0 | 0 | 0 | 6337.5
2016-05-01 | 11 | 1 | 6337.5 | 0 | 0 | 0 | 0 | 6337.5
2016-06-01 | 12 | 1 | 6337.5 | 0 | 0 | 0 | 0 | 6337.5
2016-07-01 | 13 | 1 | 6337.5 | 0 | 0 | 0 | 0 | 6337.5
2016-08-01 | 14 | 1 | 6337.5 | 0 | 0 | 0 | 0 | 6337.5
2016-09-01 | 15 | 1 | 6337.5 | 0 | 0 | 0 | 0 | 6337.5
2016-10-01 | 16 | 1 | 6337.5 | 0 | 0 | 0 | 0 | 6337.5
2016-11-01 | 17 | 1 | 6337.5 | 0 | 0 | 0 | 0 | 6337.5
2016-12-01 | 18 | 1 | 6337.5 | 0 | 0 | 0 | 0 | 6337.5
2017-01-01 | 19 | 1 | 6337.5 | 0 | 0 | 0 | 0 | 6337.5
2017-02-01 | 20 | 1 | 6337.5 | 0 | 0 | 0 | 0 | 6337.5
2017-03-01 | 21 | 1 | 6337.5 | 0 | 0 | 0 | 0 | 6337.5
2017-04-01 | 22 | 1 | 6337.5 | 0 | 0 | 0 | 0 | 6337.5
2017-05-01 | 23 | 1 | 6337.5 | 0 | 0 | 0 | 0 | 6337.5
2017-06-01 | 24 | 1 | 6337.5 | 0 | 0 | 0 | 0 | 6337.5
2017-07-01 | 25 | 1 | 6337.5 | 0 | 0 | 0 | 0 | 6337.5
2017-08-01 | 26 | 1 | 6337.5 | 0 | 0 | 0 | 0 | 6337.5
2017-09-01 | 27 | 1 | 6337.5 | 0 | 0 | 0 | 0 | 6337.5
2017-10-01 | 28 | 1 | 6337.5 | 0 | 0 | 0 | 0 | 6337.5
2017-11-01 | 29 | 1 | 6337.5 | 0 | 0 | 0 | 0 | 6337.5
2017-12-01 | 30 | 1 | 6337.5 | 0 | 0 | 0 | 0 | 6337.5
2018-01-01 | 31 | 1 | 6337.5 | 0 | 0 | 0 | 0 | 6337.5
2018-02-01 | 32 | 1 | 6337.5 | 0 | 0 | 0 | 0 | 6337.5
2018-03-01 | 33 | 1 | 6337.5 | 0 | 0 | 0 | 0 | 6337.5
2018-04-01 | 34 | 1 | 6337.5 | 0 | 0 | 0 | 0 | 6337.5
2018-05-01 | 35 | 1 | 6337.5 | 0 | 0 | 0 | 0 | 6337.5
2018-06-01 | 36 | 1 | 6337.5 | 0 | 0 | 0 | 0 | 6337.5
2018-07-01 | 37 | 1 | 6337.5 | 0 | 0 | 0 | 0 | 6337.5
2018-08-01 | 38 | 1 | 6337.5 | 0 | 0 | 0 | 0 | 6337.5
2018-09-01 | 39 | 1 | 6337.5 | 0 | 0 | 0 | 0 | 6337.5
2018-10-01 | 40 | 1 | 6337.5 | 0 | 0 | 0 | 0 | 6337.5
2018-11-01 | 41 | 1 | 6337.5 | 0 | 0 | 0 | 0 | 6337.5
2018-12-01 | 42 | 1 | 6337.5 | 0 | 0 | 0 | 0 | 6337.5
2019-01-01 | 43 | 1 | 6337.5 | 0 | 0 | 0 | 0 | 6337.5
2019-02-01 | 44 | 1 | 6337.5 | 0 | 0 | 0 | 0 | 6337.5
2019-03-01 | 45 | 1 | 6337.5 | 0 | 0 | 0 | 0 | 6337.5
2019-04-01 | 46 | 1 | 6337.5 | 0 | 0 | 0 | 0 | 6337.5
2019-05-01 | 47 | 1 | 6337.5 | 0 | 0 | 0 | 0 | 6337.5
2019-06-01 | 48 | 1 | 6337.5 | 0 | 0 | 0 | 0 | 6337.5
2019-07-01 | 49 | 1 | 6337.5 | 0 | 0 | 0 | 0 | 6337.5
2019-08-01 | 50 | 1 | 6337.5 | 0 | 0 | 0 | 0 | 6337.5
2019-09-01 | 51 | 1 | 6337.5 | 0 | 0 | 0 | 0 | 6337.5
2019-10-01 | 52 | 1 | 6337.5 | 0 | 0 | 0 | 0 | 6337.5
2019-11-01 | 53 | 1 | 6337.5 | 0 | 0 | 0 | 0 | 6337.5
2019-12-01 | 54 | 1 | 6337.5 | 0 | 0 | 0 | 0 | 6337.5
2020-01-01 | 55 | 1 | 6337.5 | 0 | 0 | 0 | 0 | 6337.5
2020-02-01 | 56 | 1 | 6337.5 | 0 | 0 | 0 | 0 | 6337.5
2020-03-01 | 57 | 1 | 6337.5 | 0 | 0 | 0 | 0 | 6337.5
2020-04-01 | 58 | 1 | 6337.5 | 0 | 0 | 0 | 0 | 6337.5
2020-05-01 | 59 | 1 | 6337.5 | 0 | 0 | 0 | 0 | 6337.5
2020-06-01 | 60 | 1 | 6337.5 | 0 | 0 | 0 | 0 | 6337.5
2020-07-01 | 61 | 1 | 6337.5 | 0 | 0 | 0 | 0 | 6337.5
2020-08-01 | 62 | 1 | 6337.5 | 0 | 0 | 0 | 0 | 6337.5
2020-09-01 | 63 | 1 | 6337.5 | 0 | 0 | 0 | 0 | 6337.5
2020-10-01 | 64 | 1 | 6337.5 | 0 | 0 | 0 | 0 | 6337.5
2020-11-01 | 65 | 1 | 6337.5 | 0 | 0 | 0 | 0 | 6337.5
2020-12-01 | 66 | 1 | 6337.5 | 0 | 0 | 0 | 0 | 6337.5
2021-01-01 | 67 | 1 | 6337.5 | 0 | 0 | 0 | 0 | 6337.5
2021-02-01 | 68 | 1 | 6337.5 | 0 | 0 | 0 | 0 | 6337.5
2021-03-01 | 69 | 1 | 6337.5 | 0 | 0 | 0 | 0 | 6337.5
2021-04-01 | 70 | 1 | 6337.5 | 0 | 0 | 0 | 0 | 6337.5
2021-05-01 | 71 | 1 | 6337.5 | 0 | 0 | 0 | 0 | 6337.5
2021-06-01 | 72 | 1 | 6337.5 | 0 | 0 | 0 | 0 | 6337.5
2021-07-01 | 73 | 1 | 6337.5 | 0 | 0 | 0 | 0 | 6337.5
2021-08-01 | 74 | 1 | 6337.5 | 0 | 0 | 0 | 0 | 6337.5
2021-09-01 | 75 | 1 | 6337.5 | 0 | 0 | 0 | 0 | 6337.5
2021-10-01 | 76 | 1 | 6337.5 | 0 | 0 | 0 | 0 | 6337.5
2021-11-01 | 77 | 1 | 6337.5 | 0 | 0 | 0 | 0 | 6337.5
2021-12-01 | 78 | 1 | 6337.5 | 0 | 0 | 0 | 0 | 6337.5
2022-01-01 | 79 | 1 | 6337.5 | 0 | 0 | 0 | 0 | 6337.5
2022-02-01 | 80 | 1 | 6337.5 | 0 | 0 | 0 | 0 | 6337.5
2022-03-01 | 81 | 1 | 6337.5 | 0 | 0 | 0 | 0 | 6337.5
2022-04-01 | 82 | 1 | 6337.5 | 0 | 0 | 0 | 0 | 6337.5
2022-05-01 | 83 | 1 | 6337.5 | 0 | 0 | 0 | 0 | 6337.5
2022-06-01 | 84 | 1 | 6337.5 | 0 | 0 | 0 | 0 | 6337.5
2022-07-01 | 85 | 1 | 6337.5 | 0 | 0 | 0 | 0 | 6337.5
2022-08-01 | 86 | 1 | 6337.5 | 0 | 0 | 0 | 0 | 6337.5
2022-09-01 | 87 | 1 | 6337.5 | 0 | 0 | 0 | 0 | 6337.5
2022-10-01 | 88 | 1 | 6337.5 | 0 | 0 | 0 | 0 | 6337.5
2022-11-01 | 89 | 1 | 6337.5 | 0 | 0 | 0 | 0 | 6337.5
2022-12-01 | 90 | 1 | 6337.5 | 0 | 0 | 0 | 0 | 6337.5
2023-01-01 | 91 | 1 | 6337.5 | 0 | 0 | 0 | 0 | 6337.5
2023-02-01 | 92 | 1 | 6337.5 | 0 | 0 | 0 | 0 | 6337.5
2023-03-01 | 93 | 1 | 6337.5 | 0 | 0 | 0 | 0 | 6337.5
2023-04-01 | 94 | 1 | 6337.5 | 0 | 0 | 0 | 0 | 6337.5
2023-05-01 | 95 | 1 | 6337.5 | 0 | 0 | 0 | 0 | 6337.5
2023-06-01 | 96 | 1 | 6337.5 | 0 | 0 | 0 | 0 | 6337.5
2023-07-01 | 97 | 1 | 6337.5 | 0 | 0 | 0 | 0 | 6337.5
2023-08-01 | 98 | 1 | 6337.5 | 0 | 0 | 0 | 0 | 6337.5
2023-09-01 | 99 | 1 | 6337.5 | 0 | 0 | 0 | 0 | 6337.5
2023-10-01 | 100 | 1 | 6337.5 | 0 | 0 | 0 | 0 | 6337.5
2023-11-01 | 101 | 1 | 6337.5 | 0 | 0 | 0 | 0 | 6337.5
2023-12-01 | 102 | 1 | 6337.5 | 0 | 0 | 0 | 0 | 6337.5
2024-01-01 | 103 | 1 | 6337.5 | 0 | 0 | 0 | 0 | 6337.5
2024-02-01 | 104 | 1 | 6337.5 | 0 | 0 | 0 | 0 | 6337.5
2024-03-01 | 105 | 1 | 6337.5 | 0 | 0 | 0 | 0 | 6337.5
2024-04-01 | 106 | 1 | 6337.5 | 0 | 0 | 0 | 0 | 6337.5
2024-05-01 | 107 | 1 | 6337.5 | 0 | 0 | 0 | 0 | 6337.5
2024-06-01 | 108 | 1 | 6337.5 | 0 | 0 | 0 | 0 | 6337.5
2024-07-01 | 109 | 1 | 6337.5 | 0 | 0 | 0 | 0 | 6337.5
2024-08-01 | 110 | 1 | 6337.5 | 0 | 0 | 0 | 0 | 6337.5
2024-09-01 | 111 | 1 | 6337.5 | 0 | 0 | 0 | 0 | 6337.5
2024-10-01 | 112 | 1 | 6337.5 | 0 | 0 | 0 | 0 | 6337.5
2024-11-01 | 113 | 1 | 6337.5 | 0 | 0 | 0 | 0 | 6337.5
2024-12-01 | 114 | 1 | 6337.5 | 0 | 0 | 0 | 0 | 6337.5
2025-01-01 | 115 | 1 | 6337.5 | 0 | 0 | 0 | 0 | 6337.5
2025-02-01 | 116 | 1 | 6337.5 | 0 | 0 | 0 | 0 | 6337.5
2025-03-01 | 117 | 1 | 6337.5 | 0 | 0 | 0 | 0 | 6337.5
2025-04-01 | 118 | 1 | 6337.5 | 0 | 0 | 0 | 0 | 6337.5
2025-05-01 | 119 | 1 | 6337.5 | 0 | 0 | 0 | 0 | 6337.5
2025-06-01 | 120 | 1 | 6337.5 | 0 | 0 | 0 | 0 | 6337.5
2025-07-01 | 121 | 1 | 6337.5 | 0 | 0 | 0 | 0 | 6337.5
2025-08-01 | 122 | 1 | 6337.5 | 0 | 0 | 0 | 0 | 6337.5
2025-09-01 | 123 | 1 | 6337.5 | 0 | 0 | 0 | 0 | 6337.5
2025-10-01 | 124 | 1 | 6337.5 | 0 | 0 | 0 | 0 | 6337.5
2025-11-01 | 125 | 1 | 6337.5 | 0 | 0 | 0 | 0 | 6337.5
2025-12-01 | 126 | 1 | 6337.5 | 0 | 0 | 0 | 0 | 6337.5
2026-01-01 | 127 | 1 | 6337.5 | 0 | 0 | 0 | 0 | 6337.5
2026-02-01 | 128 | 1 | 6337.5 | 0 | 0 | 0 | 0 | 6337.5
2026-03-01 | 129 | 1 | 6337.5 | 0 | 0 | 0 | 0 | 6337.5
2026-04-01 | 130 | 1 | 6337.5 | 0 | 0 | 0 | 0 | 6337.5
2026-05-01 | 131 | 1 | 6337.5 | 0 | 0 | 0 | 0 | 6337.5
2026-06-01 | 132 | 1 | 6337.5 | 0 | 0 | 0 | 0 | 6337.5
2026-07-01 | 133 | 1 | 6337.5 | 0 | 0 | 0 | 0 | 6337.5
2026-08-01 | 134 | 1 | 6337.5 | 0 | 0 | 0 | 0 | 6337.5
2026-09-01 | 135 | 1 | 6337.5 | 0 | 0 | 0 | 0 | 6337.5
2026-10-01 | 136 | 1 | 6337.5 | 0 | 0 | 0 | 0 | 6337.5
2026-11-01 | 137 | 1 | 6337.5 | 0 | 0 | 0 | 0 | 6337.5
2026-12-01 | 138 | 1 | 6337.5 | 0 | 0 | 0 | 0 | 6337.5
2027-01-01 | 139 | 1 | 6337.5 | 0 | 0 | 0 | 0 | 6337.5
2027-02-01 | 140 | 1 | 6337.5 | 0 | 0 | 0 | 0 | 6337.5
2027-03-01 | 141 | 1 | 6337.5 | 0 | 0 | 0 | 0 | 6337.5
2027-04-01 | 142 | 1 | 6337.5 | 0 | 0 | 0 | 0 | 6337.5
2027-05-01 | 143 | 1 | 6337.5 | 0 | 0 | 0 | 0 | 6337.5
2027-06-01 | 144 | 1 | 6337.5 | 0 | 0 | 0 | 0 | 6337.5
2027-07-01 | 145 | 1 | 6337.5 | 0 | 0 | 0 | 0 | 6337.5
2027-08-01 | 146 | 1 | 6337.5 | 0 | 0 | 0 | 0 | 6337.5
2027-09-01 | 147 | 1 | 6337.5 | 0 | 0 | 0 | 0 | 6337.5
2027-10-01 | 148 | 1 | 6337.5 | 0 | 0 | 0 | 0 | 6337.5
2027-11-01 | 149 | 1 | 6337.5 | 0 | 0 | 0 | 0 | 6337.5
2027-12-01 | 150 | 1 | 6337.5 | 0 | 0 | 0 | 0 | 6337.5
2028-01-01 | 151 | 1 | 6337.5 | 0 | 0 | 0 | 0 | 6337.5
2028-02-01 | 152 | 1 | 6337.5 | 0 | 0 | 0 | 0 | 6337.5
2028-03-01 | 153 | 1 | 6337.5 | 0 | 0 | 0 | 0 | 6337.5
2028-04-01 | 154 | 1 | 6337.5 | 0 | 0 | 0 | 0 | 6337.5
2028-05-01 | 155 | 1 | 6337.5 | 0 | 0 | 0 | 0 | 6337.5
2028-06-01 | 156 | 1 | 6337.5 | 0 | 0 | 0 | 0 | 6337.5
2028-07-01 | 157 | 1 | 6337.5 | 0 | 0 | 0 | 0 | 6337.5
2028-08-01 | 158 | 1 | 6337.5 | 0 | 0 | 0 | 0 | 6337.5
2028-09-01 | 159 | 1 | 6337.5 | 0 | 0 | 0 | 0 | 6337.5
2028-10-01 | 160 | 1 | 6337.5 | 0 | 0 | 0 | 0 | 6337.5
2028-11-01 | 161 | 1 | 6337.5 | 0 | 0 | 0 | 0 | 6337.5
2028-12-01 | 162 | 1 | 6337.5 | 0 | 0 | 0 | 0 | 6337.5
2029-01-01 | 163 | 1 | 6337.5 | 0 | 0 | 0 | 0 | 6337.5
2029-02-01 | 164 | 1 | 6337.5 | 0 | 0 | 0 | 0 | 6337.5
2029-03-01 | 165 | 1 | 6337.5 | 0 | 0 | 0 | 0 | 6337.5
2029-04-01 | 166 | 1 | 6337.5 | 0 | 0 | 0 | 0 | 6337.5
2029-05-01 | 167 | 1 | 6337.5 | 0 | 0 | 0 | 0 | 6337.5
2029-06-01 | 168 | 1 | 6337.5 | 0 | 0 | 0 | 0 | 6337.5
2029-07-01 | 169 | 1 | 6337.5 | 0 | 0 | 0 | 0 | 6337.5
2029-08-01 | 170 | 1 | 6337.5 | 0 | 0 | 0 | 0 | 6337.5
2029-09-01 | 171 | 1 | 6337.5 | 0 | 0 | 0 | 0 | 6337.5
2029-10-01 | 172 | 1 | 6337.5 | 0 | 0 | 0 | 0 | 6337.5
2029-11-01 | 173 | 1 | 6337.5 | 0 | 0 | 0 | 0 | 6337.5
2029-12-01 | 174 | 1 | 6337.5 | 0 | 0 | 0 | 0 | 6337.5
2030-01-01 | 175 | 1 | 6337.5 | 0 | 0 | 0 | 0 | 6337.5
2030-02-01 | 176 | 1 | 6337.5 | 0 | 0 | 0 | 0 | 6337.5
2030-03-01 | 177 | 1 | 6337.5 | 0 | 0 | 0 | 0 | 6337.5
2030-04-01 | 178 | 1 | 6337.5 | 0 | 0 | 0 | 0 | 6337.5
2030-05-01 | 179 | 1 | 6337.5 | 0 | 0 | 0 | 0 | 6337.5
2030-06-01 | 180 | 1 | 6337.5 | 0 | 0 | 0 | 0 | 6337.5
2030-07-01 | 181 | 1 | 6337.5 | 0 | 0 | 0 | 0 | 6337.5
2030-08-01 | 182 | 1 | 6337.5 | 0 | 0 | 0 | 0 | 6337.5
2030-09-01 | 183 | 1 | 6337.5 | 0 | 0 | 0 | 0 | 6337.5
2030-10-01 | 184 | 1 | 6337.5 | 0 | 0 | 0 | 0 | 6337.5
2030-11-01 | 185 | 1 | 6337.5 | 0 | 0 | 0 | 0 | 6337.5
2030-12-01 | 186 | 1 | 6337.5 | 0 | 0 | 0 | 0 | 6337.5
2031-01-01 | 187 | 1 | 6337.5 | 0 | 0 | 0 | 0 | 6337.5
2031-02-01 | 188 | 1 | 6337.5 | 0 | 0 | 0 | 0 | 6337.5
2031-03-01 | 189 | 1 | 6337.5 | 0 | 0 | 0 | 0 | 6337.5
2031-04-01 | 190 | 1 | 6337.5 | 0 | 0 | 0 | 0 | 6337.5
2031-05-01 | 191 | 1 | 6337.5 | 0 | 0 | 0 | 0 | 6337.5
2031-06-01 | 192 | 1 | 6337.5 | 0 | 0 | 0 | 0 | 6337.5
2031-07-01 | 193 | 1 | 6337.5 | 0 | 0 | 0 | 0 | 6337.5
2031-08-01 | 194 | 1 | 6337.5 | 0 | 0 | 0 | 0 | 6337.5
2031-09-01 | 195 | 1 | 6337.5 | 0 | 0 | 0 | 0 | 6337.5
2031-10-01 | 196 | 1 | 6337.5 | 0 | 0 | 0 | 0 | 6337.5
2031-11-01 | 197 | 1 | 6337.5 | 0 | 0 | 0 | 0 | 6337.5
2031-12-01 | 198 | 1 | 6337.5 | 0 | 0 | 0 | 0 | 6337.5
2032-01-01 | 199 | 1 | 6337.5 | 0 | 0 | 0 | 0 | 6337.5
2032-02-01 | 200 | 1 | 6337.5 | 0 | 0 | 0 | 0 | 6337.5
2032-03-01 | 201 | 1 | 6337.5 | 0 | 0 | 0 | 0 | 6337.5
2032-04-01 | 202 | 1 | 6337.5 | 0 | 0 | 0 | 0 | 6337.5
2032-05-01 | 203 | 1 | 6337.5 | 0 | 0 | 0 | 0 | 6337.5
2032-06-01 | 204 | 1 | 6337.5 | 0 | 0 | 0 | 0 | 6337.5
2032-07-01 | 205 | 1 | 6337.5 | 0 | 0 | 0 | 0 | 6337.5
2032-08-01 | 206 | 1 | 6337.5 | 0 | 0 | 0 | 0 | 6337.5
2032-09-01 | 207 | 1 | 6337.5 | 0 | 0 | 0 | 0 | 6337.5
2032-10-01 | 208 | 1 | 6337.5 | 0 | 0 | 0 | 0 | 6337.5
2032-11-01 | 209 | 1 | 6337.5 | 0 | 0 | 0 | 0 | 6337.5
2032-12-01 | 210 | 1 | 6337.5 | 0 | 0 | 0 | 0 | 6337.5
2033-01-01 | 211 | 1 | 6337.5 | 0 | 0 | 0 | 0 | 6337.5
2033-02-01 | 212 | 1 | 6337.5 | 0 | 0 | 0 | 0 | 6337.5
2033-03-01 | 213 | 1 | 6337.5 | 0 | 0 | 0 | 0 | 6337.5
2033-04-01 | 214 | 1 | 6337.5 | 0 | 0 | 0 | 0 | 6337.5
2033-05-01 | 215 | 1 | 6337.5 | 0 | 0 | 0 | 0 | 6337.5
2033-06-01 | 216 | 1 | 6337.5 | 0 | 0 | 0 | 0 | 6337.5
2033-07-01 | 217 | 1 | 6337.5 | 0 | 0 | 0 | 0 | 6337.5
2033-08-01 | 218 | 1 | 6337.5 | 0 | 0 | 0 | 0 | 6337.5
2033-09-01 | 219 | 1 | 6337.5 | 0 | 0 | 0 | 0 | 6337.5
2033-10-01 | 220 | 1 | 6337.5 | 0 | 0 | 0 | 0 | 6337.5
2033-11-01 | 221 | 1 | 6337.5 | 0 | 0 | 0 | 0 | 6337.5
2033-12-01 | 222 | 1 | 6337.5 | 0 | 0 | 0 | 0 | 6337.5
2034-01-01 | 223 | 1 | 6337.5 | 0 | 0 | 0 | 0 | 6337.5
2034-02-01 | 224 | 1 | 6337.5 | 0 | 0 | 0 | 0 | 6337.5
2034-03-01 | 225 | 1 | 6337.5 | 0 | 0 | 0 | 0 | 6337.5
2034-04-01 | 226 | 1 | 6337.5 | 0 | 0 | 0 | 0 | 6337.5
2034-05-01 | 227 | 1 | 6337.5 | 0 | 0 | 0 | 0 | 6337.5
2034-06-01 | 228 | 1 | 6337.5 | 0 | 0 | 0 | 0 | 6337.5
2034-07-01 | 229 | 1 | 6337.5 | 0 | 0 | 0 | 0 | 6337.5
2034-08-01 | 230 | 1 | 6337.5 | 0 | 0 | 0 | 0 | 6337.5
2034-09-01 | 231 | 1 | 6337.5 | 0 | 0 | 0 | 0 | 6337.5
2034-10-01 | 232 | 1 | 6337.5 | 0 | 0 | 0 | 0 | 6337.5
2034-11-01 | 233 | 1 | 6337.5 | 0 | 0 | 0 | 0 | 6337.5
2034-12-01 | 234 | 1 | 6337.5 | 0 | 0 | 0 | 0 | 6337.5
2035-01-01 | 235 | 1 | 6337.5 | 0 | 0 | 0 | 0 | 6337.5
2035-02-01 | 236 | 1 | 6337.5 | 0 | 0 | 0 | 0 | 6337.5
2035-03-01 | 237 | 1 | 6337.5 | 0 | 0 | 0 | 0 | 6337.5
2035-04-01 | 238 | 1 | 6337.5 | 0 | 0 | 0 | 0 | 6337.5
2035-05-01 | 239 | 1 | 6337.5 | 0 | 0 | 0 | 0 | 6337.5
NA | NA | NA | NA | NA | NA | NA | NA | NA
Formulas:
Start = IF([Stage]=0,0,DATE(YEAR('A1 Costs and Contract'!B37),MONTH('A1 Costs and Contract'!B37),1))
End = DATE(YEAR([Start]),MONTH([Start])+'A1 Costs and Contract'!C46,1)-1
End = IF([Stage]=0,0,[End, row above])
Stage = DATE(YEAR([Stage, row above]),MONTH([Stage, row above])+1,1)
Stage = IF([Months]="NA","NA",DATE(YEAR([Stage, row above]),MONTH([Stage, row above])+1,1))

## Stage (9) Investment
Additional Detail: Stage (9) Monthly Investment
Participant: |  | Name of Market Participant (Customer) |  |  |  |  | Tariff: | AESO 2014
Project: |  | Project Name |  |  |  |  | Effective: | 1 Jul 2015
Number: |  | Project Number |  | Type: | DTS Only |  | To: | Current
Stage and Month Lookup
Stage | Months |  | Start | End
1 | 239.9667 |  | 2015-07-01 | 2035-06-30
0 | 0 |  | 0 | 0
0 | 0 |  | 0 | 0
0 | 0 |  | 0 | 0
0 | 0 |  | 0 | 0
0 | 0 |  | 0 | 0
0 | 0 |  | 0 | 0
0 | 0 |  | 0 | 0
0 | 0 |  | 0 | 0
Stage (9) Calculated Investment per Month of Maximum Investment Term
|  |  | Investment per Month by Tier |  |  |  |  | Nominal
Month | Count | Stage | Tier (a) | Tier (b) | Tier (c) | Tier (d) | Tier (e) | Monthly
2015-07-01 | 1 | 1 | 6337.5 | 0 | 0 | 0 | 0 | 6337.5
2015-08-01 | 2 | 1 | 6337.5 | 0 | 0 | 0 | 0 | 6337.5
2015-09-01 | 3 | 1 | 6337.5 | 0 | 0 | 0 | 0 | 6337.5
2015-10-01 | 4 | 1 | 6337.5 | 0 | 0 | 0 | 0 | 6337.5
2015-11-01 | 5 | 1 | 6337.5 | 0 | 0 | 0 | 0 | 6337.5
2015-12-01 | 6 | 1 | 6337.5 | 0 | 0 | 0 | 0 | 6337.5
2016-01-01 | 7 | 1 | 6337.5 | 0 | 0 | 0 | 0 | 6337.5
2016-02-01 | 8 | 1 | 6337.5 | 0 | 0 | 0 | 0 | 6337.5
2016-03-01 | 9 | 1 | 6337.5 | 0 | 0 | 0 | 0 | 6337.5
2016-04-01 | 10 | 1 | 6337.5 | 0 | 0 | 0 | 0 | 6337.5
2016-05-01 | 11 | 1 | 6337.5 | 0 | 0 | 0 | 0 | 6337.5
2016-06-01 | 12 | 1 | 6337.5 | 0 | 0 | 0 | 0 | 6337.5
2016-07-01 | 13 | 1 | 6337.5 | 0 | 0 | 0 | 0 | 6337.5
2016-08-01 | 14 | 1 | 6337.5 | 0 | 0 | 0 | 0 | 6337.5
2016-09-01 | 15 | 1 | 6337.5 | 0 | 0 | 0 | 0 | 6337.5
2016-10-01 | 16 | 1 | 6337.5 | 0 | 0 | 0 | 0 | 6337.5
2016-11-01 | 17 | 1 | 6337.5 | 0 | 0 | 0 | 0 | 6337.5
2016-12-01 | 18 | 1 | 6337.5 | 0 | 0 | 0 | 0 | 6337.5
2017-01-01 | 19 | 1 | 6337.5 | 0 | 0 | 0 | 0 | 6337.5
2017-02-01 | 20 | 1 | 6337.5 | 0 | 0 | 0 | 0 | 6337.5
2017-03-01 | 21 | 1 | 6337.5 | 0 | 0 | 0 | 0 | 6337.5
2017-04-01 | 22 | 1 | 6337.5 | 0 | 0 | 0 | 0 | 6337.5
2017-05-01 | 23 | 1 | 6337.5 | 0 | 0 | 0 | 0 | 6337.5
2017-06-01 | 24 | 1 | 6337.5 | 0 | 0 | 0 | 0 | 6337.5
2017-07-01 | 25 | 1 | 6337.5 | 0 | 0 | 0 | 0 | 6337.5
2017-08-01 | 26 | 1 | 6337.5 | 0 | 0 | 0 | 0 | 6337.5
2017-09-01 | 27 | 1 | 6337.5 | 0 | 0 | 0 | 0 | 6337.5
2017-10-01 | 28 | 1 | 6337.5 | 0 | 0 | 0 | 0 | 6337.5
2017-11-01 | 29 | 1 | 6337.5 | 0 | 0 | 0 | 0 | 6337.5
2017-12-01 | 30 | 1 | 6337.5 | 0 | 0 | 0 | 0 | 6337.5
2018-01-01 | 31 | 1 | 6337.5 | 0 | 0 | 0 | 0 | 6337.5
2018-02-01 | 32 | 1 | 6337.5 | 0 | 0 | 0 | 0 | 6337.5
2018-03-01 | 33 | 1 | 6337.5 | 0 | 0 | 0 | 0 | 6337.5
2018-04-01 | 34 | 1 | 6337.5 | 0 | 0 | 0 | 0 | 6337.5
2018-05-01 | 35 | 1 | 6337.5 | 0 | 0 | 0 | 0 | 6337.5
2018-06-01 | 36 | 1 | 6337.5 | 0 | 0 | 0 | 0 | 6337.5
2018-07-01 | 37 | 1 | 6337.5 | 0 | 0 | 0 | 0 | 6337.5
2018-08-01 | 38 | 1 | 6337.5 | 0 | 0 | 0 | 0 | 6337.5
2018-09-01 | 39 | 1 | 6337.5 | 0 | 0 | 0 | 0 | 6337.5
2018-10-01 | 40 | 1 | 6337.5 | 0 | 0 | 0 | 0 | 6337.5
2018-11-01 | 41 | 1 | 6337.5 | 0 | 0 | 0 | 0 | 6337.5
2018-12-01 | 42 | 1 | 6337.5 | 0 | 0 | 0 | 0 | 6337.5
2019-01-01 | 43 | 1 | 6337.5 | 0 | 0 | 0 | 0 | 6337.5
2019-02-01 | 44 | 1 | 6337.5 | 0 | 0 | 0 | 0 | 6337.5
2019-03-01 | 45 | 1 | 6337.5 | 0 | 0 | 0 | 0 | 6337.5
2019-04-01 | 46 | 1 | 6337.5 | 0 | 0 | 0 | 0 | 6337.5
2019-05-01 | 47 | 1 | 6337.5 | 0 | 0 | 0 | 0 | 6337.5
2019-06-01 | 48 | 1 | 6337.5 | 0 | 0 | 0 | 0 | 6337.5
2019-07-01 | 49 | 1 | 6337.5 | 0 | 0 | 0 | 0 | 6337.5
2019-08-01 | 50 | 1 | 6337.5 | 0 | 0 | 0 | 0 | 6337.5
2019-09-01 | 51 | 1 | 6337.5 | 0 | 0 | 0 | 0 | 6337.5
2019-10-01 | 52 | 1 | 6337.5 | 0 | 0 | 0 | 0 | 6337.5
2019-11-01 | 53 | 1 | 6337.5 | 0 | 0 | 0 | 0 | 6337.5
2019-12-01 | 54 | 1 | 6337.5 | 0 | 0 | 0 | 0 | 6337.5
2020-01-01 | 55 | 1 | 6337.5 | 0 | 0 | 0 | 0 | 6337.5
2020-02-01 | 56 | 1 | 6337.5 | 0 | 0 | 0 | 0 | 6337.5
2020-03-01 | 57 | 1 | 6337.5 | 0 | 0 | 0 | 0 | 6337.5
2020-04-01 | 58 | 1 | 6337.5 | 0 | 0 | 0 | 0 | 6337.5
2020-05-01 | 59 | 1 | 6337.5 | 0 | 0 | 0 | 0 | 6337.5
2020-06-01 | 60 | 1 | 6337.5 | 0 | 0 | 0 | 0 | 6337.5
2020-07-01 | 61 | 1 | 6337.5 | 0 | 0 | 0 | 0 | 6337.5
2020-08-01 | 62 | 1 | 6337.5 | 0 | 0 | 0 | 0 | 6337.5
2020-09-01 | 63 | 1 | 6337.5 | 0 | 0 | 0 | 0 | 6337.5
2020-10-01 | 64 | 1 | 6337.5 | 0 | 0 | 0 | 0 | 6337.5
2020-11-01 | 65 | 1 | 6337.5 | 0 | 0 | 0 | 0 | 6337.5
2020-12-01 | 66 | 1 | 6337.5 | 0 | 0 | 0 | 0 | 6337.5
2021-01-01 | 67 | 1 | 6337.5 | 0 | 0 | 0 | 0 | 6337.5
2021-02-01 | 68 | 1 | 6337.5 | 0 | 0 | 0 | 0 | 6337.5
2021-03-01 | 69 | 1 | 6337.5 | 0 | 0 | 0 | 0 | 6337.5
2021-04-01 | 70 | 1 | 6337.5 | 0 | 0 | 0 | 0 | 6337.5
2021-05-01 | 71 | 1 | 6337.5 | 0 | 0 | 0 | 0 | 6337.5
2021-06-01 | 72 | 1 | 6337.5 | 0 | 0 | 0 | 0 | 6337.5
2021-07-01 | 73 | 1 | 6337.5 | 0 | 0 | 0 | 0 | 6337.5
2021-08-01 | 74 | 1 | 6337.5 | 0 | 0 | 0 | 0 | 6337.5
2021-09-01 | 75 | 1 | 6337.5 | 0 | 0 | 0 | 0 | 6337.5
2021-10-01 | 76 | 1 | 6337.5 | 0 | 0 | 0 | 0 | 6337.5
2021-11-01 | 77 | 1 | 6337.5 | 0 | 0 | 0 | 0 | 6337.5
2021-12-01 | 78 | 1 | 6337.5 | 0 | 0 | 0 | 0 | 6337.5
2022-01-01 | 79 | 1 | 6337.5 | 0 | 0 | 0 | 0 | 6337.5
2022-02-01 | 80 | 1 | 6337.5 | 0 | 0 | 0 | 0 | 6337.5
2022-03-01 | 81 | 1 | 6337.5 | 0 | 0 | 0 | 0 | 6337.5
2022-04-01 | 82 | 1 | 6337.5 | 0 | 0 | 0 | 0 | 6337.5
2022-05-01 | 83 | 1 | 6337.5 | 0 | 0 | 0 | 0 | 6337.5
2022-06-01 | 84 | 1 | 6337.5 | 0 | 0 | 0 | 0 | 6337.5
2022-07-01 | 85 | 1 | 6337.5 | 0 | 0 | 0 | 0 | 6337.5
2022-08-01 | 86 | 1 | 6337.5 | 0 | 0 | 0 | 0 | 6337.5
2022-09-01 | 87 | 1 | 6337.5 | 0 | 0 | 0 | 0 | 6337.5
2022-10-01 | 88 | 1 | 6337.5 | 0 | 0 | 0 | 0 | 6337.5
2022-11-01 | 89 | 1 | 6337.5 | 0 | 0 | 0 | 0 | 6337.5
2022-12-01 | 90 | 1 | 6337.5 | 0 | 0 | 0 | 0 | 6337.5
2023-01-01 | 91 | 1 | 6337.5 | 0 | 0 | 0 | 0 | 6337.5
2023-02-01 | 92 | 1 | 6337.5 | 0 | 0 | 0 | 0 | 6337.5
2023-03-01 | 93 | 1 | 6337.5 | 0 | 0 | 0 | 0 | 6337.5
2023-04-01 | 94 | 1 | 6337.5 | 0 | 0 | 0 | 0 | 6337.5
2023-05-01 | 95 | 1 | 6337.5 | 0 | 0 | 0 | 0 | 6337.5
2023-06-01 | 96 | 1 | 6337.5 | 0 | 0 | 0 | 0 | 6337.5
2023-07-01 | 97 | 1 | 6337.5 | 0 | 0 | 0 | 0 | 6337.5
2023-08-01 | 98 | 1 | 6337.5 | 0 | 0 | 0 | 0 | 6337.5
2023-09-01 | 99 | 1 | 6337.5 | 0 | 0 | 0 | 0 | 6337.5
2023-10-01 | 100 | 1 | 6337.5 | 0 | 0 | 0 | 0 | 6337.5
2023-11-01 | 101 | 1 | 6337.5 | 0 | 0 | 0 | 0 | 6337.5
2023-12-01 | 102 | 1 | 6337.5 | 0 | 0 | 0 | 0 | 6337.5
2024-01-01 | 103 | 1 | 6337.5 | 0 | 0 | 0 | 0 | 6337.5
2024-02-01 | 104 | 1 | 6337.5 | 0 | 0 | 0 | 0 | 6337.5
2024-03-01 | 105 | 1 | 6337.5 | 0 | 0 | 0 | 0 | 6337.5
2024-04-01 | 106 | 1 | 6337.5 | 0 | 0 | 0 | 0 | 6337.5
2024-05-01 | 107 | 1 | 6337.5 | 0 | 0 | 0 | 0 | 6337.5
2024-06-01 | 108 | 1 | 6337.5 | 0 | 0 | 0 | 0 | 6337.5
2024-07-01 | 109 | 1 | 6337.5 | 0 | 0 | 0 | 0 | 6337.5
2024-08-01 | 110 | 1 | 6337.5 | 0 | 0 | 0 | 0 | 6337.5
2024-09-01 | 111 | 1 | 6337.5 | 0 | 0 | 0 | 0 | 6337.5
2024-10-01 | 112 | 1 | 6337.5 | 0 | 0 | 0 | 0 | 6337.5
2024-11-01 | 113 | 1 | 6337.5 | 0 | 0 | 0 | 0 | 6337.5
2024-12-01 | 114 | 1 | 6337.5 | 0 | 0 | 0 | 0 | 6337.5
2025-01-01 | 115 | 1 | 6337.5 | 0 | 0 | 0 | 0 | 6337.5
2025-02-01 | 116 | 1 | 6337.5 | 0 | 0 | 0 | 0 | 6337.5
2025-03-01 | 117 | 1 | 6337.5 | 0 | 0 | 0 | 0 | 6337.5
2025-04-01 | 118 | 1 | 6337.5 | 0 | 0 | 0 | 0 | 6337.5
2025-05-01 | 119 | 1 | 6337.5 | 0 | 0 | 0 | 0 | 6337.5
2025-06-01 | 120 | 1 | 6337.5 | 0 | 0 | 0 | 0 | 6337.5
2025-07-01 | 121 | 1 | 6337.5 | 0 | 0 | 0 | 0 | 6337.5
2025-08-01 | 122 | 1 | 6337.5 | 0 | 0 | 0 | 0 | 6337.5
2025-09-01 | 123 | 1 | 6337.5 | 0 | 0 | 0 | 0 | 6337.5
2025-10-01 | 124 | 1 | 6337.5 | 0 | 0 | 0 | 0 | 6337.5
2025-11-01 | 125 | 1 | 6337.5 | 0 | 0 | 0 | 0 | 6337.5
2025-12-01 | 126 | 1 | 6337.5 | 0 | 0 | 0 | 0 | 6337.5
2026-01-01 | 127 | 1 | 6337.5 | 0 | 0 | 0 | 0 | 6337.5
2026-02-01 | 128 | 1 | 6337.5 | 0 | 0 | 0 | 0 | 6337.5
2026-03-01 | 129 | 1 | 6337.5 | 0 | 0 | 0 | 0 | 6337.5
2026-04-01 | 130 | 1 | 6337.5 | 0 | 0 | 0 | 0 | 6337.5
2026-05-01 | 131 | 1 | 6337.5 | 0 | 0 | 0 | 0 | 6337.5
2026-06-01 | 132 | 1 | 6337.5 | 0 | 0 | 0 | 0 | 6337.5
2026-07-01 | 133 | 1 | 6337.5 | 0 | 0 | 0 | 0 | 6337.5
2026-08-01 | 134 | 1 | 6337.5 | 0 | 0 | 0 | 0 | 6337.5
2026-09-01 | 135 | 1 | 6337.5 | 0 | 0 | 0 | 0 | 6337.5
2026-10-01 | 136 | 1 | 6337.5 | 0 | 0 | 0 | 0 | 6337.5
2026-11-01 | 137 | 1 | 6337.5 | 0 | 0 | 0 | 0 | 6337.5
2026-12-01 | 138 | 1 | 6337.5 | 0 | 0 | 0 | 0 | 6337.5
2027-01-01 | 139 | 1 | 6337.5 | 0 | 0 | 0 | 0 | 6337.5
2027-02-01 | 140 | 1 | 6337.5 | 0 | 0 | 0 | 0 | 6337.5
2027-03-01 | 141 | 1 | 6337.5 | 0 | 0 | 0 | 0 | 6337.5
2027-04-01 | 142 | 1 | 6337.5 | 0 | 0 | 0 | 0 | 6337.5
2027-05-01 | 143 | 1 | 6337.5 | 0 | 0 | 0 | 0 | 6337.5
2027-06-01 | 144 | 1 | 6337.5 | 0 | 0 | 0 | 0 | 6337.5
2027-07-01 | 145 | 1 | 6337.5 | 0 | 0 | 0 | 0 | 6337.5
2027-08-01 | 146 | 1 | 6337.5 | 0 | 0 | 0 | 0 | 6337.5
2027-09-01 | 147 | 1 | 6337.5 | 0 | 0 | 0 | 0 | 6337.5
2027-10-01 | 148 | 1 | 6337.5 | 0 | 0 | 0 | 0 | 6337.5
2027-11-01 | 149 | 1 | 6337.5 | 0 | 0 | 0 | 0 | 6337.5
2027-12-01 | 150 | 1 | 6337.5 | 0 | 0 | 0 | 0 | 6337.5
2028-01-01 | 151 | 1 | 6337.5 | 0 | 0 | 0 | 0 | 6337.5
2028-02-01 | 152 | 1 | 6337.5 | 0 | 0 | 0 | 0 | 6337.5
2028-03-01 | 153 | 1 | 6337.5 | 0 | 0 | 0 | 0 | 6337.5
2028-04-01 | 154 | 1 | 6337.5 | 0 | 0 | 0 | 0 | 6337.5
2028-05-01 | 155 | 1 | 6337.5 | 0 | 0 | 0 | 0 | 6337.5
2028-06-01 | 156 | 1 | 6337.5 | 0 | 0 | 0 | 0 | 6337.5
2028-07-01 | 157 | 1 | 6337.5 | 0 | 0 | 0 | 0 | 6337.5
2028-08-01 | 158 | 1 | 6337.5 | 0 | 0 | 0 | 0 | 6337.5
2028-09-01 | 159 | 1 | 6337.5 | 0 | 0 | 0 | 0 | 6337.5
2028-10-01 | 160 | 1 | 6337.5 | 0 | 0 | 0 | 0 | 6337.5
2028-11-01 | 161 | 1 | 6337.5 | 0 | 0 | 0 | 0 | 6337.5
2028-12-01 | 162 | 1 | 6337.5 | 0 | 0 | 0 | 0 | 6337.5
2029-01-01 | 163 | 1 | 6337.5 | 0 | 0 | 0 | 0 | 6337.5
2029-02-01 | 164 | 1 | 6337.5 | 0 | 0 | 0 | 0 | 6337.5
2029-03-01 | 165 | 1 | 6337.5 | 0 | 0 | 0 | 0 | 6337.5
2029-04-01 | 166 | 1 | 6337.5 | 0 | 0 | 0 | 0 | 6337.5
2029-05-01 | 167 | 1 | 6337.5 | 0 | 0 | 0 | 0 | 6337.5
2029-06-01 | 168 | 1 | 6337.5 | 0 | 0 | 0 | 0 | 6337.5
2029-07-01 | 169 | 1 | 6337.5 | 0 | 0 | 0 | 0 | 6337.5
2029-08-01 | 170 | 1 | 6337.5 | 0 | 0 | 0 | 0 | 6337.5
2029-09-01 | 171 | 1 | 6337.5 | 0 | 0 | 0 | 0 | 6337.5
2029-10-01 | 172 | 1 | 6337.5 | 0 | 0 | 0 | 0 | 6337.5
2029-11-01 | 173 | 1 | 6337.5 | 0 | 0 | 0 | 0 | 6337.5
2029-12-01 | 174 | 1 | 6337.5 | 0 | 0 | 0 | 0 | 6337.5
2030-01-01 | 175 | 1 | 6337.5 | 0 | 0 | 0 | 0 | 6337.5
2030-02-01 | 176 | 1 | 6337.5 | 0 | 0 | 0 | 0 | 6337.5
2030-03-01 | 177 | 1 | 6337.5 | 0 | 0 | 0 | 0 | 6337.5
2030-04-01 | 178 | 1 | 6337.5 | 0 | 0 | 0 | 0 | 6337.5
2030-05-01 | 179 | 1 | 6337.5 | 0 | 0 | 0 | 0 | 6337.5
2030-06-01 | 180 | 1 | 6337.5 | 0 | 0 | 0 | 0 | 6337.5
2030-07-01 | 181 | 1 | 6337.5 | 0 | 0 | 0 | 0 | 6337.5
2030-08-01 | 182 | 1 | 6337.5 | 0 | 0 | 0 | 0 | 6337.5
2030-09-01 | 183 | 1 | 6337.5 | 0 | 0 | 0 | 0 | 6337.5
2030-10-01 | 184 | 1 | 6337.5 | 0 | 0 | 0 | 0 | 6337.5
2030-11-01 | 185 | 1 | 6337.5 | 0 | 0 | 0 | 0 | 6337.5
2030-12-01 | 186 | 1 | 6337.5 | 0 | 0 | 0 | 0 | 6337.5
2031-01-01 | 187 | 1 | 6337.5 | 0 | 0 | 0 | 0 | 6337.5
2031-02-01 | 188 | 1 | 6337.5 | 0 | 0 | 0 | 0 | 6337.5
2031-03-01 | 189 | 1 | 6337.5 | 0 | 0 | 0 | 0 | 6337.5
2031-04-01 | 190 | 1 | 6337.5 | 0 | 0 | 0 | 0 | 6337.5
2031-05-01 | 191 | 1 | 6337.5 | 0 | 0 | 0 | 0 | 6337.5
2031-06-01 | 192 | 1 | 6337.5 | 0 | 0 | 0 | 0 | 6337.5
2031-07-01 | 193 | 1 | 6337.5 | 0 | 0 | 0 | 0 | 6337.5
2031-08-01 | 194 | 1 | 6337.5 | 0 | 0 | 0 | 0 | 6337.5
2031-09-01 | 195 | 1 | 6337.5 | 0 | 0 | 0 | 0 | 6337.5
2031-10-01 | 196 | 1 | 6337.5 | 0 | 0 | 0 | 0 | 6337.5
2031-11-01 | 197 | 1 | 6337.5 | 0 | 0 | 0 | 0 | 6337.5
2031-12-01 | 198 | 1 | 6337.5 | 0 | 0 | 0 | 0 | 6337.5
2032-01-01 | 199 | 1 | 6337.5 | 0 | 0 | 0 | 0 | 6337.5
2032-02-01 | 200 | 1 | 6337.5 | 0 | 0 | 0 | 0 | 6337.5
2032-03-01 | 201 | 1 | 6337.5 | 0 | 0 | 0 | 0 | 6337.5
2032-04-01 | 202 | 1 | 6337.5 | 0 | 0 | 0 | 0 | 6337.5
2032-05-01 | 203 | 1 | 6337.5 | 0 | 0 | 0 | 0 | 6337.5
2032-06-01 | 204 | 1 | 6337.5 | 0 | 0 | 0 | 0 | 6337.5
2032-07-01 | 205 | 1 | 6337.5 | 0 | 0 | 0 | 0 | 6337.5
2032-08-01 | 206 | 1 | 6337.5 | 0 | 0 | 0 | 0 | 6337.5
2032-09-01 | 207 | 1 | 6337.5 | 0 | 0 | 0 | 0 | 6337.5
2032-10-01 | 208 | 1 | 6337.5 | 0 | 0 | 0 | 0 | 6337.5
2032-11-01 | 209 | 1 | 6337.5 | 0 | 0 | 0 | 0 | 6337.5
2032-12-01 | 210 | 1 | 6337.5 | 0 | 0 | 0 | 0 | 6337.5
2033-01-01 | 211 | 1 | 6337.5 | 0 | 0 | 0 | 0 | 6337.5
2033-02-01 | 212 | 1 | 6337.5 | 0 | 0 | 0 | 0 | 6337.5
2033-03-01 | 213 | 1 | 6337.5 | 0 | 0 | 0 | 0 | 6337.5
2033-04-01 | 214 | 1 | 6337.5 | 0 | 0 | 0 | 0 | 6337.5
2033-05-01 | 215 | 1 | 6337.5 | 0 | 0 | 0 | 0 | 6337.5
2033-06-01 | 216 | 1 | 6337.5 | 0 | 0 | 0 | 0 | 6337.5
2033-07-01 | 217 | 1 | 6337.5 | 0 | 0 | 0 | 0 | 6337.5
2033-08-01 | 218 | 1 | 6337.5 | 0 | 0 | 0 | 0 | 6337.5
2033-09-01 | 219 | 1 | 6337.5 | 0 | 0 | 0 | 0 | 6337.5
2033-10-01 | 220 | 1 | 6337.5 | 0 | 0 | 0 | 0 | 6337.5
2033-11-01 | 221 | 1 | 6337.5 | 0 | 0 | 0 | 0 | 6337.5
2033-12-01 | 222 | 1 | 6337.5 | 0 | 0 | 0 | 0 | 6337.5
2034-01-01 | 223 | 1 | 6337.5 | 0 | 0 | 0 | 0 | 6337.5
2034-02-01 | 224 | 1 | 6337.5 | 0 | 0 | 0 | 0 | 6337.5
2034-03-01 | 225 | 1 | 6337.5 | 0 | 0 | 0 | 0 | 6337.5
2034-04-01 | 226 | 1 | 6337.5 | 0 | 0 | 0 | 0 | 6337.5
2034-05-01 | 227 | 1 | 6337.5 | 0 | 0 | 0 | 0 | 6337.5
2034-06-01 | 228 | 1 | 6337.5 | 0 | 0 | 0 | 0 | 6337.5
2034-07-01 | 229 | 1 | 6337.5 | 0 | 0 | 0 | 0 | 6337.5
2034-08-01 | 230 | 1 | 6337.5 | 0 | 0 | 0 | 0 | 6337.5
2034-09-01 | 231 | 1 | 6337.5 | 0 | 0 | 0 | 0 | 6337.5
2034-10-01 | 232 | 1 | 6337.5 | 0 | 0 | 0 | 0 | 6337.5
2034-11-01 | 233 | 1 | 6337.5 | 0 | 0 | 0 | 0 | 6337.5
2034-12-01 | 234 | 1 | 6337.5 | 0 | 0 | 0 | 0 | 6337.5
2035-01-01 | 235 | 1 | 6337.5 | 0 | 0 | 0 | 0 | 6337.5
2035-02-01 | 236 | 1 | 6337.5 | 0 | 0 | 0 | 0 | 6337.5
2035-03-01 | 237 | 1 | 6337.5 | 0 | 0 | 0 | 0 | 6337.5
2035-04-01 | 238 | 1 | 6337.5 | 0 | 0 | 0 | 0 | 6337.5
2035-05-01 | 239 | 1 | 6337.5 | 0 | 0 | 0 | 0 | 6337.5
NA | NA | NA | NA | NA | NA | NA | NA | NA
Formulas:
Start = IF([Stage]=0,0,DATE(YEAR('A1 Costs and Contract'!B37),MONTH('A1 Costs and Contract'!B37),1))
End = DATE(YEAR([Start]),MONTH([Start])+'A1 Costs and Contract'!C46,1)-1
End = IF([Stage]=0,0,[End, row above])
Stage = DATE(YEAR([Stage, row above]),MONTH([Stage, row above])+1,1)
Stage = IF([Months]="NA","NA",DATE(YEAR([Stage, row above]),MONTH([Stage, row above])+1,1))

## Stage (10) Investment
Additional Detail: Stage (10) Monthly Investment
Participant: |  | Name of Market Participant (Customer) |  |  |  |  | Tariff: | AESO 2014
Project: |  | Project Name |  |  |  |  | Effective: | 1 Jul 2015
Number: |  | Project Number |  | Type: | DTS Only |  | To: | Current
Stage and Month Lookup
Stage | Months |  | Start | End
1 | 239.9667 |  | 2015-07-01 | 2035-06-30
0 | 0 |  | 0 | 0
0 | 0 |  | 0 | 0
0 | 0 |  | 0 | 0
0 | 0 |  | 0 | 0
0 | 0 |  | 0 | 0
0 | 0 |  | 0 | 0
0 | 0 |  | 0 | 0
0 | 0 |  | 0 | 0
0 | 0 |  | 0 | 0
Stage (10) Calculated Investment per Month of Maximum Investment Term
|  |  | Investment per Month by Tier |  |  |  |  | Nominal
Month | Count | Stage | Tier (a) | Tier (b) | Tier (c) | Tier (d) | Tier (e) | Monthly
2015-07-01 | 1 | 1 | 6337.5 | 0 | 0 | 0 | 0 | 6337.5
2015-08-01 | 2 | 1 | 6337.5 | 0 | 0 | 0 | 0 | 6337.5
2015-09-01 | 3 | 1 | 6337.5 | 0 | 0 | 0 | 0 | 6337.5
2015-10-01 | 4 | 1 | 6337.5 | 0 | 0 | 0 | 0 | 6337.5
2015-11-01 | 5 | 1 | 6337.5 | 0 | 0 | 0 | 0 | 6337.5
2015-12-01 | 6 | 1 | 6337.5 | 0 | 0 | 0 | 0 | 6337.5
2016-01-01 | 7 | 1 | 6337.5 | 0 | 0 | 0 | 0 | 6337.5
2016-02-01 | 8 | 1 | 6337.5 | 0 | 0 | 0 | 0 | 6337.5
2016-03-01 | 9 | 1 | 6337.5 | 0 | 0 | 0 | 0 | 6337.5
2016-04-01 | 10 | 1 | 6337.5 | 0 | 0 | 0 | 0 | 6337.5
2016-05-01 | 11 | 1 | 6337.5 | 0 | 0 | 0 | 0 | 6337.5
2016-06-01 | 12 | 1 | 6337.5 | 0 | 0 | 0 | 0 | 6337.5
2016-07-01 | 13 | 1 | 6337.5 | 0 | 0 | 0 | 0 | 6337.5
2016-08-01 | 14 | 1 | 6337.5 | 0 | 0 | 0 | 0 | 6337.5
2016-09-01 | 15 | 1 | 6337.5 | 0 | 0 | 0 | 0 | 6337.5
2016-10-01 | 16 | 1 | 6337.5 | 0 | 0 | 0 | 0 | 6337.5
2016-11-01 | 17 | 1 | 6337.5 | 0 | 0 | 0 | 0 | 6337.5
2016-12-01 | 18 | 1 | 6337.5 | 0 | 0 | 0 | 0 | 6337.5
2017-01-01 | 19 | 1 | 6337.5 | 0 | 0 | 0 | 0 | 6337.5
2017-02-01 | 20 | 1 | 6337.5 | 0 | 0 | 0 | 0 | 6337.5
2017-03-01 | 21 | 1 | 6337.5 | 0 | 0 | 0 | 0 | 6337.5
2017-04-01 | 22 | 1 | 6337.5 | 0 | 0 | 0 | 0 | 6337.5
2017-05-01 | 23 | 1 | 6337.5 | 0 | 0 | 0 | 0 | 6337.5
2017-06-01 | 24 | 1 | 6337.5 | 0 | 0 | 0 | 0 | 6337.5
2017-07-01 | 25 | 1 | 6337.5 | 0 | 0 | 0 | 0 | 6337.5
2017-08-01 | 26 | 1 | 6337.5 | 0 | 0 | 0 | 0 | 6337.5
2017-09-01 | 27 | 1 | 6337.5 | 0 | 0 | 0 | 0 | 6337.5
2017-10-01 | 28 | 1 | 6337.5 | 0 | 0 | 0 | 0 | 6337.5
2017-11-01 | 29 | 1 | 6337.5 | 0 | 0 | 0 | 0 | 6337.5
2017-12-01 | 30 | 1 | 6337.5 | 0 | 0 | 0 | 0 | 6337.5
2018-01-01 | 31 | 1 | 6337.5 | 0 | 0 | 0 | 0 | 6337.5
2018-02-01 | 32 | 1 | 6337.5 | 0 | 0 | 0 | 0 | 6337.5
2018-03-01 | 33 | 1 | 6337.5 | 0 | 0 | 0 | 0 | 6337.5
2018-04-01 | 34 | 1 | 6337.5 | 0 | 0 | 0 | 0 | 6337.5
2018-05-01 | 35 | 1 | 6337.5 | 0 | 0 | 0 | 0 | 6337.5
2018-06-01 | 36 | 1 | 6337.5 | 0 | 0 | 0 | 0 | 6337.5
2018-07-01 | 37 | 1 | 6337.5 | 0 | 0 | 0 | 0 | 6337.5
2018-08-01 | 38 | 1 | 6337.5 | 0 | 0 | 0 | 0 | 6337.5
2018-09-01 | 39 | 1 | 6337.5 | 0 | 0 | 0 | 0 | 6337.5
2018-10-01 | 40 | 1 | 6337.5 | 0 | 0 | 0 | 0 | 6337.5
2018-11-01 | 41 | 1 | 6337.5 | 0 | 0 | 0 | 0 | 6337.5
2018-12-01 | 42 | 1 | 6337.5 | 0 | 0 | 0 | 0 | 6337.5
2019-01-01 | 43 | 1 | 6337.5 | 0 | 0 | 0 | 0 | 6337.5
2019-02-01 | 44 | 1 | 6337.5 | 0 | 0 | 0 | 0 | 6337.5
2019-03-01 | 45 | 1 | 6337.5 | 0 | 0 | 0 | 0 | 6337.5
2019-04-01 | 46 | 1 | 6337.5 | 0 | 0 | 0 | 0 | 6337.5
2019-05-01 | 47 | 1 | 6337.5 | 0 | 0 | 0 | 0 | 6337.5
2019-06-01 | 48 | 1 | 6337.5 | 0 | 0 | 0 | 0 | 6337.5
2019-07-01 | 49 | 1 | 6337.5 | 0 | 0 | 0 | 0 | 6337.5
2019-08-01 | 50 | 1 | 6337.5 | 0 | 0 | 0 | 0 | 6337.5
2019-09-01 | 51 | 1 | 6337.5 | 0 | 0 | 0 | 0 | 6337.5
2019-10-01 | 52 | 1 | 6337.5 | 0 | 0 | 0 | 0 | 6337.5
2019-11-01 | 53 | 1 | 6337.5 | 0 | 0 | 0 | 0 | 6337.5
2019-12-01 | 54 | 1 | 6337.5 | 0 | 0 | 0 | 0 | 6337.5
2020-01-01 | 55 | 1 | 6337.5 | 0 | 0 | 0 | 0 | 6337.5
2020-02-01 | 56 | 1 | 6337.5 | 0 | 0 | 0 | 0 | 6337.5
2020-03-01 | 57 | 1 | 6337.5 | 0 | 0 | 0 | 0 | 6337.5
2020-04-01 | 58 | 1 | 6337.5 | 0 | 0 | 0 | 0 | 6337.5
2020-05-01 | 59 | 1 | 6337.5 | 0 | 0 | 0 | 0 | 6337.5
2020-06-01 | 60 | 1 | 6337.5 | 0 | 0 | 0 | 0 | 6337.5
2020-07-01 | 61 | 1 | 6337.5 | 0 | 0 | 0 | 0 | 6337.5
2020-08-01 | 62 | 1 | 6337.5 | 0 | 0 | 0 | 0 | 6337.5
2020-09-01 | 63 | 1 | 6337.5 | 0 | 0 | 0 | 0 | 6337.5
2020-10-01 | 64 | 1 | 6337.5 | 0 | 0 | 0 | 0 | 6337.5
2020-11-01 | 65 | 1 | 6337.5 | 0 | 0 | 0 | 0 | 6337.5
2020-12-01 | 66 | 1 | 6337.5 | 0 | 0 | 0 | 0 | 6337.5
2021-01-01 | 67 | 1 | 6337.5 | 0 | 0 | 0 | 0 | 6337.5
2021-02-01 | 68 | 1 | 6337.5 | 0 | 0 | 0 | 0 | 6337.5
2021-03-01 | 69 | 1 | 6337.5 | 0 | 0 | 0 | 0 | 6337.5
2021-04-01 | 70 | 1 | 6337.5 | 0 | 0 | 0 | 0 | 6337.5
2021-05-01 | 71 | 1 | 6337.5 | 0 | 0 | 0 | 0 | 6337.5
2021-06-01 | 72 | 1 | 6337.5 | 0 | 0 | 0 | 0 | 6337.5
2021-07-01 | 73 | 1 | 6337.5 | 0 | 0 | 0 | 0 | 6337.5
2021-08-01 | 74 | 1 | 6337.5 | 0 | 0 | 0 | 0 | 6337.5
2021-09-01 | 75 | 1 | 6337.5 | 0 | 0 | 0 | 0 | 6337.5
2021-10-01 | 76 | 1 | 6337.5 | 0 | 0 | 0 | 0 | 6337.5
2021-11-01 | 77 | 1 | 6337.5 | 0 | 0 | 0 | 0 | 6337.5
2021-12-01 | 78 | 1 | 6337.5 | 0 | 0 | 0 | 0 | 6337.5
2022-01-01 | 79 | 1 | 6337.5 | 0 | 0 | 0 | 0 | 6337.5
2022-02-01 | 80 | 1 | 6337.5 | 0 | 0 | 0 | 0 | 6337.5
2022-03-01 | 81 | 1 | 6337.5 | 0 | 0 | 0 | 0 | 6337.5
2022-04-01 | 82 | 1 | 6337.5 | 0 | 0 | 0 | 0 | 6337.5
2022-05-01 | 83 | 1 | 6337.5 | 0 | 0 | 0 | 0 | 6337.5
2022-06-01 | 84 | 1 | 6337.5 | 0 | 0 | 0 | 0 | 6337.5
2022-07-01 | 85 | 1 | 6337.5 | 0 | 0 | 0 | 0 | 6337.5
2022-08-01 | 86 | 1 | 6337.5 | 0 | 0 | 0 | 0 | 6337.5
2022-09-01 | 87 | 1 | 6337.5 | 0 | 0 | 0 | 0 | 6337.5
2022-10-01 | 88 | 1 | 6337.5 | 0 | 0 | 0 | 0 | 6337.5
2022-11-01 | 89 | 1 | 6337.5 | 0 | 0 | 0 | 0 | 6337.5
2022-12-01 | 90 | 1 | 6337.5 | 0 | 0 | 0 | 0 | 6337.5
2023-01-01 | 91 | 1 | 6337.5 | 0 | 0 | 0 | 0 | 6337.5
2023-02-01 | 92 | 1 | 6337.5 | 0 | 0 | 0 | 0 | 6337.5
2023-03-01 | 93 | 1 | 6337.5 | 0 | 0 | 0 | 0 | 6337.5
2023-04-01 | 94 | 1 | 6337.5 | 0 | 0 | 0 | 0 | 6337.5
2023-05-01 | 95 | 1 | 6337.5 | 0 | 0 | 0 | 0 | 6337.5
2023-06-01 | 96 | 1 | 6337.5 | 0 | 0 | 0 | 0 | 6337.5
2023-07-01 | 97 | 1 | 6337.5 | 0 | 0 | 0 | 0 | 6337.5
2023-08-01 | 98 | 1 | 6337.5 | 0 | 0 | 0 | 0 | 6337.5
2023-09-01 | 99 | 1 | 6337.5 | 0 | 0 | 0 | 0 | 6337.5
2023-10-01 | 100 | 1 | 6337.5 | 0 | 0 | 0 | 0 | 6337.5
2023-11-01 | 101 | 1 | 6337.5 | 0 | 0 | 0 | 0 | 6337.5
2023-12-01 | 102 | 1 | 6337.5 | 0 | 0 | 0 | 0 | 6337.5
2024-01-01 | 103 | 1 | 6337.5 | 0 | 0 | 0 | 0 | 6337.5
2024-02-01 | 104 | 1 | 6337.5 | 0 | 0 | 0 | 0 | 6337.5
2024-03-01 | 105 | 1 | 6337.5 | 0 | 0 | 0 | 0 | 6337.5
2024-04-01 | 106 | 1 | 6337.5 | 0 | 0 | 0 | 0 | 6337.5
2024-05-01 | 107 | 1 | 6337.5 | 0 | 0 | 0 | 0 | 6337.5
2024-06-01 | 108 | 1 | 6337.5 | 0 | 0 | 0 | 0 | 6337.5
2024-07-01 | 109 | 1 | 6337.5 | 0 | 0 | 0 | 0 | 6337.5
2024-08-01 | 110 | 1 | 6337.5 | 0 | 0 | 0 | 0 | 6337.5
2024-09-01 | 111 | 1 | 6337.5 | 0 | 0 | 0 | 0 | 6337.5
2024-10-01 | 112 | 1 | 6337.5 | 0 | 0 | 0 | 0 | 6337.5
2024-11-01 | 113 | 1 | 6337.5 | 0 | 0 | 0 | 0 | 6337.5
2024-12-01 | 114 | 1 | 6337.5 | 0 | 0 | 0 | 0 | 6337.5
2025-01-01 | 115 | 1 | 6337.5 | 0 | 0 | 0 | 0 | 6337.5
2025-02-01 | 116 | 1 | 6337.5 | 0 | 0 | 0 | 0 | 6337.5
2025-03-01 | 117 | 1 | 6337.5 | 0 | 0 | 0 | 0 | 6337.5
2025-04-01 | 118 | 1 | 6337.5 | 0 | 0 | 0 | 0 | 6337.5
2025-05-01 | 119 | 1 | 6337.5 | 0 | 0 | 0 | 0 | 6337.5
2025-06-01 | 120 | 1 | 6337.5 | 0 | 0 | 0 | 0 | 6337.5
2025-07-01 | 121 | 1 | 6337.5 | 0 | 0 | 0 | 0 | 6337.5
2025-08-01 | 122 | 1 | 6337.5 | 0 | 0 | 0 | 0 | 6337.5
2025-09-01 | 123 | 1 | 6337.5 | 0 | 0 | 0 | 0 | 6337.5
2025-10-01 | 124 | 1 | 6337.5 | 0 | 0 | 0 | 0 | 6337.5
2025-11-01 | 125 | 1 | 6337.5 | 0 | 0 | 0 | 0 | 6337.5
2025-12-01 | 126 | 1 | 6337.5 | 0 | 0 | 0 | 0 | 6337.5
2026-01-01 | 127 | 1 | 6337.5 | 0 | 0 | 0 | 0 | 6337.5
2026-02-01 | 128 | 1 | 6337.5 | 0 | 0 | 0 | 0 | 6337.5
2026-03-01 | 129 | 1 | 6337.5 | 0 | 0 | 0 | 0 | 6337.5
2026-04-01 | 130 | 1 | 6337.5 | 0 | 0 | 0 | 0 | 6337.5
2026-05-01 | 131 | 1 | 6337.5 | 0 | 0 | 0 | 0 | 6337.5
2026-06-01 | 132 | 1 | 6337.5 | 0 | 0 | 0 | 0 | 6337.5
2026-07-01 | 133 | 1 | 6337.5 | 0 | 0 | 0 | 0 | 6337.5
2026-08-01 | 134 | 1 | 6337.5 | 0 | 0 | 0 | 0 | 6337.5
2026-09-01 | 135 | 1 | 6337.5 | 0 | 0 | 0 | 0 | 6337.5
2026-10-01 | 136 | 1 | 6337.5 | 0 | 0 | 0 | 0 | 6337.5
2026-11-01 | 137 | 1 | 6337.5 | 0 | 0 | 0 | 0 | 6337.5
2026-12-01 | 138 | 1 | 6337.5 | 0 | 0 | 0 | 0 | 6337.5
2027-01-01 | 139 | 1 | 6337.5 | 0 | 0 | 0 | 0 | 6337.5
2027-02-01 | 140 | 1 | 6337.5 | 0 | 0 | 0 | 0 | 6337.5
2027-03-01 | 141 | 1 | 6337.5 | 0 | 0 | 0 | 0 | 6337.5
2027-04-01 | 142 | 1 | 6337.5 | 0 | 0 | 0 | 0 | 6337.5
2027-05-01 | 143 | 1 | 6337.5 | 0 | 0 | 0 | 0 | 6337.5
2027-06-01 | 144 | 1 | 6337.5 | 0 | 0 | 0 | 0 | 6337.5
2027-07-01 | 145 | 1 | 6337.5 | 0 | 0 | 0 | 0 | 6337.5
2027-08-01 | 146 | 1 | 6337.5 | 0 | 0 | 0 | 0 | 6337.5
2027-09-01 | 147 | 1 | 6337.5 | 0 | 0 | 0 | 0 | 6337.5
2027-10-01 | 148 | 1 | 6337.5 | 0 | 0 | 0 | 0 | 6337.5
2027-11-01 | 149 | 1 | 6337.5 | 0 | 0 | 0 | 0 | 6337.5
2027-12-01 | 150 | 1 | 6337.5 | 0 | 0 | 0 | 0 | 6337.5
2028-01-01 | 151 | 1 | 6337.5 | 0 | 0 | 0 | 0 | 6337.5
2028-02-01 | 152 | 1 | 6337.5 | 0 | 0 | 0 | 0 | 6337.5
2028-03-01 | 153 | 1 | 6337.5 | 0 | 0 | 0 | 0 | 6337.5
2028-04-01 | 154 | 1 | 6337.5 | 0 | 0 | 0 | 0 | 6337.5
2028-05-01 | 155 | 1 | 6337.5 | 0 | 0 | 0 | 0 | 6337.5
2028-06-01 | 156 | 1 | 6337.5 | 0 | 0 | 0 | 0 | 6337.5
2028-07-01 | 157 | 1 | 6337.5 | 0 | 0 | 0 | 0 | 6337.5
2028-08-01 | 158 | 1 | 6337.5 | 0 | 0 | 0 | 0 | 6337.5
2028-09-01 | 159 | 1 | 6337.5 | 0 | 0 | 0 | 0 | 6337.5
2028-10-01 | 160 | 1 | 6337.5 | 0 | 0 | 0 | 0 | 6337.5
2028-11-01 | 161 | 1 | 6337.5 | 0 | 0 | 0 | 0 | 6337.5
2028-12-01 | 162 | 1 | 6337.5 | 0 | 0 | 0 | 0 | 6337.5
2029-01-01 | 163 | 1 | 6337.5 | 0 | 0 | 0 | 0 | 6337.5
2029-02-01 | 164 | 1 | 6337.5 | 0 | 0 | 0 | 0 | 6337.5
2029-03-01 | 165 | 1 | 6337.5 | 0 | 0 | 0 | 0 | 6337.5
2029-04-01 | 166 | 1 | 6337.5 | 0 | 0 | 0 | 0 | 6337.5
2029-05-01 | 167 | 1 | 6337.5 | 0 | 0 | 0 | 0 | 6337.5
2029-06-01 | 168 | 1 | 6337.5 | 0 | 0 | 0 | 0 | 6337.5
2029-07-01 | 169 | 1 | 6337.5 | 0 | 0 | 0 | 0 | 6337.5
2029-08-01 | 170 | 1 | 6337.5 | 0 | 0 | 0 | 0 | 6337.5
2029-09-01 | 171 | 1 | 6337.5 | 0 | 0 | 0 | 0 | 6337.5
2029-10-01 | 172 | 1 | 6337.5 | 0 | 0 | 0 | 0 | 6337.5
2029-11-01 | 173 | 1 | 6337.5 | 0 | 0 | 0 | 0 | 6337.5
2029-12-01 | 174 | 1 | 6337.5 | 0 | 0 | 0 | 0 | 6337.5
2030-01-01 | 175 | 1 | 6337.5 | 0 | 0 | 0 | 0 | 6337.5
2030-02-01 | 176 | 1 | 6337.5 | 0 | 0 | 0 | 0 | 6337.5
2030-03-01 | 177 | 1 | 6337.5 | 0 | 0 | 0 | 0 | 6337.5
2030-04-01 | 178 | 1 | 6337.5 | 0 | 0 | 0 | 0 | 6337.5
2030-05-01 | 179 | 1 | 6337.5 | 0 | 0 | 0 | 0 | 6337.5
2030-06-01 | 180 | 1 | 6337.5 | 0 | 0 | 0 | 0 | 6337.5
2030-07-01 | 181 | 1 | 6337.5 | 0 | 0 | 0 | 0 | 6337.5
2030-08-01 | 182 | 1 | 6337.5 | 0 | 0 | 0 | 0 | 6337.5
2030-09-01 | 183 | 1 | 6337.5 | 0 | 0 | 0 | 0 | 6337.5
2030-10-01 | 184 | 1 | 6337.5 | 0 | 0 | 0 | 0 | 6337.5
2030-11-01 | 185 | 1 | 6337.5 | 0 | 0 | 0 | 0 | 6337.5
2030-12-01 | 186 | 1 | 6337.5 | 0 | 0 | 0 | 0 | 6337.5
2031-01-01 | 187 | 1 | 6337.5 | 0 | 0 | 0 | 0 | 6337.5
2031-02-01 | 188 | 1 | 6337.5 | 0 | 0 | 0 | 0 | 6337.5
2031-03-01 | 189 | 1 | 6337.5 | 0 | 0 | 0 | 0 | 6337.5
2031-04-01 | 190 | 1 | 6337.5 | 0 | 0 | 0 | 0 | 6337.5
2031-05-01 | 191 | 1 | 6337.5 | 0 | 0 | 0 | 0 | 6337.5
2031-06-01 | 192 | 1 | 6337.5 | 0 | 0 | 0 | 0 | 6337.5
2031-07-01 | 193 | 1 | 6337.5 | 0 | 0 | 0 | 0 | 6337.5
2031-08-01 | 194 | 1 | 6337.5 | 0 | 0 | 0 | 0 | 6337.5
2031-09-01 | 195 | 1 | 6337.5 | 0 | 0 | 0 | 0 | 6337.5
2031-10-01 | 196 | 1 | 6337.5 | 0 | 0 | 0 | 0 | 6337.5
2031-11-01 | 197 | 1 | 6337.5 | 0 | 0 | 0 | 0 | 6337.5
2031-12-01 | 198 | 1 | 6337.5 | 0 | 0 | 0 | 0 | 6337.5
2032-01-01 | 199 | 1 | 6337.5 | 0 | 0 | 0 | 0 | 6337.5
2032-02-01 | 200 | 1 | 6337.5 | 0 | 0 | 0 | 0 | 6337.5
2032-03-01 | 201 | 1 | 6337.5 | 0 | 0 | 0 | 0 | 6337.5
2032-04-01 | 202 | 1 | 6337.5 | 0 | 0 | 0 | 0 | 6337.5
2032-05-01 | 203 | 1 | 6337.5 | 0 | 0 | 0 | 0 | 6337.5
2032-06-01 | 204 | 1 | 6337.5 | 0 | 0 | 0 | 0 | 6337.5
2032-07-01 | 205 | 1 | 6337.5 | 0 | 0 | 0 | 0 | 6337.5
2032-08-01 | 206 | 1 | 6337.5 | 0 | 0 | 0 | 0 | 6337.5
2032-09-01 | 207 | 1 | 6337.5 | 0 | 0 | 0 | 0 | 6337.5
2032-10-01 | 208 | 1 | 6337.5 | 0 | 0 | 0 | 0 | 6337.5
2032-11-01 | 209 | 1 | 6337.5 | 0 | 0 | 0 | 0 | 6337.5
2032-12-01 | 210 | 1 | 6337.5 | 0 | 0 | 0 | 0 | 6337.5
2033-01-01 | 211 | 1 | 6337.5 | 0 | 0 | 0 | 0 | 6337.5
2033-02-01 | 212 | 1 | 6337.5 | 0 | 0 | 0 | 0 | 6337.5
2033-03-01 | 213 | 1 | 6337.5 | 0 | 0 | 0 | 0 | 6337.5
2033-04-01 | 214 | 1 | 6337.5 | 0 | 0 | 0 | 0 | 6337.5
2033-05-01 | 215 | 1 | 6337.5 | 0 | 0 | 0 | 0 | 6337.5
2033-06-01 | 216 | 1 | 6337.5 | 0 | 0 | 0 | 0 | 6337.5
2033-07-01 | 217 | 1 | 6337.5 | 0 | 0 | 0 | 0 | 6337.5
2033-08-01 | 218 | 1 | 6337.5 | 0 | 0 | 0 | 0 | 6337.5
2033-09-01 | 219 | 1 | 6337.5 | 0 | 0 | 0 | 0 | 6337.5
2033-10-01 | 220 | 1 | 6337.5 | 0 | 0 | 0 | 0 | 6337.5
2033-11-01 | 221 | 1 | 6337.5 | 0 | 0 | 0 | 0 | 6337.5
2033-12-01 | 222 | 1 | 6337.5 | 0 | 0 | 0 | 0 | 6337.5
2034-01-01 | 223 | 1 | 6337.5 | 0 | 0 | 0 | 0 | 6337.5
2034-02-01 | 224 | 1 | 6337.5 | 0 | 0 | 0 | 0 | 6337.5
2034-03-01 | 225 | 1 | 6337.5 | 0 | 0 | 0 | 0 | 6337.5
2034-04-01 | 226 | 1 | 6337.5 | 0 | 0 | 0 | 0 | 6337.5
2034-05-01 | 227 | 1 | 6337.5 | 0 | 0 | 0 | 0 | 6337.5
2034-06-01 | 228 | 1 | 6337.5 | 0 | 0 | 0 | 0 | 6337.5
2034-07-01 | 229 | 1 | 6337.5 | 0 | 0 | 0 | 0 | 6337.5
2034-08-01 | 230 | 1 | 6337.5 | 0 | 0 | 0 | 0 | 6337.5
2034-09-01 | 231 | 1 | 6337.5 | 0 | 0 | 0 | 0 | 6337.5
2034-10-01 | 232 | 1 | 6337.5 | 0 | 0 | 0 | 0 | 6337.5
2034-11-01 | 233 | 1 | 6337.5 | 0 | 0 | 0 | 0 | 6337.5
2034-12-01 | 234 | 1 | 6337.5 | 0 | 0 | 0 | 0 | 6337.5
2035-01-01 | 235 | 1 | 6337.5 | 0 | 0 | 0 | 0 | 6337.5
2035-02-01 | 236 | 1 | 6337.5 | 0 | 0 | 0 | 0 | 6337.5
2035-03-01 | 237 | 1 | 6337.5 | 0 | 0 | 0 | 0 | 6337.5
2035-04-01 | 238 | 1 | 6337.5 | 0 | 0 | 0 | 0 | 6337.5
2035-05-01 | 239 | 1 | 6337.5 | 0 | 0 | 0 | 0 | 6337.5
NA | NA | NA | NA | NA | NA | NA | NA | NA
Formulas:
Start = IF([Stage]=0,0,DATE(YEAR('A1 Costs and Contract'!B37),MONTH('A1 Costs and Contract'!B37),1))
End = DATE(YEAR([Start]),MONTH([Start])+'A1 Costs and Contract'!C46,1)-1
End = IF([Stage]=0,0,[End, row above])
Stage = DATE(YEAR([Stage, row above]),MONTH([Stage, row above])+1,1)
Stage = IF([Months]="NA","NA",DATE(YEAR([Stage, row above]),MONTH([Stage, row above])+1,1))

## Generator's Capacity
Additional Detail: Generating Unit Owner’s Contract Capacity
Participant: |  | Name of Market Participant (Customer) |  |  |  |  | Tariff: | AESO 2014
Project: |  | Project Name |  |  |  |  | Effective: | 1 Jul 2015
Number: |  | Project Number |  | Type: | DTS Only |  | To: | Current
Stage and Month Lookup
Stage | Months |  | Start | End
1 | 240 |  | 2015-07-01 | 2035-06-30
0
0
0
0
0 | [5 empty] | New or incremental Rate STS contract
0 | [5 empty] | capacity averaged over the twelve
0 | [5 empty] | highest months during the ten years
0 | [5 empty] | following commercial operation
0 | [5 empty] | Average Capacity (MW) |  | 0
Rate STS Contract Capacity During Ten Years Following Commercial Operation
|  |  | STS Capacity Contracted by Month (MW) |  |  |  | Highest Twelve Months
Month | Count | Stage | After Proj | Before Proj | New | Rank | Rank | Capacity
2015-07-01 | 1 | 1 | 0 | NA | 0 | 1 | 1 | 0
2015-08-01 | 2 | 1 | 0 | NA | 0 | 1 | 1 | 0
2015-09-01 | 3 | 1 | 0 | NA | 0 | 1 | 1 | 0
2015-10-01 | 4 | 1 | 0 | NA | 0 | 1 | 1 | 0
2015-11-01 | 5 | 1 | 0 | NA | 0 | 1 | 1 | 0
2015-12-01 | 6 | 1 | 0 | NA | 0 | 1 | 1 | 0
2016-01-01 | 7 | 1 | 0 | NA | 0 | 1 | 1 | 0
2016-02-01 | 8 | 1 | 0 | NA | 0 | 1 | 1 | 0
2016-03-01 | 9 | 1 | 0 | NA | 0 | 1 | 1 | 0
2016-04-01 | 10 | 1 | 0 | NA | 0 | 1 | 1 | 0
2016-05-01 | 11 | 1 | 0 | NA | 0 | 1 | 1 | 0
2016-06-01 | 12 | 1 | 0 | NA | 0 | 1 | 1 | 0
2016-07-01 | 13 | 1 | 0 | NA | 0 | 1
2016-08-01 | 14 | 1 | 0 | NA | 0 | 1
2016-09-01 | 15 | 1 | 0 | NA | 0 | 1
2016-10-01 | 16 | 1 | 0 | NA | 0 | 1
2016-11-01 | 17 | 1 | 0 | NA | 0 | 1
2016-12-01 | 18 | 1 | 0 | NA | 0 | 1
2017-01-01 | 19 | 1 | 0 | NA | 0 | 1
2017-02-01 | 20 | 1 | 0 | NA | 0 | 1
2017-03-01 | 21 | 1 | 0 | NA | 0 | 1
2017-04-01 | 22 | 1 | 0 | NA | 0 | 1
2017-05-01 | 23 | 1 | 0 | NA | 0 | 1
2017-06-01 | 24 | 1 | 0 | NA | 0 | 1
2017-07-01 | 25 | 1 | 0 | NA | 0 | 1
2017-08-01 | 26 | 1 | 0 | NA | 0 | 1
2017-09-01 | 27 | 1 | 0 | NA | 0 | 1
2017-10-01 | 28 | 1 | 0 | NA | 0 | 1
2017-11-01 | 29 | 1 | 0 | NA | 0 | 1
2017-12-01 | 30 | 1 | 0 | NA | 0 | 1
2018-01-01 | 31 | 1 | 0 | NA | 0 | 1
2018-02-01 | 32 | 1 | 0 | NA | 0 | 1
2018-03-01 | 33 | 1 | 0 | NA | 0 | 1
2018-04-01 | 34 | 1 | 0 | NA | 0 | 1
2018-05-01 | 35 | 1 | 0 | NA | 0 | 1
2018-06-01 | 36 | 1 | 0 | NA | 0 | 1
2018-07-01 | 37 | 1 | 0 | NA | 0 | 1
2018-08-01 | 38 | 1 | 0 | NA | 0 | 1
2018-09-01 | 39 | 1 | 0 | NA | 0 | 1
2018-10-01 | 40 | 1 | 0 | NA | 0 | 1
2018-11-01 | 41 | 1 | 0 | NA | 0 | 1
2018-12-01 | 42 | 1 | 0 | NA | 0 | 1
2019-01-01 | 43 | 1 | 0 | NA | 0 | 1
2019-02-01 | 44 | 1 | 0 | NA | 0 | 1
2019-03-01 | 45 | 1 | 0 | NA | 0 | 1
2019-04-01 | 46 | 1 | 0 | NA | 0 | 1
2019-05-01 | 47 | 1 | 0 | NA | 0 | 1
2019-06-01 | 48 | 1 | 0 | NA | 0 | 1
2019-07-01 | 49 | 1 | 0 | NA | 0 | 1
2019-08-01 | 50 | 1 | 0 | NA | 0 | 1
2019-09-01 | 51 | 1 | 0 | NA | 0 | 1
2019-10-01 | 52 | 1 | 0 | NA | 0 | 1
2019-11-01 | 53 | 1 | 0 | NA | 0 | 1
2019-12-01 | 54 | 1 | 0 | NA | 0 | 1
2020-01-01 | 55 | 1 | 0 | NA | 0 | 1
2020-02-01 | 56 | 1 | 0 | NA | 0 | 1
2020-03-01 | 57 | 1 | 0 | NA | 0 | 1
2020-04-01 | 58 | 1 | 0 | NA | 0 | 1
2020-05-01 | 59 | 1 | 0 | NA | 0 | 1
2020-06-01 | 60 | 1 | 0 | NA | 0 | 1
2020-07-01 | 61 | 1 | 0 | NA | 0 | 1
2020-08-01 | 62 | 1 | 0 | NA | 0 | 1
2020-09-01 | 63 | 1 | 0 | NA | 0 | 1
2020-10-01 | 64 | 1 | 0 | NA | 0 | 1
2020-11-01 | 65 | 1 | 0 | NA | 0 | 1
2020-12-01 | 66 | 1 | 0 | NA | 0 | 1
2021-01-01 | 67 | 1 | 0 | NA | 0 | 1
2021-02-01 | 68 | 1 | 0 | NA | 0 | 1
2021-03-01 | 69 | 1 | 0 | NA | 0 | 1
2021-04-01 | 70 | 1 | 0 | NA | 0 | 1
2021-05-01 | 71 | 1 | 0 | NA | 0 | 1
2021-06-01 | 72 | 1 | 0 | NA | 0 | 1
2021-07-01 | 73 | 1 | 0 | NA | 0 | 1
2021-08-01 | 74 | 1 | 0 | NA | 0 | 1
2021-09-01 | 75 | 1 | 0 | NA | 0 | 1
2021-10-01 | 76 | 1 | 0 | NA | 0 | 1
2021-11-01 | 77 | 1 | 0 | NA | 0 | 1
2021-12-01 | 78 | 1 | 0 | NA | 0 | 1
2022-01-01 | 79 | 1 | 0 | NA | 0 | 1
2022-02-01 | 80 | 1 | 0 | NA | 0 | 1
2022-03-01 | 81 | 1 | 0 | NA | 0 | 1
2022-04-01 | 82 | 1 | 0 | NA | 0 | 1
2022-05-01 | 83 | 1 | 0 | NA | 0 | 1
2022-06-01 | 84 | 1 | 0 | NA | 0 | 1
2022-07-01 | 85 | 1 | 0 | NA | 0 | 1
2022-08-01 | 86 | 1 | 0 | NA | 0 | 1
2022-09-01 | 87 | 1 | 0 | NA | 0 | 1
2022-10-01 | 88 | 1 | 0 | NA | 0 | 1
2022-11-01 | 89 | 1 | 0 | NA | 0 | 1
2022-12-01 | 90 | 1 | 0 | NA | 0 | 1
2023-01-01 | 91 | 1 | 0 | NA | 0 | 1
2023-02-01 | 92 | 1 | 0 | NA | 0 | 1
2023-03-01 | 93 | 1 | 0 | NA | 0 | 1
2023-04-01 | 94 | 1 | 0 | NA | 0 | 1
2023-05-01 | 95 | 1 | 0 | NA | 0 | 1
2023-06-01 | 96 | 1 | 0 | NA | 0 | 1
2023-07-01 | 97 | 1 | 0 | NA | 0 | 1
2023-08-01 | 98 | 1 | 0 | NA | 0 | 1
2023-09-01 | 99 | 1 | 0 | NA | 0 | 1
2023-10-01 | 100 | 1 | 0 | NA | 0 | 1
2023-11-01 | 101 | 1 | 0 | NA | 0 | 1
2023-12-01 | 102 | 1 | 0 | NA | 0 | 1
2024-01-01 | 103 | 1 | 0 | NA | 0 | 1
2024-02-01 | 104 | 1 | 0 | NA | 0 | 1
2024-03-01 | 105 | 1 | 0 | NA | 0 | 1
2024-04-01 | 106 | 1 | 0 | NA | 0 | 1
2024-05-01 | 107 | 1 | 0 | NA | 0 | 1
2024-06-01 | 108 | 1 | 0 | NA | 0 | 1
2024-07-01 | 109 | 1 | 0 | NA | 0 | 1
2024-08-01 | 110 | 1 | 0 | NA | 0 | 1
2024-09-01 | 111 | 1 | 0 | NA | 0 | 1
2024-10-01 | 112 | 1 | 0 | NA | 0 | 1
2024-11-01 | 113 | 1 | 0 | NA | 0 | 1
2024-12-01 | 114 | 1 | 0 | NA | 0 | 1
2025-01-01 | 115 | 1 | 0 | NA | 0 | 1
2025-02-01 | 116 | 1 | 0 | NA | 0 | 1
2025-03-01 | 117 | 1 | 0 | NA | 0 | 1
2025-04-01 | 118 | 1 | 0 | NA | 0 | 1
2025-05-01 | 119 | 1 | 0 | NA | 0 | 1
2025-06-01 | 120 | 1 | 0 | NA | 0 | 1
Formulas:
End = DATE(YEAR([Start]),MONTH([Start])+[Months],1)-1
Stage = DATE(YEAR([Stage, row above]),MONTH([Stage, row above])+1,1)
Stage = IF([Months]="NA","NA",DATE(YEAR([Stage, row above]),MONTH([Stage, row above])+1,1))

## Generator’s Contribution
Additional Detail: Generating Unit Owner’s Contribution Amounts
Participant: | Name of Market Participant (Customer) |  |  |  |  | Tariff: | AESO 2014
Project: | Project Name |  |  |  |  | Effective: | 1 Jul 2015
Number: | Project Number |  | Type: | DTS Only |  | To: | Current
Effective | Contribution Amount Regions
Dates | Northwest | Northeast | Edmonton | Central | East | Calgary | South
Before 2006 | 0 | 0 | 0 | 0 | 0 | 0 | 0
2006­2007 | 10000 | 50000 | 31300 | 10000 | 20200 | 10000 | 20100
2008­2009 | 10000 | 50000 | 32500 | NA | NA | 10000 | 28100
2010­2011 | 10000 | 50000 | 32500 | 22400 | NA | 10000 | 25000
2012­2013 | 10000 | 50000 | 32500 | 22400 | NA | 10000 | 25000
2014­2015 | 10000 | 50000 | 32500 | 22400 | NA | 10000 | 25000